## WH STATUS
no. | Shipment Invoice No. | SCT Ref.No | Site | EQ No | Case No. | Pkg | Storage | Description | L(CM) | W(CM) | H(CM) | CBM | N.W(kgs) | G.W(kgs) | Stack | HS Code | Currency | Price | Vessel | COE | POL | POD | ETD/ATD | ETA/ATA | DHL WH | DSV Indoor | DSV Al Markaz | AAA Storage | DSV Outdoor | DSV MZP | MOSB | Hauler Indoor | JDN MZD | Shifting | MIR | SHU | DAS | AGI | Source_Sheet | Status_WAREHOUSE | Status_SITE | Status_Current | Status_Location | Status_Location_Date | Status_Storage | wh handling | total handling | minus | final handling | SQM | Stack_Status | Total sqm | Source_File | Status_Location_YearMonth | site_handling_original | total_handling_original | wh_handling_original | FLOW_CODE | FLOW_DESCRIPTION | Final_Location | Source_Vendor
1934 | NR2515158 | HVDC-ADOPT-SIM-0099 | MIR | SCT-19LT-PRC-PO-004 | 13OP-03028-1209 | 1 | Outdoor | LI2XCQ FR 7G1,5 RF 0,6/1KV | 134 | 134 | 101 | 1.8136 | 629 | 856 | Non Stackable | 8544 4991 | EUR | 5650.633 | QY1003 | BELGIUM | Brussels | Abu Dhabi Airport | 2025-10-03 | 2025-10-06 | [14 empty] | CASE_LIST |  |  | Pre Arrival | Pre Arrival |  | Pre Arrival | 0 | 0 | 0 | 0 | 1.8 | 0 | 1.8 | SIEMENS(SIM) |  | 0 | 0 | 0 | 0 | Flow 0: Pre Arrival | Pre Arrival | SIEMENS
1935 | NR2515158 | HVDC-ADOPT-SIM-0099 | AGI | SCT-19LT-PRC-PO-004 | 13OP-03028-1210 | 1 | Outdoor | LI2XCQ FR 7G1,5 RF 0,6/1KV | 155 | 155 | 114 | 2.7388 | 627 | 924 | Non Stackable | 8544 4991 | EUR | 5650.633 | QY1003 | BELGIUM | Brussels | Abu Dhabi Airport | 2025-10-03 | 2025-10-06 | [14 empty] | CASE_LIST |  |  | Pre Arrival | Pre Arrival |  | Pre Arrival | 0 | 0 | 0 | 0 | 2.4 | 0 | 2.4 | SIEMENS(SIM) |  | 0 | 0 | 0 | 0 | Flow 0: Pre Arrival | Pre Arrival | SIEMENS
1936 | NR2515158 | HVDC-ADOPT-SIM-0099 | AGI | SCT-19LT-PRC-PO-004 | 13OP-03028-1211 | 1 | Outdoor | LI2XCQ FR 7G1,5 RF 0,6/1KV | 104 | 104 | 90 | 0.97344 | 204 | 311 | Non Stackable | 8544 4991 | EUR | 5650.633 | QY1003 | BELGIUM | Brussels | Abu Dhabi Airport | 2025-10-03 | 2025-10-06 | [14 empty] | CASE_LIST |  |  | Pre Arrival | Pre Arrival |  | Pre Arrival | 0 | 0 | 0 | 0 | 1.08 | 0 | 1.08 | SIEMENS(SIM) |  | 0 | 0 | 0 | 0 | Flow 0: Pre Arrival | Pre Arrival | SIEMENS
1937 | NR2515158 | HVDC-ADOPT-SIM-0099 | DAS | SCT-19LT-PRC-PO-004 | 13OP-03028-1212 | 1 | Outdoor | LI2XCQ FR 7G1,5 RF 0,6/1KV | 84 | 84 | 79 | 0.55742 | 58 | 124 | Non Stackable | 8544 4991 | EUR | 5650.633 | QY1003 | BELGIUM | Brussels | Abu Dhabi Airport | 2025-10-03 | 2025-10-06 | [14 empty] | CASE_LIST |  |  | Pre Arrival | Pre Arrival |  | Pre Arrival | 0 | 0 | 0 | 0 | 0.71 | 0 | 0.71 | SIEMENS(SIM) |  | 0 | 0 | 0 | 0 | Flow 0: Pre Arrival | Pre Arrival | SIEMENS
1938 | NR2515158 | HVDC-ADOPT-SIM-0099 | MIR | SCT-19LT-PRC-PO-004 | 13OP-03028-1213 | 1 | Outdoor | LI2XCQ FR 2X0,75 RF 0,6/1KV | 60 | 80 | 15 | 0.072 | 19 | 32 | Non Stackable | 8544 4991 | EUR | 5650.633 | QY1003 | BELGIUM | Brussels | Abu Dhabi Airport | 2025-10-03 | 2025-10-06 | [14 empty] | CASE_LIST |  |  | Pre Arrival | Pre Arrival |  | Pre Arrival | 0 | 0 | 0 | 0 | 0.48 | 0 | 0.48 | SIEMENS(SIM) |  | 0 | 0 | 0 | 0 | Flow 0: Pre Arrival | Pre Arrival | SIEMENS
1939 | NR2515158 | HVDC-ADOPT-SIM-0099 | MIR | SCT-19LT-PRC-PO-004 | 13OP-03028-1214 | 1 | Outdoor | LI2XCQ FR 2X0,75 RF 0,6/1KV | 120 | 80 | 53 | 0.5088 | 253 | 291 | Non Stackable | 8544 4991 | EUR | 5650.633 | QY1003 | BELGIUM | Brussels | Abu Dhabi Airport | 2025-10-03 | 2025-10-06 | [14 empty] | CASE_LIST |  |  | Pre Arrival | Pre Arrival |  | Pre Arrival | 0 | 0 | 0 | 0 | 0.96 | 0 | 0.96 | SIEMENS(SIM) |  | 0 | 0 | 0 | 0 | Flow 0: Pre Arrival | Pre Arrival | SIEMENS
1940 | NR2515158 | HVDC-ADOPT-SIM-0099 | DAS | SCT-19LT-PRC-PO-004 | 13OP-03028-1215 | 1 | Outdoor | LI2XCQ FR 2X0,75 RF 0,6/1KV | 129 | 129 | 101 | 1.6807 | 415 | 607 | Non Stackable | 8544 4991 | EUR | 5650.633 | QY1003 | BELGIUM | Brussels | Abu Dhabi Airport | 2025-10-03 | 2025-10-06 | [14 empty] | CASE_LIST |  |  | Pre Arrival | Pre Arrival |  | Pre Arrival | 0 | 0 | 0 | 0 | 1.66 | 0 | 1.66 | SIEMENS(SIM) |  | 0 | 0 | 0 | 0 | Flow 0: Pre Arrival | Pre Arrival | SIEMENS
1941 | NR2515158 | HVDC-ADOPT-SIM-0099 | AGI | SCT-19LT-PRC-PO-004 | 13OP-03028-1216 | 1 | Outdoor | LI2XCQ FR 2X0,75 RF 0,6/1KV | 129 | 129 | 101 | 1.6807 | 411 | 603 | Non Stackable | 8544 4991 | EUR | 5650.633 | QY1003 | BELGIUM | Brussels | Abu Dhabi Airport | 2025-10-03 | 2025-10-06 | [14 empty] | CASE_LIST |  |  | Pre Arrival | Pre Arrival |  | Pre Arrival | 0 | 0 | 0 | 0 | 1.66 | 0 | 1.66 | SIEMENS(SIM) |  | 0 | 0 | 0 | 0 | Flow 0: Pre Arrival | Pre Arrival | SIEMENS
1942 | NR2515158 | HVDC-ADOPT-SIM-0099 | AGI | SCT-19LT-PRC-PO-004 | 13OP-03028-1217 | 1 | Outdoor | LI2XCQ FR 2X0,75 RF 0,6/1KV | 129 | 129 | 101 | 1.6807 | 278 | 470 | Non Stackable | 8544 4991 | EUR | 5650.633 | QY1003 | BELGIUM | Brussels | Abu Dhabi Airport | 2025-10-03 | 2025-10-06 | [14 empty] | CASE_LIST |  |  | Pre Arrival | Pre Arrival |  | Pre Arrival | 0 | 0 | 0 | 0 | 1.66 | 0 | 1.66 | SIEMENS(SIM) |  | 0 | 0 | 0 | 0 | Flow 0: Pre Arrival | Pre Arrival | SIEMENS
1943 | NR2515158 | HVDC-ADOPT-SIM-0099 | DAS | SCT-19LT-PRC-PO-004 | 13OP-03028-1218 | 1 | Outdoor | LI2XCQ FR 2X0,75 RF 0,6/1KV | 80 | 60 | 67 | 0.3216 | 69 | 79 | Non Stackable | 8544 4991 | EUR | 5650.633 | QY1003 | BELGIUM | Brussels | Abu Dhabi Airport | 2025-10-03 | 2025-10-06 | [14 empty] | CASE_LIST |  |  | Pre Arrival | Pre Arrival |  | Pre Arrival | 0 | 0 | 0 | 0 | 0.48 | 0 | 0.48 | SIEMENS(SIM) |  | 0 | 0 | 0 | 0 | Flow 0: Pre Arrival | Pre Arrival | SIEMENS
1932 |  | HVDC-ADOPT-SIM-0097 | AGI |  | HVDC-ADOPT-SIM-0097-1 | 6 | Outdoor | 132KV-AIS-CVT SUPPORT |  |  |  | 0 | [6 empty] | Land Transport | UAE | Vendor Shop | MOSB | 2025-09-05 | 2025-09-05 | [13 empty] | 2025-09-09 | CASE_LIST |  | 1 | site | AGI | 2025-09-09 | site | 0 | 1 | 1 | 2 |  |  |  | SIEMENS(SIM) |  | 1 | 1 | 0 | 1 | Flow 1: Port → Site | AGI | SIEMENS
1933 |  | HVDC-ADOPT-SIM-0097 | DAS |  | HVDC-ADOPT-SIM-0097-2 | 6 | Outdoor | 132KV-AIS-CVT SUPPORT |  |  |  | 0 | [6 empty] | Land Transport | UAE | Vendor Shop | MOSB | 2025-09-05 | 2025-09-05 | [12 empty] | 2025-09-09 |  | CASE_LIST |  | 1 | site | DAS | 2025-09-09 | site | 0 | 1 | 1 | 2 |  |  |  | SIEMENS(SIM) |  | 1 | 1 | 0 | 1 | Flow 1: Port → Site | DAS | SIEMENS
1923 | NR2512686 | HVDC-ADOPT-SIM-0094 | MIR | SCT-19LT-PRC-PO-004 | 13OP-03028-1205 | 1 | Outdoor | LI2XCQ FR 2X0,75 RF 0,6/1KV | 80 | 60 | 67 | 0.3216 | 65 | 75 | Non Stackable | 8544 4991 | EUR | 3370.216 | EK9111T | BELGIUM | Brussels | Abu Dhabi Airport | 2025-08-14 | 2025-08-16 | [10 empty] | 2025-08-22 |  |  |  | CASE_LIST |  | 1 | site | MIR | 2025-08-22 | site | 0 | 1 | 1 | 2 | 0.48 | 0 | 0.48 | SIEMENS(SIM) |  | 1 | 1 | 0 | 1 | Flow 1: Port → Site | MIR | SIEMENS
1924 | NR2512686 | HVDC-ADOPT-SIM-0094 | MIR | SCT-19LT-PRC-PO-004 | 13OP-03028-1206 | 1 | Outdoor | LI2XCQ FR 2X0,75 RF 0,6/1KV | 80 | 60 | 52 | 0.2496 | 23 | 31 | Non Stackable | 8544 4991 | EUR | 3370.216 | EK9111T | BELGIUM | Brussels | Abu Dhabi Airport | 2025-08-14 | 2025-08-16 | [10 empty] | 2025-08-22 |  |  |  | CASE_LIST |  | 1 | site | MIR | 2025-08-22 | site | 0 | 1 | 1 | 2 | 0.48 | 0 | 0.48 | SIEMENS(SIM) |  | 1 | 1 | 0 | 1 | Flow 1: Port → Site | MIR | SIEMENS
1925 | NR2512686 | HVDC-ADOPT-SIM-0094 | MIR | SCT-19LT-PRC-PO-004 | 13OP-03028-1207 | 1 | Outdoor | LI2XCQ FR 25G1,5 RF | 105 | 105 | 85 | 0.93712 | 74 | 179 | Non Stackable | 8544 4991 | EUR | 3370.216 | EK9111T | BELGIUM | Brussels | Abu Dhabi Airport | 2025-08-14 | 2025-08-16 | [10 empty] | 2025-08-22 |  |  |  | CASE_LIST |  | 1 | site | MIR | 2025-08-22 | site | 0 | 1 | 1 | 2 | 1.1 | 0 | 1.1 | SIEMENS(SIM) |  | 1 | 1 | 0 | 1 | Flow 1: Port → Site | MIR | SIEMENS
1926 | NR2512686 | HVDC-ADOPT-SIM-0094 | MIR | SCT-19LT-PRC-PO-004 | 13OP-03028-1208 | 1 | Outdoor | LI2XCQ FR 25G1,5 RF | 105 | 105 | 85 | 0.93712 | 74 | 179 | Non Stackable | 8544 4991 | EUR | 3370.216 | EK9111T | BELGIUM | Brussels | Abu Dhabi Airport | 2025-08-14 | 2025-08-16 | [10 empty] | 2025-08-22 |  |  |  | CASE_LIST |  | 1 | site | MIR | 2025-08-22 | site | 0 | 1 | 1 | 2 | 1.1 | 0 | 1.1 | SIEMENS(SIM) |  | 1 | 1 | 0 | 1 | Flow 1: Port → Site | MIR | SIEMENS
1927 | NR2512686 | HVDC-ADOPT-SIM-0094 | AGI | SCT-19LT-PRC-PO-004 | 13OP-03028-1200 | 1 | Outdoor | LI2XCQ FR 47G1,5 RF 0,6/1KV | 105 | 105 | 85 | 0.93712 | 196 | 301 | Non Stackable | 8544 4991 | EUR | 3370.216 | EK9111T | BELGIUM | Brussels | Abu Dhabi Airport | 2025-08-14 | 2025-08-16 | [13 empty] | 2025-09-06 | CASE_LIST |  | 1 | site | AGI | 2025-09-06 | site | 0 | 1 | 1 | 2 | 1.1 | 0 | 1.1 | SIEMENS(SIM) |  | 1 | 1 | 0 | 1 | Flow 1: Port → Site | AGI | SIEMENS
1928 | NR2512686 | HVDC-ADOPT-SIM-0094 | AGI | SCT-19LT-PRC-PO-004 | 13OP-03028-1201 | 1 | Outdoor | LI2XCQ FR 47G1,5 RF 0,6/1KV | 105 | 105 | 85 | 0.93712 | 76 | 181 | Non Stackable | 8544 4991 | EUR | 3370.216 | EK9111T | BELGIUM | Brussels | Abu Dhabi Airport | 2025-08-14 | 2025-08-16 | [13 empty] | 2025-09-06 | CASE_LIST |  | 1 | site | AGI | 2025-09-06 | site | 0 | 1 | 1 | 2 | 1.1 | 0 | 1.1 | SIEMENS(SIM) |  | 1 | 1 | 0 | 1 | Flow 1: Port → Site | AGI | SIEMENS
1929 | NR2512686 | HVDC-ADOPT-SIM-0094 | AGI | SCT-19LT-PRC-PO-004 | 13OP-03028-1202 | 1 | Outdoor | LI2XCQ FR 47G1,5 RF 0,6/1KV | 135 | 135 | 98 | 1.786 | 490 | 713 | Non Stackable | 8544 4991 | EUR | 3370.216 | EK9111T | BELGIUM | Brussels | Abu Dhabi Airport | 2025-08-14 | 2025-08-16 | [13 empty] | 2025-08-30 | CASE_LIST |  | 1 | site | AGI | 2025-08-30 | site | 0 | 1 | 1 | 2 | 1.82 | 0 | 1.82 | SIEMENS(SIM) |  | 1 | 1 | 0 | 1 | Flow 1: Port → Site | AGI | SIEMENS
1930 | NR2512686 | HVDC-ADOPT-SIM-0094 | AGI | SCT-19LT-PRC-PO-004 | 13OP-03028-1203 | 1 | Outdoor | LI2XCQ FR 47G1,5 RF 0,6/1KV | 165 | 165 | 111 | 3.022 | 607 | 1018 | Non Stackable | 8544 4991 | EUR | 3370.216 | EK9111T | BELGIUM | Brussels | Abu Dhabi Airport | 2025-08-14 | 2025-08-16 | [13 empty] | 2025-08-30 | CASE_LIST |  | 1 | site | AGI | 2025-08-30 | site | 0 | 1 | 1 | 2 | 2.72 | 0 | 2.72 | SIEMENS(SIM) |  | 1 | 1 | 0 | 1 | Flow 1: Port → Site | AGI | SIEMENS
1931 | NR2512686 | HVDC-ADOPT-SIM-0094 | AGI | SCT-19LT-PRC-PO-004 | 13OP-03028-1204 | 1 | Outdoor | LI2XCQ FR 47G1,5 RF 0,6/1KV | 135 | 135 | 98 | 1.786 | 573 | 796 | Non Stackable | 8544 4991 | EUR | 3370.216 | EK9111T | BELGIUM | Brussels | Abu Dhabi Airport | 2025-08-14 | 2025-08-16 | [6 empty] | 2025-08-23 | [7 empty] | CASE_LIST | 1 |  | warehouse | MOSB | 2025-08-23 | warehouse | 1 | 1 | -1 | 0 | 1.82 | 0 | 1.82 | SIEMENS(SIM) |  | 0 | 1 | 1 | 5 | Flow 5: Mixed / Waiting / Incomplete leg | MOSB | SIEMENS
1915 | 800000000 | HVDC-ADOPT-SIM-0092 | MIR | SCT-19LT-PRC-PO-005 | 10000985535 | 1 | Indoor | Telecommunication System | 120 | 80 | 90 | 0.864 | 39.02 | 76 | Stackable | 85176200 | CHF | 134815.8 | QR8758 | SWITZERLAND | Zurich | Abu Dhabi Airport | 2025-07-27 | 2025-07-29 | [10 empty] | 2025-08-11 |  |  |  | CASE_LIST |  | 1 | site | MIR | 2025-08-11 | site | 0 | 1 | 1 | 2 | 0.96 | 1 | 0.96 | HITACHI(HE) |  | 1 | 1 | 0 | 1 | Flow 1: Port → Site | MIR | HITACHI
1916 | 800000000 | HVDC-ADOPT-SIM-0092 | MIR | SCT-19LT-PRC-PO-005 | 10000985536 | 1 | Indoor | Telecommunication System | 237 | 97 | 107 | 2.4598 | 241 | 331 | Stackable | 85176200 | CHF | 134815.8 | QR8758 | SWITZERLAND | Zurich | Abu Dhabi Airport | 2025-07-27 | 2025-07-29 | [10 empty] | 2025-08-11 |  |  |  | CASE_LIST |  | 1 | site | MIR | 2025-08-11 | site | 0 | 1 | 1 | 2 | 2.3 | 1 | 2.3 | HITACHI(HE) |  | 1 | 1 | 0 | 1 | Flow 1: Port → Site | MIR | HITACHI
1917 | 800000000 | HVDC-ADOPT-SIM-0092 | MIR | SCT-19LT-PRC-PO-005 | 10000985537 | 1 | Indoor | Telecommunication System | 237 | 97 | 107 | 2.4598 | 241 | 331 | Stackable | 85176200 | CHF | 134815.8 | QR8758 | SWITZERLAND | Zurich | Abu Dhabi Airport | 2025-07-27 | 2025-07-29 | [10 empty] | 2025-08-11 |  |  |  | CASE_LIST |  | 1 | site | MIR | 2025-08-11 | site | 0 | 1 | 1 | 2 | 2.3 | 1 | 2.3 | HITACHI(HE) |  | 1 | 1 | 0 | 1 | Flow 1: Port → Site | MIR | HITACHI
1918 | 800000000 | HVDC-ADOPT-SIM-0092 | MIR | SCT-19LT-PRC-PO-005 | 10000985538 | 1 | Indoor | Telecommunication System | 237 | 97 | 107 | 2.4598 | 155 | 245 | Stackable | 85176200 | CHF | 134815.8 | QR8758 | SWITZERLAND | Zurich | Abu Dhabi Airport | 2025-07-27 | 2025-07-29 | [10 empty] | 2025-08-11 |  |  |  | CASE_LIST |  | 1 | site | MIR | 2025-08-11 | site | 0 | 1 | 1 | 2 | 2.3 | 1 | 2.3 | HITACHI(HE) |  | 1 | 1 | 0 | 1 | Flow 1: Port → Site | MIR | HITACHI
1919 | 800000000 | HVDC-ADOPT-SIM-0092 | SHU | SCT-19LT-PRC-PO-005 | 10000985539 | 1 | Indoor | Telecommunication System | 237 | 97 | 107 | 2.4598 | 241 | 331 | Stackable | 85176200 | CHF | 134815.8 | QR8758 | SWITZERLAND | Zurich | Abu Dhabi Airport | 2025-07-27 | 2025-07-29 | [11 empty] | 2025-08-11 |  |  | CASE_LIST |  | 1 | site | SHU | 2025-08-11 | site | 0 | 1 | 1 | 2 | 2.3 | 1 | 2.3 | HITACHI(HE) |  | 1 | 1 | 0 | 1 | Flow 1: Port → Site | SHU | HITACHI
1920 | 800000000 | HVDC-ADOPT-SIM-0092 | SHU | SCT-19LT-PRC-PO-005 | 10000985540 | 1 | Indoor | Telecommunication System | 237 | 97 | 107 | 2.4598 | 241 | 331 | Stackable | 85176200 | CHF | 134815.8 | QR8758 | SWITZERLAND | Zurich | Abu Dhabi Airport | 2025-07-27 | 2025-07-29 | [11 empty] | 2025-08-11 |  |  | CASE_LIST |  | 1 | site | SHU | 2025-08-11 | site | 0 | 1 | 1 | 2 | 2.3 | 1 | 2.3 | HITACHI(HE) |  | 1 | 1 | 0 | 1 | Flow 1: Port → Site | SHU | HITACHI
1921 | 800000000 | HVDC-ADOPT-SIM-0092 | SHU | SCT-19LT-PRC-PO-005 | 10000985541 | 1 | Indoor | Telecommunication System | 237 | 97 | 107 | 2.4598 | 155 | 245 | Stackable | 85176200 | CHF | 134815.8 | QR8758 | SWITZERLAND | Zurich | Abu Dhabi Airport | 2025-07-27 | 2025-07-29 | [11 empty] | 2025-08-11 |  |  | CASE_LIST |  | 1 | site | SHU | 2025-08-11 | site | 0 | 1 | 1 | 2 | 2.3 | 1 | 2.3 | HITACHI(HE) |  | 1 | 1 | 0 | 1 | Flow 1: Port → Site | SHU | HITACHI
1922 | 800000000 | HVDC-ADOPT-SIM-0092 | SHU | SCT-19LT-PRC-PO-005 | 10001032705 | 1 | Indoor | Telecommunication System | 80 | 60 | 70 | 0.336 | 21.68 | 41 | Stackable | 85176200 | CHF | 134815.8 | QR8758 | SWITZERLAND | Zurich | Abu Dhabi Airport | 2025-07-27 | 2025-07-29 | [11 empty] | 2025-08-11 |  |  | CASE_LIST |  | 1 | site | SHU | 2025-08-11 | site | 0 | 1 | 1 | 2 | 0.48 | 1 | 0.48 | HITACHI(HE) |  | 1 | 1 | 0 | 1 | Flow 1: Port → Site | SHU | HITACHI
1893 | DWI-25064 | HVDC-ADOPT-SIM-0090 | AGI | 4513461711 | Box | 1 | Outdoor | Naficon Communication Cables | 50 | 50 | 40 | 0.1 | 20 | 28 | Non Stackable |  |  |  | Land Transport | UAE | Vendor Shop | MOSB | 2025-07-08 | 2025-07-08 | [13 empty] | 2025-07-16 | CASE_LIST |  | 1 | site | AGI | 2025-07-16 | site | 0 | 1 | 1 | 2 | 0.25 | 0 | 0.25 | HITACHI(HE) |  | 1 | 1 | 0 | 1 | Flow 1: Port → Site | AGI | HITACHI
1891 | DWI-25064 | HVDC-ADOPT-SIM-0090 | AGI | 4513461711 | Pallet-1 | 1 | Outdoor | Naficon Communication Cables | 110 | 100 | 150 | 1.65 | 300 | 330 | Non Stackable |  |  |  | Land Transport | UAE | Vendor Shop | MOSB | 2025-07-08 | 2025-07-08 | [13 empty] | 2025-07-16 | CASE_LIST |  | 1 | site | AGI | 2025-07-16 | site | 0 | 1 | 1 | 2 | 1.1 | 0 | 1.1 | SIEMENS(SIM) |  | 1 | 1 | 0 | 1 | Flow 1: Port → Site | AGI | SIEMENS
1892 | DWI-25064 | HVDC-ADOPT-SIM-0090 | AGI | 4513461711 | Pallet-2 | 1 | Outdoor | Naficon Communication Cables | 120 | 100 | 165 | 1.98 | 390 | 396 | Non Stackable |  |  |  | Land Transport | UAE | Vendor Shop | MOSB | 2025-07-08 | 2025-07-08 | [13 empty] | 2025-07-16 | CASE_LIST |  | 1 | site | AGI | 2025-07-16 | site | 0 | 1 | 1 | 2 | 1.2 | 0 | 1.2 | SIEMENS(SIM) |  | 1 | 1 | 0 | 1 | Flow 1: Port → Site | AGI | SIEMENS
1883 | EXP2025000000017 | HVDC-ADOPT-SIM-0088 | SHU | SCT-19LT-PRC-PO-004 | Item#10 | 6 | Outdoor | 400kV Capacitive Voltage Transformers | 124 | 104 | 220 | 2.8371 | 3600 | 4200 | Non Stackable | 8504 9090 | USD | 34135 | MB-503 | Turkey | Istanbul | Abu Dhabi Airport | 2025-07-16 | 2025-07-22 | [11 empty] | 2025-08-12 |  |  | CASE_LIST |  | 1 | site | SHU | 2025-08-12 | site | 0 | 1 | 1 | 2 | 1.29 | 0 | 7.74 | SIEMENS(SIM) |  | 1 | 1 | 0 | 1 | Flow 1: Port → Site | SHU | SIEMENS
1884 | EXP2025000000017 | HVDC-ADOPT-SIM-0088 | SHU | SCT-19LT-PRC-PO-004 | Item#30,40,50,60,70 | 1 | Outdoor | ACC-OIL | 162 | 90 | 91 | 1.3268 | 172 | 227 | Non Stackable | 8504 9090 | USD | 34135 | MB-503 | Turkey | Istanbul | Abu Dhabi Airport | 2025-07-16 | 2025-07-22 | [11 empty] | 2025-08-12 |  |  | CASE_LIST |  | 1 | site | SHU | 2025-08-12 | site | 0 | 1 | 1 | 2 | 1.46 | 0 | 1.46 | SIEMENS(SIM) |  | 1 | 1 | 0 | 1 | Flow 1: Port → Site | SHU | SIEMENS
1887 | EXP2025000000017 | HVDC-ADOPT-SIM-0088 | AGI | SCT-19LT-PRC-PO-004 | Item#20 | 6 | Outdoor | 132kV Capacitive Voltage Transformers | 124 | 104 | 180 | 2.3213 | 2940 | 3540 | Non Stackable | 8504 9090 | USD | 34135 | MB-503 | Turkey | Istanbul | Abu Dhabi Airport | 2025-07-16 | 2025-07-22 | [13 empty] | 2025-08-30 | CASE_LIST |  | 1 | site | AGI | 2025-08-30 | site | 0 | 1 | 1 | 2 | 1.29 | 0 | 7.74 | SIEMENS(SIM) |  | 1 | 1 | 0 | 1 | Flow 1: Port → Site | AGI | SIEMENS
1872 |  | HVDC-ADOPT-SIM-0085 | DAS | 4510234622 | HVDC-ADOPT-SIM-0085 | 3 | Outdoor | Cable Gland(32-25) | [5 empty] | 33 | Stackable |  |  |  | Land Transport | UAE | Vendor Shop | MOSB | 2025-06-13 | 2025-06-13 | [12 empty] | 2025-06-16 |  | CASE_LIST |  | 1 | site | DAS | 2025-06-16 | site | 0 | 1 | 1 | 2 |  | 1 |  | SIEMENS(SIM) |  | 1 | 1 | 0 | 1 | Flow 1: Port → Site | DAS | SIEMENS
1867 |  | HVDC-ADOPT-SIM-0084 | DAS |  | Pallet#022 | 1 | Outdoor | GIB Sunshade | 2 | 1000 | 1785 | 3.57 |  |  | Non Stackable |  |  |  | Land Transport | UAE | Vendor Shop | MOSB | 2025-06-13 | 2025-06-13 | [12 empty] | 2025-06-17 |  | CASE_LIST |  | 1 | site | DAS | 2025-06-17 | site | 0 | 1 | 1 | 2 | 0.2 | 0 | 0.2 | SIEMENS(SIM) |  | 1 | 1 | 0 | 1 | Flow 1: Port → Site | DAS | SIEMENS
1868 |  | HVDC-ADOPT-SIM-0084 | DAS |  | Pallet#023 | 1 | Outdoor | GIB Sunshade | 2 | 1000 | 2000 | 4 |  |  | Non Stackable |  |  |  | Land Transport | UAE | Vendor Shop | MOSB | 2025-06-13 | 2025-06-13 | [12 empty] | 2025-06-17 |  | CASE_LIST |  | 1 | site | DAS | 2025-06-17 | site | 0 | 1 | 1 | 2 | 0.2 | 0 | 0.2 | SIEMENS(SIM) |  | 1 | 1 | 0 | 1 | Flow 1: Port → Site | DAS | SIEMENS
1869 |  | HVDC-ADOPT-SIM-0084 | DAS |  | Pallet#024 | 1 | Outdoor | GIB Sunshade | 2 | 1000 | 1996 | 3.992 |  |  | Non Stackable |  |  |  | Land Transport | UAE | Vendor Shop | MOSB | 2025-06-13 | 2025-06-13 | [12 empty] | 2025-06-17 |  | CASE_LIST |  | 1 | site | DAS | 2025-06-17 | site | 0 | 1 | 1 | 2 | 0.2 | 0 | 0.2 | SIEMENS(SIM) |  | 1 | 1 | 0 | 1 | Flow 1: Port → Site | DAS | SIEMENS
1870 |  | HVDC-ADOPT-SIM-0084 | DAS |  | Pallet#025 | 1 | Outdoor | GIB Sunshade | 160 | 307 | 710 | 34.8752 |  |  | Non Stackable |  |  |  | Land Transport | UAE | Vendor Shop | MOSB | 2025-06-13 | 2025-06-13 | [12 empty] | 2025-06-17 |  | CASE_LIST |  | 1 | site | DAS | 2025-06-17 | site | 0 | 1 | 1 | 2 | 4.91 | 0 | 4.91 | SIEMENS(SIM) |  | 1 | 1 | 0 | 1 | Flow 1: Port → Site | DAS | SIEMENS
1871 |  | HVDC-ADOPT-SIM-0084 | DAS |  | Pallet#026 | 1 | Outdoor | GIB Sunshade | 8 | 222 | 781 | 1.3871 |  |  | Non Stackable |  |  |  | Land Transport | UAE | Vendor Shop | MOSB | 2025-06-13 | 2025-06-13 | [12 empty] | 2025-06-17 |  | CASE_LIST |  | 1 | site | DAS | 2025-06-17 | site | 0 | 1 | 1 | 2 | 0.18 | 0 | 0.18 | SIEMENS(SIM) |  | 1 | 1 | 0 | 1 | Flow 1: Port → Site | DAS | SIEMENS
1865 |  | HVDC-ADOPT-SIM-0083 | MIR |  | Bundle# | 13 | Outdoor | Earth Mast & Stub Gantry crane : HS531-00003,00005 & 00006 |  |  |  |  | 5162 | 5174 | Non Stackable |  |  |  | Land Transport | UAE | Vendor Shop | MIRFA | 2025-05-28 | 2025-05-29 | [10 empty] | 2025-05-29 |  |  |  | CASE_LIST |  | 1 | site | MIR | 2025-05-29 | site | 0 | 1 | 1 | 2 |  | 0 |  | SIEMENS(SIM) |  | 1 | 1 | 0 | 1 | Flow 1: Port → Site | MIR | SIEMENS
1866 |  | HVDC-ADOPT-SIM-0083 | MIR |  | Package# | 3 | Outdoor | Earth Mast & Stub Gantry crane : HS531-00006 & 00008 |  |  |  |  | 304 | 404 | Non Stackable |  |  |  | Land Transport | UAE | Vendor Shop | MIRFA | 2025-05-28 | 2025-05-29 | [10 empty] | 2025-05-29 |  |  |  | CASE_LIST |  | 1 | site | MIR | 2025-05-29 | site | 0 | 1 | 1 | 2 |  | 0 |  | SIEMENS(SIM) |  | 1 | 1 | 0 | 1 | Flow 1: Port → Site | MIR | SIEMENS
1863 |  | HVDC-ADOPT-SIM-0082 | SHU | WOR-24/800 | HVDC-ADOPT-SIM-0082-1 | 1 | Outdoor | Gang Way | [6 empty] | Non Stackable |  |  |  | Land Transport | UAE | Vendor Shop | SHU | 2025-03-20 | 2025-03-20 | [11 empty] | 2025-03-20 |  |  | CASE_LIST |  | 1 | site | SHU | 2025-03-20 | site | 0 | 1 | 1 | 2 |  | 0 |  | SIEMENS(SIM) |  | 1 | 1 | 0 | 1 | Flow 1: Port → Site | SHU | SIEMENS
1864 |  | HVDC-ADOPT-SIM-0082 | SHU | WOR-24/800 | HVDC-ADOPT-SIM-0082-2 | 1 | Outdoor | Gang Way | [6 empty] | Non Stackable |  |  |  | Land Transport | UAE | Vendor Shop | SHU | 2025-05-22 | 2025-05-22 | [11 empty] | 2025-05-22 |  |  | CASE_LIST |  | 1 | site | SHU | 2025-05-22 | site | 0 | 1 | 1 | 2 |  | 0 |  | SIEMENS(SIM) |  | 1 | 1 | 0 | 1 | Flow 1: Port → Site | SHU | SIEMENS
1862 | DWI-25033 | HVDC-ADOPT-SIM-0081 | SHU | 4513377943 | Pallet#001 | 1 | Indoor | Naficon Communication Cables | [6 empty] | Non Stackable |  |  |  | Land Transport | UAE | Vendor Shop | SHU | 2025-05-07 | 2025-05-09 | [11 empty] | 2025-05-09 |  |  | CASE_LIST |  | 1 | site | SHU | 2025-05-09 | site | 0 | 1 | 1 | 2 |  | 0 |  | SIEMENS(SIM) |  | 1 | 1 | 0 | 1 | Flow 1: Port → Site | SHU | SIEMENS
1840 | 331778 / 012 | HVDC-ADOPT-SIM-0080-C | MIR | SCT-19LT-PRC-PO-004 | Package#019 | 1 | Indoor | Liquid Electolyte_MRPS | 80 | 80 | 64 | 0.4096 | 216 | 258 | Stackable | 2815 2000 | EUR | 1461.75 | MSC Sabrina III | India | Vishakapatnam | Khalifa port | 2025-04-29 | 2025-05-23 | [10 empty] | 2025-06-03 |  |  |  | CASE_LIST |  | 1 | site | MIR | 2025-06-03 | site | 0 | 1 | 1 | 2 | 0.64 | 1 | 0.64 | SIEMENS(SIM) |  | 1 | 1 | 0 | 1 | Flow 1: Port → Site | MIR | SIEMENS
1841 | 331778 / 012 | HVDC-ADOPT-SIM-0080-C | MIR | SCT-19LT-PRC-PO-004 | Package#020 | 1 | Indoor | Liquid Electolyte_MRPS | 62 | 43 | 64 | 0.17062 | 61 | 79 | Stackable | 2815 2000 | EUR | 1461.75 | MSC Sabrina III | India | Vishakapatnam | Khalifa port | 2025-04-29 | 2025-05-23 | [10 empty] | 2025-06-03 |  |  |  | CASE_LIST |  | 1 | site | MIR | 2025-06-03 | site | 0 | 1 | 1 | 2 | 0.27 | 1 | 0.27 | SIEMENS(SIM) |  | 1 | 1 | 0 | 1 | Flow 1: Port → Site | MIR | SIEMENS
1772 | Wor-24/550 | HVDC-ADOPT-SIM-0078 | SHU | 4510209084 | HVDC-ADOPT-SIM-0078-1 | 1 | Outdoor | GIB Support & Anchor Bolt | 1000 | 850 | 450 | 382.5 |  |  | Non Stackable |  |  |  | Land Transport | UAE | Vendor Shop | SHU | 2025-05-06 | 2025-05-07 | [11 empty] | 2025-05-07 |  |  | CASE_LIST |  | 1 | site | SHU | 2025-05-07 | site | 0 | 1 | 1 | 2 | 85 | 0 | 85 | SIEMENS(SIM) |  | 1 | 1 | 0 | 1 | Flow 1: Port → Site | SHU | SIEMENS
1773 | Wor-24/550 | HVDC-ADOPT-SIM-0078 | SHU | 4510209084 | HVDC-ADOPT-SIM-0078-2 | 1 | Outdoor | GIB Support & Anchor Bolt | 1200 | 600 | 450 | 324 |  |  | Non Stackable |  |  |  | Land Transport | UAE | Vendor Shop | SHU | 2025-05-06 | 2025-05-07 | [11 empty] | 2025-05-07 |  |  | CASE_LIST |  | 1 | site | SHU | 2025-05-07 | site | 0 | 1 | 1 | 2 | 72 | 0 | 72 | SIEMENS(SIM) |  | 1 | 1 | 0 | 1 | Flow 1: Port → Site | SHU | SIEMENS
1774 | Wor-24/550 | HVDC-ADOPT-SIM-0078 | SHU | 4510209084 | HVDC-ADOPT-SIM-0078-3 | 1 | Outdoor | GIB Support & Anchor Bolt | 1200 | 600 | 450 | 324 |  |  | Non Stackable |  |  |  | Land Transport | UAE | Vendor Shop | SHU | 2025-05-06 | 2025-05-07 | [11 empty] | 2025-05-07 |  |  | CASE_LIST |  | 1 | site | SHU | 2025-05-07 | site | 0 | 1 | 1 | 2 | 72 | 0 | 72 | SIEMENS(SIM) |  | 1 | 1 | 0 | 1 | Flow 1: Port → Site | SHU | SIEMENS
1775 | Wor-24/550 | HVDC-ADOPT-SIM-0078 | SHU | 4510209084 | HVDC-ADOPT-SIM-0078-4 | 1 | Outdoor | GIB Support & Anchor Bolt | 4260 | 850 | 450 | 1629.45 |  |  | Non Stackable |  |  |  | Land Transport | UAE | Vendor Shop | SHU | 2025-05-06 | 2025-05-07 | [11 empty] | 2025-05-07 |  |  | CASE_LIST |  | 1 | site | SHU | 2025-05-07 | site | 0 | 1 | 1 | 2 | 362.1 | 0 | 362.1 | SIEMENS(SIM) |  | 1 | 1 | 0 | 1 | Flow 1: Port → Site | SHU | SIEMENS
1776 | Wor-24/550 | HVDC-ADOPT-SIM-0078 | SHU | 4510209084 | HVDC-ADOPT-SIM-0078-5 | 1 | Outdoor | GIB Support & Anchor Bolt | 4260 | 850 | 450 | 1629.45 |  |  | Non Stackable |  |  |  | Land Transport | UAE | Vendor Shop | SHU | 2025-05-06 | 2025-05-07 | [11 empty] | 2025-05-07 |  |  | CASE_LIST |  | 1 | site | SHU | 2025-05-07 | site | 0 | 1 | 1 | 2 | 362.1 | 0 | 362.1 | SIEMENS(SIM) |  | 1 | 1 | 0 | 1 | Flow 1: Port → Site | SHU | SIEMENS
1777 | Wor-24/550 | HVDC-ADOPT-SIM-0078 | SHU | 4510209084 | HVDC-ADOPT-SIM-0078-6 | 1 | Outdoor | GIB Support & Anchor Bolt | 4260 | 850 | 450 | 1629.45 |  |  | Non Stackable |  |  |  | Land Transport | UAE | Vendor Shop | SHU | 2025-05-06 | 2025-05-07 | [11 empty] | 2025-05-07 |  |  | CASE_LIST |  | 1 | site | SHU | 2025-05-07 | site | 0 | 1 | 1 | 2 | 362.1 | 0 | 362.1 | SIEMENS(SIM) |  | 1 | 1 | 0 | 1 | Flow 1: Port → Site | SHU | SIEMENS
1778 | Wor-24/550 | HVDC-ADOPT-SIM-0078 | SHU | 4510209084 | HVDC-ADOPT-SIM-0078-7 | 1 | Outdoor | GIB Support & Anchor Bolt | 4260 | 850 | 450 | 1629.45 |  |  | Non Stackable |  |  |  | Land Transport | UAE | Vendor Shop | SHU | 2025-05-06 | 2025-05-07 | [11 empty] | 2025-05-07 |  |  | CASE_LIST |  | 1 | site | SHU | 2025-05-07 | site | 0 | 1 | 1 | 2 | 362.1 | 0 | 362.1 | SIEMENS(SIM) |  | 1 | 1 | 0 | 1 | Flow 1: Port → Site | SHU | SIEMENS
1779 | Wor-24/550 | HVDC-ADOPT-SIM-0078 | SHU | 4510209084 | HVDC-ADOPT-SIM-0078-8 | 1 | Outdoor | GIB Support & Anchor Bolt | 4260 | 850 | 450 | 1629.45 |  |  | Non Stackable |  |  |  | Land Transport | UAE | Vendor Shop | SHU | 2025-05-06 | 2025-05-07 | [11 empty] | 2025-05-07 |  |  | CASE_LIST |  | 1 | site | SHU | 2025-05-07 | site | 0 | 1 | 1 | 2 | 362.1 | 0 | 362.1 | SIEMENS(SIM) |  | 1 | 1 | 0 | 1 | Flow 1: Port → Site | SHU | SIEMENS
1780 | Wor-24/550 | HVDC-ADOPT-SIM-0078 | SHU | 4510209084 | HVDC-ADOPT-SIM-0078-9 | 1 | Outdoor | GIB Support & Anchor Bolt | [6 empty] | Non Stackable |  |  |  | Land Transport | UAE | Vendor Shop | SHU | 2025-05-06 | 2025-05-07 | [11 empty] | 2025-05-07 |  |  | CASE_LIST |  | 1 | site | SHU | 2025-05-07 | site | 0 | 1 | 1 | 2 |  | 0 |  | SIEMENS(SIM) |  | 1 | 1 | 0 | 1 | Flow 1: Port → Site | SHU | SIEMENS
1781 | Wor-24/550 | HVDC-ADOPT-SIM-0078 | SHU | 4510209084 | HVDC-ADOPT-SIM-0078-10 | 1 | Outdoor | GIB Support & Anchor Bolt | [6 empty] | Non Stackable |  |  |  | Land Transport | UAE | Vendor Shop | SHU | 2025-05-06 | 2025-05-07 | [11 empty] | 2025-05-07 |  |  | CASE_LIST |  | 1 | site | SHU | 2025-05-07 | site | 0 | 1 | 1 | 2 |  | 0 |  | SIEMENS(SIM) |  | 1 | 1 | 0 | 1 | Flow 1: Port → Site | SHU | SIEMENS
1782 | Wor-24/550 | HVDC-ADOPT-SIM-0078 | SHU | 4510209084 | HVDC-ADOPT-SIM-0078-11 | 1 | Outdoor | GIB Support & Anchor Bolt | [6 empty] | Non Stackable |  |  |  | Land Transport | UAE | Vendor Shop | SHU | 2025-05-06 | 2025-05-07 | [11 empty] | 2025-05-07 |  |  | CASE_LIST |  | 1 | site | SHU | 2025-05-07 | site | 0 | 1 | 1 | 2 |  | 0 |  | SIEMENS(SIM) |  | 1 | 1 | 0 | 1 | Flow 1: Port → Site | SHU | SIEMENS
1783 | Wor-24/550 | HVDC-ADOPT-SIM-0078 | MIR | 4510209084 | HVDC-ADOPT-SIM-0078-12 | 1 | Outdoor | GIB Support & Anchor Bolt | [6 empty] | Non Stackable |  |  |  | Land Transport | UAE | Vendor Shop | SHU | 2025-05-07 | 2025-05-08 | [10 empty] | 2025-05-08 |  |  |  | CASE_LIST |  | 1 | site | MIR | 2025-05-08 | site | 0 | 1 | 1 | 2 |  | 0 |  | SIEMENS(SIM) |  | 1 | 1 | 0 | 1 | Flow 1: Port → Site | MIR | SIEMENS
1770 | PKL 25/368 | HVDC-ADOPT-SIM-0077 | DAS | 4510224883 | Bundle#001 | 25 | Outdoor | Cable Basket Tray 100x75mm 3 Mtr long | 300 | 30 | 20 | 0.18 | 82 | 85 | Non Stackable | 8536 9010 |  |  | Land Transport | UAE | Vendor Shop | MOSB | 2025-05-02 | 2025-05-03 | [12 empty] | 2025-05-10 |  | CASE_LIST |  | 1 | site | DAS | 2025-05-10 | site | 0 | 1 | 1 | 2 | 0.9 | 0 | 22.5 | SIEMENS(SIM) |  | 1 | 1 | 0 | 1 | Flow 1: Port → Site | DAS | SIEMENS
1756 | Wor-24/550 | HVDC-ADOPT-SIM-0074 | DAS | 4510209084 | Wor-24/550 | 9 | Outdoor | GIB Steel Support | [6 empty] | Non Stackable |  |  |  | Land Transport | UAE | Vendor Shop | MOSB | 2025-04-08 | 2025-04-08 | [12 empty] | 2025-04-05 |  | CASE_LIST |  | 1 | site | DAS | 2025-04-05 | site | 0 | 1 | 1 | 2 |  | 0 |  | SIEMENS(SIM) |  | 1 | 1 | 0 | 1 | Flow 1: Port → Site | DAS | SIEMENS
1754 |  | HVDC-ADOPT-SIM-0073 | SHU | SCT-19LT-PRC-PO-005 | 50509616-4 | 1 | Outdoor | 400kV GIS Modification | 250 | 100 | 110 | 2.75 |  | 540 | Non Stackable | 9030 3900 | USD | 62200 | EK9067 | United Kingdom | Belfast | Abu Dhabi Airport | 2024-03-24 | 2025-04-11 | [11 empty] | 2025-04-23 |  |  | CASE_LIST |  | 1 | site | SHU | 2025-04-23 | site | 0 | 1 | 1 | 2 | 2.5 | 0 | 2.5 | SIEMENS(SIM) |  | 1 | 1 | 0 | 1 | Flow 1: Port → Site | SHU | SIEMENS
1755 |  | HVDC-ADOPT-SIM-0073 | MIR | SCT-19LT-PRC-PO-005 | 50509616-2 | 1 | Outdoor | 400kV GIS Modification | 250 | 100 | 110 | 2.75 |  | 540 | Non Stackable | 9030 3900 | USD | 62200 | EK9067 | United Kingdom | Belfast | Abu Dhabi Airport | 2024-03-24 | 2025-04-11 | [10 empty] | 2025-04-23 |  |  |  | CASE_LIST |  | 1 | site | MIR | 2025-04-23 | site | 0 | 1 | 1 | 2 | 2.5 | 0 | 2.5 | SIEMENS(SIM) |  | 1 | 1 | 0 | 1 | Flow 1: Port → Site | MIR | SIEMENS
1752 |  | HVDC-ADOPT-SIM-0072 | SHU | SCT-19LT-PRC-PO-005 | 50509616-3 | 1 | Outdoor | 400kV GIS SUBSTATION | 250 | 100 | 110 | 2.75 |  | 493 | Non Stackable | 9030 3900 | USD | 67040 | EK9067 | United Kingdom | Belfast | Abu Dhabi Airport | 2024-03-24 | 2025-04-11 | [11 empty] | 2025-05-01 |  |  | CASE_LIST |  | 1 | site | SHU | 2025-05-01 | site | 0 | 1 | 1 | 2 | 2.5 | 0 | 2.5 | SIEMENS(SIM) |  | 1 | 1 | 0 | 1 | Flow 1: Port → Site | SHU | SIEMENS
1753 |  | HVDC-ADOPT-SIM-0072 | MIR | SCT-19LT-PRC-PO-005 | 50509616-1 | 1 | Outdoor | 400kV GIS SUBSTATION | 250 | 100 | 110 | 2.75 |  | 488 | Non Stackable | 9030 3900 | USD | 67040 | EK9067 | United Kingdom | Belfast | Abu Dhabi Airport | 2024-03-24 | 2025-04-11 | [10 empty] | 2025-04-29 |  |  |  | CASE_LIST |  | 1 | site | MIR | 2025-04-29 | site | 0 | 1 | 1 | 2 | 2.5 | 0 | 2.5 | SIEMENS(SIM) |  | 1 | 1 | 0 | 1 | Flow 1: Port → Site | MIR | SIEMENS
1751 | TSM/DN/25/0072 | HVDC-ADOPT-SIM-0071 | AGI | 4512054443 | Package#018 | 1 | Indoor | Small Pallet-FMS Accessories | 60 | 80 | 72 | 0.3456 | 15 | 15 | Non Stackable | 85371000 |  |  | Land Transport | UAE | Vendor Shop | DSV | 2025-03-27 | 2025-03-27 |  | 2025-03-27 | [12 empty] | CASE_LIST | 1 |  | warehouse | DSV Indoor | 2025-03-27 | warehouse | 1 | 1 | -1 | 0 | 0.48 | 0 | 0.48 | SIEMENS(SIM) |  | 0 | 1 | 1 | 2 | Flow 2: Port → WH → Site | DSV Indoor | SIEMENS
1716 | 8305414 | HVDC-ADOPT-SIM-0070 | DAS | 4510504773 | 6632442 | 1 | Outdoor | 1kv,12CX2.5mm,Cu(CI2)/XLPE/CT/LSZ HATMB-BLACK TO IEC 60502-1 | [6 empty] | Non Stackable |  |  |  | Land Transport | UAE | Vendor Shop | MOSB | 2025-03-26 | 2025-03-26 | [12 empty] | 2025-04-04 |  | CASE_LIST |  | 1 | site | DAS | 2025-04-04 | site | 0 | 1 | 1 | 2 |  | 0 |  | HITACHI(HE) |  | 1 | 1 | 0 | 1 | Flow 1: Port → Site | DAS | HITACHI
1717 | 8305414 | HVDC-ADOPT-SIM-0070 | DAS | 4510504773 | 6624794 | 1 | Outdoor | 1KV,7CX4MM,Cu(CI2)/XLPE/CT/LSZHA TMB-BLACK TO IEC 60502-1 | [6 empty] | Non Stackable |  |  |  | Land Transport | UAE | Vendor Shop | MOSB | 2025-03-26 | 2025-03-26 | [12 empty] | 2025-04-04 |  | CASE_LIST |  | 1 | site | DAS | 2025-04-04 | site | 0 | 1 | 1 | 2 |  | 0 |  | HITACHI(HE) |  | 1 | 1 | 0 | 1 | Flow 1: Port → Site | DAS | HITACHI
1718 | 8305414 | HVDC-ADOPT-SIM-0070 | DAS | 4510504773 | 6624543 | 1 | Outdoor | 1KV,7CX4MM,Cu(CI2)/XLPE/CT/LSZHA TMB-BLACK TO IEC 60502-1 | [6 empty] | Non Stackable |  |  |  | Land Transport | UAE | Vendor Shop | MOSB | 2025-03-26 | 2025-03-26 | [12 empty] | 2025-04-04 |  | CASE_LIST |  | 1 | site | DAS | 2025-04-04 | site | 0 | 1 | 1 | 2 |  | 0 |  | HITACHI(HE) |  | 1 | 1 | 0 | 1 | Flow 1: Port → Site | DAS | HITACHI
1719 | 8305414 | HVDC-ADOPT-SIM-0070 | DAS | 4510504773 | 6637328 | 1 | Outdoor | 1 KV ,4CX 4mm,Cu (CI2)/XLPE/CT/LSZH-BLACK+ATMB TO IEC 60502-1 | [6 empty] | Non Stackable |  |  |  | Land Transport | UAE | Vendor Shop | MOSB | 2025-03-26 | 2025-03-26 | [12 empty] | 2025-04-04 |  | CASE_LIST |  | 1 | site | DAS | 2025-04-04 | site | 0 | 1 | 1 | 2 |  | 0 |  | HITACHI(HE) |  | 1 | 1 | 0 | 1 | Flow 1: Port → Site | DAS | HITACHI
1720 | 8305897 | HVDC-ADOPT-SIM-0070 | MIR | 4510204773 | 6632489 | 1 | Outdoor | 1kV,19CX2.5mm,CU(CI2)/XLPE/CT/LSZHA TMB-BLACK TO IEC 60502-1 | [6 empty] | Non Stackable |  |  |  | Land Transport | UAE | Vendor Shop | MOSB | 2025-03-26 | 2025-03-26 | [10 empty] | 2025-04-03 |  |  |  | CASE_LIST |  | 1 | site | MIR | 2025-04-03 | site | 0 | 1 | 1 | 2 |  | 0 |  | HITACHI(HE) |  | 1 | 1 | 0 | 1 | Flow 1: Port → Site | MIR | HITACHI
1721 | 8305897 | HVDC-ADOPT-SIM-0070 | MIR | 4510204773 | 6638740 | 1 | Outdoor | 1KV,4CX4mm,Cu(CI2)/XLPE/C T/LSZHATMB-BLACK TO IEC 60502-1 | [6 empty] | Non Stackable |  |  |  | Land Transport | UAE | Vendor Shop | MOSB | 2025-03-26 | 2025-03-26 | [10 empty] | 2025-04-03 |  |  |  | CASE_LIST |  | 1 | site | MIR | 2025-04-03 | site | 0 | 1 | 1 | 2 |  | 0 |  | HITACHI(HE) |  | 1 | 1 | 0 | 1 | Flow 1: Port → Site | MIR | HITACHI
1722 | 8305897 | HVDC-ADOPT-SIM-0070 | MIR | 4510204773 | 6639009 | 1 | Outdoor | 1KV,4CX4mm,Cu(CI2)/XLPE/C T/LSZHATMB-BLACK TO IEC 60502-1 | [6 empty] | Non Stackable |  |  |  | Land Transport | UAE | Vendor Shop | MOSB | 2025-03-26 | 2025-03-26 | [10 empty] | 2025-04-03 |  |  |  | CASE_LIST |  | 1 | site | MIR | 2025-04-03 | site | 0 | 1 | 1 | 2 |  | 0 |  | HITACHI(HE) |  | 1 | 1 | 0 | 1 | Flow 1: Port → Site | MIR | HITACHI
1723 | 8305898 | HVDC-ADOPT-SIM-0070 | SHU | 4510204773 | 6632491 | 1 | Outdoor | lkV,19CX2.5mm2,Cu(CI2)/XLPE/CT/LSZ HATMB-BLACKTOIEC60502-1 | [6 empty] | Non Stackable |  |  |  | Land Transport | UAE | Vendor Shop | MOSB | 2025-03-26 | 2025-03-26 | [11 empty] | 2025-04-03 |  |  | CASE_LIST |  | 1 | site | SHU | 2025-04-03 | site | 0 | 1 | 1 | 2 |  | 0 |  | HITACHI(HE) |  | 1 | 1 | 0 | 1 | Flow 1: Port → Site | SHU | HITACHI
1724 | 8305898 | HVDC-ADOPT-SIM-0070 | SHU | 4510204773 | 6638890 | 1 | Outdoor | lkV,4CX4mm2,Cu(CI2)/XLPE/CT/LSZHA TMB-BLACKTOIEC60502-1 | [6 empty] | Non Stackable |  |  |  | Land Transport | UAE | Vendor Shop | MOSB | 2025-03-26 | 2025-03-26 | [11 empty] | 2025-04-03 |  |  | CASE_LIST |  | 1 | site | SHU | 2025-04-03 | site | 0 | 1 | 1 | 2 |  | 0 |  | HITACHI(HE) |  | 1 | 1 | 0 | 1 | Flow 1: Port → Site | SHU | HITACHI
1725 | 8305898 | HVDC-ADOPT-SIM-0070 | SHU | 4510204773 | 6639834 | 1 | Outdoor | lkV,4CX4mm2,Cu(CI2)/XLPE/CT/LSZHA TMB-BLACKTOIEC60502-1 | [6 empty] | Non Stackable |  |  |  | Land Transport | UAE | Vendor Shop | MOSB | 2025-03-26 | 2025-03-26 | [11 empty] | 2025-04-03 |  |  | CASE_LIST |  | 1 | site | SHU | 2025-04-03 | site | 0 | 1 | 1 | 2 |  | 0 |  | HITACHI(HE) |  | 1 | 1 | 0 | 1 | Flow 1: Port → Site | SHU | HITACHI
1726 | 8305899 | HVDC-ADOPT-SIM-0070 | AGI | 4510204773 | 6632512 | 1 | Outdoor | lkV,12CX2.5mm2,Cu(CI2)/XLPE/CT/LSZ HATMB-BLACKTOIEC60502-1 | [6 empty] | Non Stackable |  |  |  | Land Transport | UAE | Vendor Shop | MOSB | 2025-03-26 | 2025-03-26 | [13 empty] | 2025-04-21 | CASE_LIST |  | 1 | site | AGI | 2025-04-21 | site | 0 | 1 | 1 | 2 |  | 0 |  | HITACHI(HE) |  | 1 | 1 | 0 | 1 | Flow 1: Port → Site | AGI | HITACHI
1727 | 8305899 | HVDC-ADOPT-SIM-0070 | AGI | 4510204773 | 6624634 | 1 | Outdoor | lkV,7CX4mm2,Cu(CI2)/XLPE/CT/LSZHA 1"MB-BLACKTOIEC60502-1 | [6 empty] | Non Stackable |  |  |  | Land Transport | UAE | Vendor Shop | MOSB | 2025-03-26 | 2025-03-26 | [13 empty] | 2025-04-21 | CASE_LIST |  | 1 | site | AGI | 2025-04-21 | site | 0 | 1 | 1 | 2 |  | 0 |  | HITACHI(HE) |  | 1 | 1 | 0 | 1 | Flow 1: Port → Site | AGI | HITACHI
1728 | 8305899 | HVDC-ADOPT-SIM-0070 | AGI | 4510204773 | 6622940 | 1 | Outdoor | lkV,7CX4mm2,Cu(CI2)/XLPE/CT/LSZHA TMB-BLACKTOIEC60502-1 | [6 empty] | Non Stackable |  |  |  | Land Transport | UAE | Vendor Shop | MOSB | 2025-03-26 | 2025-03-26 | [13 empty] | 2025-04-21 | CASE_LIST |  | 1 | site | AGI | 2025-04-21 | site | 0 | 1 | 1 | 2 |  | 0 |  | HITACHI(HE) |  | 1 | 1 | 0 | 1 | Flow 1: Port → Site | AGI | HITACHI
1729 | 8305899 | HVDC-ADOPT-SIM-0070 | AGI | 4510204773 | 6622977 | 1 | Outdoor | lkV,7CX4mm2,Cu(CI2)/XLPE/CT/LSZHA TMB-BLACKTOIEC60502-1 | [6 empty] | Non Stackable |  |  |  | Land Transport | UAE | Vendor Shop | MOSB | 2025-03-26 | 2025-03-26 | [13 empty] | 2025-04-21 | CASE_LIST |  | 1 | site | AGI | 2025-04-21 | site | 0 | 1 | 1 | 2 |  | 0 |  | HITACHI(HE) |  | 1 | 1 | 0 | 1 | Flow 1: Port → Site | AGI | HITACHI
1730 | 8305899 | HVDC-ADOPT-SIM-0070 | AGI | 4510204773 | 6623988 | 1 | Outdoor | lkV,7CX4mm2,Cu(CI2)/XLPE/CT/LSZHA TMB-BLACKTOIEC60502-1 | [6 empty] | Non Stackable |  |  |  | Land Transport | UAE | Vendor Shop | MOSB | 2025-03-26 | 2025-03-26 | [13 empty] | 2025-04-21 | CASE_LIST |  | 1 | site | AGI | 2025-04-21 | site | 0 | 1 | 1 | 2 |  | 0 |  | HITACHI(HE) |  | 1 | 1 | 0 | 1 | Flow 1: Port → Site | AGI | HITACHI
1731 | 8305899 | HVDC-ADOPT-SIM-0070 | AGI | 4510204773 | 6624156 | 1 | Outdoor | lkV,7CX4mm2,Cu(CI2)/XLPE/CT/LSZHA TMB-BLACKTOIEC60502-1 | [6 empty] | Non Stackable |  |  |  | Land Transport | UAE | Vendor Shop | MOSB | 2025-03-26 | 2025-03-26 | [13 empty] | 2025-04-21 | CASE_LIST |  | 1 | site | AGI | 2025-04-21 | site | 0 | 1 | 1 | 2 |  | 0 |  | HITACHI(HE) |  | 1 | 1 | 0 | 1 | Flow 1: Port → Site | AGI | HITACHI
1732 | 8305899 | HVDC-ADOPT-SIM-0070 | AGI | 4510204773 | 6637235 | 1 | Outdoor | 1kV,4CX4mm2,Cu (CI2)/XLPE/CT/LSZH-BLACK+ATMBTO IEC60502-1 | [6 empty] | Non Stackable |  |  |  | Land Transport | UAE | Vendor Shop | MOSB | 2025-03-26 | 2025-03-26 | [13 empty] | 2025-04-21 | CASE_LIST |  | 1 | site | AGI | 2025-04-21 | site | 0 | 1 | 1 | 2 |  | 0 |  | HITACHI(HE) |  | 1 | 1 | 0 | 1 | Flow 1: Port → Site | AGI | HITACHI
1733 | 8305899 | HVDC-ADOPT-SIM-0070 | AGI | 4510204773 | 6637377 | 1 | Outdoor | 1kV,4CX4mm2,Cu (CI2)/XLPE/CT/LSZH-BLACK+ATMBTO IEC60502-1 | [6 empty] | Non Stackable |  |  |  | Land Transport | UAE | Vendor Shop | MOSB | 2025-03-26 | 2025-03-26 | [13 empty] | 2025-04-21 | CASE_LIST |  | 1 | site | AGI | 2025-04-21 | site | 0 | 1 | 1 | 2 |  | 0 |  | HITACHI(HE) |  | 1 | 1 | 0 | 1 | Flow 1: Port → Site | AGI | HITACHI
1715 | Wor-24/550 | HVDC-ADOPT-SIM-0069 | SHU | 4510209084 | LOT | 1 | Outdoor | GIB Steel Support | [6 empty] | Non Stackable |  |  |  | Land Transport | UAE | Vendor Shop | SHU | 2025-03-01 | 2025-05-09 | [11 empty] | 2025-05-09 |  |  | CASE_LIST |  | 1 | site | SHU | 2025-05-09 | site | 0 | 1 | 1 | 2 |  | 0 |  | HITACHI(HE) |  | 1 | 1 | 0 | 1 | Flow 1: Port → Site | SHU | HITACHI
1648 | 477QGP51800322/ PS039 / 45188968 | HVDC-ADOPT-SIM-0065 | MIR | SCT-19LT-PRC-PO-004 | 13OP-03028.P.05.253 | 1 | Outdoor | Connection <odule Passive | 152.2 | 97.2 | 152.5 | 2.2561 | 150 | 277 | Non Stackable | 9535 9000 | USD | 13078.97 | ANE MAERSK | Germany | Hamburg | Khalifa port | 2025-02-20 | 2025-03-25 | [10 empty] | 2025-05-09 |  |  |  | CASE_LIST |  | 1 | site | MIR | 2025-05-09 | site | 0 | 1 | 1 | 2 | 1.48 | 0 | 1.48 | SIEMENS(SIM) |  | 1 | 1 | 0 | 1 | Flow 1: Port → Site | MIR | SIEMENS
1649 | 477QGP51800322/ PS039 / 45188968 | HVDC-ADOPT-SIM-0065 | MIR | SCT-19LT-PRC-PO-004 | 13OP-03028.P.05.254 | 1 | Outdoor | Accessory for delivery | 47 | 37 | 27 | 0.046953 | 9 | 15.5 | Non Stackable | 8538 9099 | USD | 0.19 | ANE MAERSK | Germany | Hamburg | Khalifa port | 2025-02-20 | 2025-03-25 | [10 empty] | 2025-05-09 |  |  |  | CASE_LIST |  | 1 | site | MIR | 2025-05-09 | site | 0 | 1 | 1 | 2 | 0.17 | 0 | 0.17 | SIEMENS(SIM) |  | 1 | 1 | 0 | 1 | Flow 1: Port → Site | MIR | SIEMENS
1650 | 477QGP51800322/ PS039 / 45188968 | HVDC-ADOPT-SIM-0065 | MIR | SCT-19LT-PRC-PO-004 | 13OP-03028.P.05.255 | 1 | Outdoor | SF6-Air Bushing | 525 | 95 | 115 | 5.7356 | 450 | 765 | Non Stackable | 8546 9010 | USD | 64408.35 | ANE MAERSK | Germany | Hamburg | Khalifa port | 2025-02-20 | 2025-03-25 | [10 empty] | 2025-05-09 |  |  |  | CASE_LIST |  | 1 | site | MIR | 2025-05-09 | site | 0 | 1 | 1 | 2 | 4.99 | 0 | 4.99 | SIEMENS(SIM) |  | 1 | 1 | 0 | 1 | Flow 1: Port → Site | MIR | SIEMENS
1651 | 477QGP51800322/ PS039 / 45188968 | HVDC-ADOPT-SIM-0065 | MIR | SCT-19LT-PRC-PO-004 | 13OP-03028.P.05.251 | 1 | Outdoor | Head Electrode | 101.6 | 101.6 | 57.2 | 0.59045 | 9 | 51 | Non Stackable | 8538 9099 | USD | 39029.07 | ANE MAERSK | Germany | Hamburg | Khalifa port | 2025-02-20 | 2025-03-25 | [10 empty] | 2025-05-09 |  |  |  | CASE_LIST |  | 1 | site | MIR | 2025-05-09 | site | 0 | 1 | 1 | 2 | 1.03 | 0 | 1.03 | SIEMENS(SIM) |  | 1 | 1 | 0 | 1 | Flow 1: Port → Site | MIR | SIEMENS
1647 | 477QGP51800321/ PS038-DG / 45188967 | HVDC-ADOPT-SIM-0064 | MIR | SCT-19LT-PRC-PO-004 | 13OP-03028.P.05.252 | 1 | Indoor | Celerol primer 918 | 29 | 22 | 33 | 0.021054 | 1.7 | 3.1 | Non Stackable | 3208 2090 | USD | 22.4 | ALETTE MAERSK | Germany | Hamburg | Khalifa port | 2025-03-03 | 2025-04-06 | [10 empty] | 2025-04-24 |  |  |  | CASE_LIST |  | 1 | site | MIR | 2025-04-24 | site | 0 | 1 | 1 | 2 | 0.06 | 0 | 0.06 | SIEMENS(SIM) |  | 1 | 1 | 0 | 1 | Flow 1: Port → Site | MIR | SIEMENS
1642 |  | HVDC-ADOPT-SIM-0063 | AGI | 4510197874 | HVDC-ADOPT-SIM-0063-1 | 27 | Outdoor | Cable Gland & Accessories | [5 empty] | 225 | Stackable |  |  |  | Land Transport | UAE | Vendor Shop | MOSB | 2025-01-31 | 2025-01-31 | [13 empty] | 2025-02-03 | CASE_LIST |  | 1 | site | AGI | 2025-02-03 | site | 0 | 1 | 1 | 2 |  | 1 |  | SIEMENS(SIM) |  | 1 | 1 | 0 | 1 | Flow 1: Port → Site | AGI | SIEMENS
1643 |  | HVDC-ADOPT-SIM-0063 | DAS | 4510197874 | HVDC-ADOPT-SIM-0063-2 | 14 | Outdoor | Cable Gland & Accessories | [5 empty] | 150 | Stackable |  |  |  | Land Transport | UAE | Vendor Shop | MOSB | 2025-01-31 | 2025-01-31 | [12 empty] | 2025-02-13 |  | CASE_LIST |  | 1 | site | DAS | 2025-02-13 | site | 0 | 1 | 1 | 2 |  | 1 |  | SIEMENS(SIM) |  | 1 | 1 | 0 | 1 | Flow 1: Port → Site | DAS | SIEMENS
1644 |  | HVDC-ADOPT-SIM-0063 | MIR | 4510197874 | HVDC-ADOPT-SIM-0063-3 | 12 | Outdoor | Cable Gland & Accessories | [5 empty] | 110 | Stackable |  |  |  | Land Transport | UAE | Vendor Shop | MOSB | 2025-01-31 | 2025-01-31 | [10 empty] | 2025-02-08 |  |  |  | CASE_LIST |  | 1 | site | MIR | 2025-02-08 | site | 0 | 1 | 1 | 2 |  | 1 |  | SIEMENS(SIM) |  | 1 | 1 | 0 | 1 | Flow 1: Port → Site | MIR | SIEMENS
1645 |  | HVDC-ADOPT-SIM-0063 | SHU | 4510197874 | HVDC-ADOPT-SIM-0063-4 | 11 | Outdoor | Cable Gland & Accessories | [5 empty] | 110 | Stackable |  |  |  | Land Transport | UAE | Vendor Shop | MOSB | 2025-01-31 | 2025-01-31 | [11 empty] | 2025-02-06 |  |  | CASE_LIST |  | 1 | site | SHU | 2025-02-06 | site | 0 | 1 | 1 | 2 |  | 1 |  | SIEMENS(SIM) |  | 1 | 1 | 0 | 1 | Flow 1: Port → Site | SHU | SIEMENS
1646 |  | HVDC-ADOPT-SIM-0063 | ALL | 4510197874 | HVDC-ADOPT-SIM-0063-5 | 6 | Outdoor | Cable Gland & Accessories | [5 empty] | 61 | Stackable |  |  |  | Land Transport | UAE | Vendor Shop | MOSB | 2025-01-31 | 2025-01-31 | [14 empty] | CASE_LIST |  |  | Pre Arrival | Pre Arrival |  | Pre Arrival | 0 | 0 | 0 | 0 |  | 1 |  | SIEMENS(SIM) |  | 0 | 0 | 0 | 0 | Flow 0: Pre Arrival | Pre Arrival | SIEMENS
1641 | 477QGP51800216/ PS042 / 45188976 | HVDC-ADOPT-SIM-0062 | AGI | SCT-19LT-PRC-PO-004 | 13OP-03028.P.01.3569 | 1 | Outdoor | 2132, 2133, 2134 SF6-Air Bushing | 333 | 140 | 75 | 3.4965 | 205 | 815 | Non Stackable | 8546 9010 | USD | 139714 | ANE MAERSK | Germany | Hamburg | Khalifa port | 2025-02-20 | 2025-03-25 | [6 empty] | 2025-07-19 | [7 empty] | CASE_LIST | 1 |  | warehouse | MOSB | 2025-07-19 | warehouse | 1 | 1 | -1 | 0 | 4.66 | 0 | 4.66 | SIEMENS(SIM) |  | 0 | 1 | 1 | 5 | Flow 5: Mixed / Waiting / Incomplete leg | MOSB | SIEMENS
1601 | 477QGP51800377/ PS041 / 45189084 | HVDC-ADOPT-SIM-0061 | MIR | SCT-19LT-PRC-PO-004 | 13OP-03028.P.05.106 | 1 | Outdoor | High Voltage Surge Arrester, Monitor Display etc. | 330 | 130 | 152 | 6.5208 | 677 | 1105 | Non Stackable | 8535 4000 | USD | 176280.8 | Maersk CINCINNATI | Germany | Hamburg | Khalifa port | 2025-02-13 | 2025-03-18 | [10 empty] | 2025-05-26 |  |  |  | CASE_LIST |  | 1 | site | MIR | 2025-05-26 | site | 0 | 1 | 1 | 2 | 4.29 | 0 | 4.29 | SIEMENS(SIM) |  | 1 | 1 | 0 | 1 | Flow 1: Port → Site | MIR | SIEMENS
1602 | 477QGP51800377/ PS041 / 45189084 | HVDC-ADOPT-SIM-0061 | MIR | SCT-19LT-PRC-PO-004 | 13OP-03028.P.05.107 | 1 | Outdoor | High Voltage Surge Arrester, Monitor Display etc. | 330 | 130 | 152 | 6.5208 | 677 | 1104 | Non Stackable | 8535 4000 | USD | 2294.34 | Maersk CINCINNATI | Germany | Hamburg | Khalifa port | 2025-02-13 | 2025-03-18 | [10 empty] | 2025-05-26 |  |  |  | CASE_LIST |  | 1 | site | MIR | 2025-05-26 | site | 0 | 1 | 1 | 2 | 4.29 | 0 | 4.29 | SIEMENS(SIM) |  | 1 | 1 | 0 | 1 | Flow 1: Port → Site | MIR | SIEMENS
1603 | 477QGP51800377/ PS041 / 45189084 | HVDC-ADOPT-SIM-0061 | MIR | SCT-19LT-PRC-PO-004 | 13OP-03028.P.05.108 | 1 | Outdoor | High Voltage Surge Arrester, Monitor Display etc. | 330 | 130 | 152 | 6.5208 | 677 | 1108 | Non Stackable | 8535 4000 | USD | 2574.66 | Maersk CINCINNATI | Germany | Hamburg | Khalifa port | 2025-02-13 | 2025-03-18 | [10 empty] | 2025-05-23 |  |  |  | CASE_LIST |  | 1 | site | MIR | 2025-05-23 | site | 0 | 1 | 1 | 2 | 4.29 | 0 | 4.29 | SIEMENS(SIM) |  | 1 | 1 | 0 | 1 | Flow 1: Port → Site | MIR | SIEMENS
1604 | 477QGP51800377/ PS041 / 45189084 | HVDC-ADOPT-SIM-0061 | MIR | SCT-19LT-PRC-PO-004 | 13OP-03028.P.05.103 | 1 | Outdoor | 632 Voltage Transformer | 133.2 | 117.2 | 180.8 | 2.8225 | 450 | 638 | Non Stackable | 8504 3121 | USD | 36374.3 | Maersk CINCINNATI | Germany | Hamburg | Khalifa port | 2025-02-13 | 2025-03-18 | [10 empty] | 2025-05-26 |  |  |  | CASE_LIST |  | 1 | site | MIR | 2025-05-26 | site | 0 | 1 | 1 | 2 | 1.56 | 0 | 1.56 | SIEMENS(SIM) |  | 1 | 1 | 0 | 1 | Flow 1: Port → Site | MIR | SIEMENS
1605 | 477QGP51800377/ PS041 / 45189084 | HVDC-ADOPT-SIM-0061 | MIR | SCT-19LT-PRC-PO-004 | 13OP-03028.P.05.102 | 1 | Outdoor | 633 Voltage Transformer | 133.2 | 117.2 | 180.8 | 2.8225 | 450 | 638 | Non Stackable | 8504 3121 | USD | 36374.3 | Maersk CINCINNATI | Germany | Hamburg | Khalifa port | 2025-02-13 | 2025-03-18 | [10 empty] | 2025-05-26 |  |  |  | CASE_LIST |  | 1 | site | MIR | 2025-05-26 | site | 0 | 1 | 1 | 2 | 1.56 | 0 | 1.56 | SIEMENS(SIM) |  | 1 | 1 | 0 | 1 | Flow 1: Port → Site | MIR | SIEMENS
1606 | 477QGP51800377/ PS041 / 45189084 | HVDC-ADOPT-SIM-0061 | MIR | SCT-19LT-PRC-PO-004 | 13OP-03028.P.05.101 | 1 | Outdoor | 634 Voltage Transformer | 133.2 | 117.2 | 180.8 | 2.8225 | 450 | 638 | Non Stackable | 8504 3121 | USD | 36374.3 | Maersk CINCINNATI | Germany | Hamburg | Khalifa port | 2025-02-13 | 2025-03-18 | [10 empty] | 2025-05-26 |  |  |  | CASE_LIST |  | 1 | site | MIR | 2025-05-26 | site | 0 | 1 | 1 | 2 | 1.56 | 0 | 1.56 | SIEMENS(SIM) |  | 1 | 1 | 0 | 1 | Flow 1: Port → Site | MIR | SIEMENS
1607 | 477QGP51800377/ PS041 / 45189084 | HVDC-ADOPT-SIM-0061 | MIR | SCT-19LT-PRC-PO-004 | 13OP-03028.P.05.105 | 1 | Outdoor | 606 Connection Module Passive | 143 | 107 | 130 | 1.9891 | 260 | 372 | Non Stackable | 8535 9000 | USD | 22044.62 | Maersk CINCINNATI | Germany | Hamburg | Khalifa port | 2025-02-13 | 2025-03-18 | [10 empty] | 2025-05-23 |  |  |  | CASE_LIST |  | 1 | site | MIR | 2025-05-23 | site | 0 | 1 | 1 | 2 | 1.53 | 0 | 1.53 | SIEMENS(SIM) |  | 1 | 1 | 0 | 1 | Flow 1: Port → Site | MIR | SIEMENS
1608 | 477QGP51800377/ PS041 / 45189084 | HVDC-ADOPT-SIM-0061 | MIR | SCT-19LT-PRC-PO-004 | 13OP-03028.P.05.109 | 1 | Outdoor | 608 Connection Module Active | 257.2 | 157.2 | 176 | 7.116 | 635 | 962 | Non Stackable | 8535 3090 | USD | 28781.94 | Maersk CINCINNATI | Germany | Hamburg | Khalifa port | 2025-02-13 | 2025-03-18 | [10 empty] | 2025-05-23 |  |  |  | CASE_LIST |  | 1 | site | MIR | 2025-05-23 | site | 0 | 1 | 1 | 2 | 4.04 | 0 | 4.04 | SIEMENS(SIM) |  | 1 | 1 | 0 | 1 | Flow 1: Port → Site | MIR | SIEMENS
1609 | 477QGP51800377/ PS041 / 45189084 | HVDC-ADOPT-SIM-0061 | MIR | SCT-19LT-PRC-PO-004 | 13OP-03028.P.05.119 | 1 | Outdoor | 612 Connection Module Active | 263.2 | 167.2 | 182.5 | 8.0313 | 660 | 1008 | Non Stackable | 8535 3090 | USD | 41115.92 | Maersk CINCINNATI | Germany | Hamburg | Khalifa port | 2025-02-13 | 2025-03-18 | [10 empty] | 2025-05-26 |  |  |  | CASE_LIST |  | 1 | site | MIR | 2025-05-26 | site | 0 | 1 | 1 | 2 | 4.4 | 0 | 4.4 | SIEMENS(SIM) |  | 1 | 1 | 0 | 1 | Flow 1: Port → Site | MIR | SIEMENS
1610 | 477QGP51800377/ PS041 / 45189084 | HVDC-ADOPT-SIM-0061 | MIR | SCT-19LT-PRC-PO-004 | 13OP-03028.P.05.120 | 1 | Outdoor | 613 Connection Module Active | 268.2 | 152.2 | 145.5 | 5.9393 | 600 | 859 | Non Stackable | 8535 3090 | USD | 28216.52 | Maersk CINCINNATI | Germany | Hamburg | Khalifa port | 2025-02-13 | 2025-03-18 | [10 empty] | 2025-05-26 |  |  |  | CASE_LIST |  | 1 | site | MIR | 2025-05-26 | site | 0 | 1 | 1 | 2 | 4.08 | 0 | 4.08 | SIEMENS(SIM) |  | 1 | 1 | 0 | 1 | Flow 1: Port → Site | MIR | SIEMENS
1611 | 477QGP51800377/ PS041 / 45189084 | HVDC-ADOPT-SIM-0061 | MIR | SCT-19LT-PRC-PO-004 | 13OP-03028.P.05.121 | 1 | Outdoor | 615, 616 Connection Module Active | 312.2 | 187.2 | 244.5 | 14.2895 | 1165 | 1712 | Non Stackable | 8535 3090 | USD | 84509.56 | Maersk CINCINNATI | Germany | Hamburg | Khalifa port | 2025-02-13 | 2025-03-18 | [10 empty] | 2025-05-23 |  |  |  | CASE_LIST |  | 1 | site | MIR | 2025-05-23 | site | 0 | 1 | 1 | 2 | 5.84 | 0 | 5.84 | SIEMENS(SIM) |  | 1 | 1 | 0 | 1 | Flow 1: Port → Site | MIR | SIEMENS
1612 | 477QGP51800377/ PS041 / 45189084 | HVDC-ADOPT-SIM-0061 | MIR | SCT-19LT-PRC-PO-004 | 13OP-03028.P.05.122 | 1 | Outdoor | 638, 639 Connection Module Passive | 357.2 | 187.2 | 134.5 | 8.9937 | 940 | 1436 | Non Stackable | 8535 9000 | USD | 64354.74 | Maersk CINCINNATI | Germany | Hamburg | Khalifa port | 2025-02-13 | 2025-03-18 | [10 empty] | 2025-05-26 |  |  |  | CASE_LIST |  | 1 | site | MIR | 2025-05-26 | site | 0 | 1 | 1 | 2 | 6.69 | 0 | 6.69 | SIEMENS(SIM) |  | 1 | 1 | 0 | 1 | Flow 1: Port → Site | MIR | SIEMENS
1613 | 477QGP51800377/ PS041 / 45189084 | HVDC-ADOPT-SIM-0061 | MIR | SCT-19LT-PRC-PO-004 | 13OP-03028.P.05.123 | 1 | Outdoor | 640 Connection Module Passive | 357.2 | 107.2 | 137.5 | 5.2651 | 470 | 738 | Non Stackable | 8535 9000 | USD | 32156.57 | Maersk CINCINNATI | Germany | Hamburg | Khalifa port | 2025-02-13 | 2025-03-18 | [10 empty] | 2025-05-23 |  |  |  | CASE_LIST |  | 1 | site | MIR | 2025-05-23 | site | 0 | 1 | 1 | 2 | 3.83 | 0 | 3.83 | SIEMENS(SIM) |  | 1 | 1 | 0 | 1 | Flow 1: Port → Site | MIR | SIEMENS
1614 | 477QGP51800377/ PS041 / 45189084 | HVDC-ADOPT-SIM-0061 | MIR | SCT-19LT-PRC-PO-004 | 13OP-03028.P.05.124 | 1 | Outdoor | 601 Circuit Breaker | 509.2 | 229.2 | 346.5 | 40.4395 | 2750 | 3895 | Non Stackable | 8535 2900 | USD | 119389.2 | Maersk CINCINNATI | Germany | Hamburg | Khalifa port | 2025-02-13 | 2025-03-18 | [10 empty] | 2025-05-23 |  |  |  | CASE_LIST |  | 1 | site | MIR | 2025-05-23 | site | 0 | 1 | 1 | 2 | 11.67 | 0 | 11.67 | SIEMENS(SIM) |  | 1 | 1 | 0 | 1 | Flow 1: Port → Site | MIR | SIEMENS
1615 | 477QGP51800377/ PS041 / 45189084 | HVDC-ADOPT-SIM-0061 | MIR | SCT-19LT-PRC-PO-004 | 13OP-03028.P.05.125 | 1 | Outdoor | 602 Circuit Breaker | 509.2 | 229.2 | 346.5 | 40.4395 | 3000 | 4145 | Non Stackable | 8535 2900 | USD | 119389.2 | Maersk CINCINNATI | Germany | Hamburg | Khalifa port | 2025-02-13 | 2025-03-18 | [10 empty] | 2025-05-23 |  |  |  | CASE_LIST |  | 1 | site | MIR | 2025-05-23 | site | 0 | 1 | 1 | 2 | 11.67 | 0 | 11.67 | SIEMENS(SIM) |  | 1 | 1 | 0 | 1 | Flow 1: Port → Site | MIR | SIEMENS
1616 | 477QGP51800377/ PS041 / 45189084 | HVDC-ADOPT-SIM-0061 | MIR | SCT-19LT-PRC-PO-004 | 13OP-03028.P.05.126 | 1 | Outdoor | 603 Circuit Breaker | 509.2 | 229.2 | 346.5 | 40.4395 | 2750 | 3895 | Non Stackable | 8535 2900 | USD | 119389.2 | Maersk CINCINNATI | Germany | Hamburg | Khalifa port | 2025-02-13 | 2025-03-18 | [10 empty] | 2025-05-23 |  |  |  | CASE_LIST |  | 1 | site | MIR | 2025-05-23 | site | 0 | 1 | 1 | 2 | 11.67 | 0 | 11.67 | SIEMENS(SIM) |  | 1 | 1 | 0 | 1 | Flow 1: Port → Site | MIR | SIEMENS
1617 | 477QGP51800377/ PS041 / 45189084 | HVDC-ADOPT-SIM-0061 | MIR | SCT-19LT-PRC-PO-004 | 13OP-03028.P.05.127 | 1 | Outdoor | 618 Pipe Short Indoor, 620 Connection Moadule Passive | 187.2 | 137.2 | 124 | 3.1848 | 290 | 477 | Non Stackable | 8535 9000 | USD | 14435.47 | Maersk CINCINNATI | Germany | Hamburg | Khalifa port | 2025-02-13 | 2025-03-18 | [10 empty] | 2025-05-26 |  |  |  | CASE_LIST |  | 1 | site | MIR | 2025-05-26 | site | 0 | 1 | 1 | 2 | 2.57 | 0 | 2.57 | SIEMENS(SIM) |  | 1 | 1 | 0 | 1 | Flow 1: Port → Site | MIR | SIEMENS
1618 | 477QGP51800377/ PS041 / 45189084 | HVDC-ADOPT-SIM-0061 | MIR | SCT-19LT-PRC-PO-004 | 13OP-03028.P.05.128 | 1 | Outdoor | 621, 622 Connection Module Passive | 187.2 | 137.2 | 124 | 3.1848 | 240 | 427 | Non Stackable | 8535 9000 | USD | 11278.58 | Maersk CINCINNATI | Germany | Hamburg | Khalifa port | 2025-02-13 | 2025-03-18 | [10 empty] | 2025-05-23 |  |  |  | CASE_LIST |  | 1 | site | MIR | 2025-05-23 | site | 0 | 1 | 1 | 2 | 2.57 | 0 | 2.57 | SIEMENS(SIM) |  | 1 | 1 | 0 | 1 | Flow 1: Port → Site | MIR | SIEMENS
1619 | 477QGP51800377/ PS041 / 45189084 | HVDC-ADOPT-SIM-0061 | MIR | SCT-19LT-PRC-PO-004 | 13OP-03028.P.05.129 | 1 | Outdoor | 614 Connection Module Active | 173.2 | 132.2 | 240.5 | 5.5067 | 630 | 871 | Non Stackable | 8535 3090 | USD | 28343.84 | Maersk CINCINNATI | Germany | Hamburg | Khalifa port | 2025-02-13 | 2025-03-18 | [10 empty] | 2025-05-26 |  |  |  | CASE_LIST |  | 1 | site | MIR | 2025-05-26 | site | 0 | 1 | 1 | 2 | 2.29 | 0 | 2.29 | SIEMENS(SIM) |  | 1 | 1 | 0 | 1 | Flow 1: Port → Site | MIR | SIEMENS
1620 | 477QGP51800377/ PS041 / 45189084 | HVDC-ADOPT-SIM-0061 | MIR | SCT-19LT-PRC-PO-004 | 13OP-03028.P.05.117 | 1 | Outdoor | 609 Connection Module Active | 273.2 | 157.2 | 184.5 | 7.9237 | 700 | 1032 | Non Stackable | 8535 3090 | USD | 55384.67 | Maersk CINCINNATI | Germany | Hamburg | Khalifa port | 2025-02-13 | 2025-03-18 | [10 empty] | 2025-05-23 |  |  |  | CASE_LIST |  | 1 | site | MIR | 2025-05-23 | site | 0 | 1 | 1 | 2 | 4.29 | 0 | 4.29 | SIEMENS(SIM) |  | 1 | 1 | 0 | 1 | Flow 1: Port → Site | MIR | SIEMENS
1621 | 477QGP51800377/ PS041 / 45189084 | HVDC-ADOPT-SIM-0061 | MIR | SCT-19LT-PRC-PO-004 | 13OP-03028.P.05.130 | 1 | Outdoor | Screw, Nut, Washer and others | 115 | 85 | 58 | 0.56695 | 173 | 220 | Non Stackable | 8535 2900 | USD | 24299.49 | Maersk CINCINNATI | Germany | Hamburg | Khalifa port | 2025-02-13 | 2025-03-18 | [10 empty] | 2025-05-26 |  |  |  | CASE_LIST |  | 1 | site | MIR | 2025-05-26 | site | 0 | 1 | 1 | 2 | 0.98 | 0 | 0.98 | SIEMENS(SIM) |  | 1 | 1 | 0 | 1 | Flow 1: Port → Site | MIR | SIEMENS
1622 | 477QGP51800377/ PS041 / 45189084 | HVDC-ADOPT-SIM-0061 | MIR | SCT-19LT-PRC-PO-004 | 13OP-03028.P.05.131 | 1 | Outdoor | Ear Protectio, Safety Goggles and others | 115 | 85 | 58 | 0.56695 | 25 | 72 | Non Stackable | 8535 2900 | USD | 24299.49 | Maersk CINCINNATI | Germany | Hamburg | Khalifa port | 2025-02-13 | 2025-03-18 | [10 empty] | 2025-05-26 |  |  |  | CASE_LIST |  | 1 | site | MIR | 2025-05-26 | site | 0 | 1 | 1 | 2 | 0.98 | 0 | 0.98 | SIEMENS(SIM) |  | 1 | 1 | 0 | 1 | Flow 1: Port → Site | MIR | SIEMENS
1623 | 477QGP51800377/ PS041 / 45189084 | HVDC-ADOPT-SIM-0061 | MIR | SCT-19LT-PRC-PO-004 | 13OP-03028.P.05.132 | 1 | Outdoor | Filter bag | 115 | 85 | 58 | 0.56695 | 61 | 108 | Non Stackable | 3824 9996 | USD | 1816.02 | Maersk CINCINNATI | Germany | Hamburg | Khalifa port | 2025-02-13 | 2025-03-18 | [10 empty] | 2025-05-26 |  |  |  | CASE_LIST |  | 1 | site | MIR | 2025-05-26 | site | 0 | 1 | 1 | 2 | 0.98 | 0 | 0.98 | SIEMENS(SIM) |  | 1 | 1 | 0 | 1 | Flow 1: Port → Site | MIR | SIEMENS
1624 | 477QGP51800377/ PS041 / 45189084 | HVDC-ADOPT-SIM-0061 | MIR | SCT-19LT-PRC-PO-004 | 13OP-03028.P.05.133 | 1 | Outdoor | Fixing Bracket, Cable tape and others | 115 | 85 | 91 | 0.88953 | 334 | 390 | Non Stackable | 8538 9099 | USD | 24299.49 | Maersk CINCINNATI | Germany | Hamburg | Khalifa port | 2025-02-13 | 2025-03-18 | [10 empty] | 2025-05-26 |  |  |  | CASE_LIST |  | 1 | site | MIR | 2025-05-26 | site | 0 | 1 | 1 | 2 | 0.98 | 0 | 0.98 | SIEMENS(SIM) |  | 1 | 1 | 0 | 1 | Flow 1: Port → Site | MIR | SIEMENS
1625 | 477QGP51800377/ PS041 / 45189084 | HVDC-ADOPT-SIM-0061 | MIR | SCT-19LT-PRC-PO-004 | 13OP-03028.P.05.135 | 1 | Outdoor | Cu Bar, Grid Cableway, Cable Mesh | 538 | 38 | 51 | 1.0426 | 108 | 260 | Non Stackable | 8538 9099 | USD | 1966.05 | Maersk CINCINNATI | Germany | Hamburg | Khalifa port | 2025-02-13 | 2025-03-18 | [10 empty] | 2025-05-26 |  |  |  | CASE_LIST |  | 1 | site | MIR | 2025-05-26 | site | 0 | 1 | 1 | 2 | 2.04 | 0 | 2.04 | SIEMENS(SIM) |  | 1 | 1 | 0 | 1 | Flow 1: Port → Site | MIR | SIEMENS
1626 | 477QGP51800377/ PS041 / 45189084 | HVDC-ADOPT-SIM-0061 | MIR | SCT-19LT-PRC-PO-004 | 13OP-03028.P.05.136 | 1 | Outdoor | Preassembled Accessories | 115 | 85 | 51 | 0.49852 | 54 | 101 | Non Stackable | 9538 9099 | USD | 2328.51 | Maersk CINCINNATI | Germany | Hamburg | Khalifa port | 2025-02-13 | 2025-03-18 | [10 empty] | 2025-05-26 |  |  |  | CASE_LIST |  | 1 | site | MIR | 2025-05-26 | site | 0 | 1 | 1 | 2 | 0.98 | 0 | 0.98 | SIEMENS(SIM) |  | 1 | 1 | 0 | 1 | Flow 1: Port → Site | MIR | SIEMENS
1627 | 477QGP51800377/ PS041 / 45189084 | HVDC-ADOPT-SIM-0061 | MIR | SCT-19LT-PRC-PO-004 | 13OP-03028.P.05.137 | 1 | Outdoor | 604 Circuit Breaker | 66 | 45 | 63 | 0.18711 | 45 | 62 | Non Stackable | 9535 9099 | USD | 1903.31 | Maersk CINCINNATI | Germany | Hamburg | Khalifa port | 2025-02-13 | 2025-03-18 | [10 empty] | 2025-05-26 |  |  |  | CASE_LIST |  | 1 | site | MIR | 2025-05-26 | site | 0 | 1 | 1 | 2 | 0.3 | 0 | 0.3 | SIEMENS(SIM) |  | 1 | 1 | 0 | 1 | Flow 1: Port → Site | MIR | SIEMENS
1628 | 477QGP51800377/ PS041 / 45189084 | HVDC-ADOPT-SIM-0061 | MIR | SCT-19LT-PRC-PO-004 | 13OP-03028.P.05.138 | 1 | Outdoor | 610 Connection Module Active | 283.2 | 167.2 | 182.5 | 8.6416 | 640 | 1014 | Non Stackable | 8535 3090 | USD | 26833.09 | Maersk CINCINNATI | Germany | Hamburg | Khalifa port | 2025-02-13 | 2025-03-18 | [10 empty] | 2025-05-26 |  |  |  | CASE_LIST |  | 1 | site | MIR | 2025-05-26 | site | 0 | 1 | 1 | 2 | 4.74 | 0 | 4.74 | SIEMENS(SIM) |  | 1 | 1 | 0 | 1 | Flow 1: Port → Site | MIR | SIEMENS
1629 | 477QGP51800377/ PS041 / 45189084 | HVDC-ADOPT-SIM-0061 | MIR | SCT-19LT-PRC-PO-004 | 13OP-03028.P.05.139 | 1 | Outdoor | 643, 641 Connection Module Passive | 177.2 | 127.2 | 94 | 2.1187 | 240 | 401 | Non Stackable | 8535 9000 | USD | 9151.66 | Maersk CINCINNATI | Germany | Hamburg | Khalifa port | 2025-02-13 | 2025-03-18 | [10 empty] | 2025-05-26 |  |  |  | CASE_LIST |  | 1 | site | MIR | 2025-05-26 | site | 0 | 1 | 1 | 2 | 2.25 | 0 | 2.25 | SIEMENS(SIM) |  | 1 | 1 | 0 | 1 | Flow 1: Port → Site | MIR | SIEMENS
1630 | 477QGP51800377/ PS041 / 45189084 | HVDC-ADOPT-SIM-0061 | MIR | SCT-19LT-PRC-PO-004 | 13OP-03028.P.05.140 | 1 | Outdoor | 642, 605, 607 Connection Module Passive | 353.2 | 137.2 | 145.5 | 7.0508 | 630 | 958 | Non Stackable | 8535 9000 | USD | 48667.91 | Maersk CINCINNATI | Germany | Hamburg | Khalifa port | 2025-02-13 | 2025-03-18 | [10 empty] | 2025-05-26 |  |  |  | CASE_LIST |  | 1 | site | MIR | 2025-05-26 | site | 0 | 1 | 1 | 2 | 4.85 | 0 | 4.85 | SIEMENS(SIM) |  | 1 | 1 | 0 | 1 | Flow 1: Port → Site | MIR | SIEMENS
1631 | 477QGP51800377/ PS041 / 45189084 | HVDC-ADOPT-SIM-0061 | MIR | SCT-19LT-PRC-PO-004 | 13OP-03028.P.05.141 | 1 | Outdoor | 631, 630, 629 Connection Module Passive | 297.2 | 217.2 | 164.5 | 10.6188 | 840 | 1335 | Non Stackable | 8535 9000 | USD | 33434.58 | Maersk CINCINNATI | Germany | Hamburg | Khalifa port | 2025-02-13 | 2025-03-18 | [10 empty] | 2025-05-23 |  |  |  | CASE_LIST |  | 1 | site | MIR | 2025-05-23 | site | 0 | 1 | 1 | 2 | 6.46 | 0 | 6.46 | SIEMENS(SIM) |  | 1 | 1 | 0 | 1 | Flow 1: Port → Site | MIR | SIEMENS
1632 | 477QGP51800377/ PS041 / 45189084 | HVDC-ADOPT-SIM-0061 | MIR | SCT-19LT-PRC-PO-004 | 13OP-03028.P.05.142 | 1 | Outdoor | 619, 617 Pipe Short Indoor | 233 | 127 | 116 | 3.4326 | 360 | 555 | Non Stackable | 8535 9000 | USD | 17597.73 | Maersk CINCINNATI | Germany | Hamburg | Khalifa port | 2025-02-13 | 2025-03-18 | [10 empty] | 2025-05-26 |  |  |  | CASE_LIST |  | 1 | site | MIR | 2025-05-26 | site | 0 | 1 | 1 | 2 | 2.96 | 0 | 2.96 | SIEMENS(SIM) |  | 1 | 1 | 0 | 1 | Flow 1: Port → Site | MIR | SIEMENS
1633 | 477QGP51800377/ PS041 / 45189084 | HVDC-ADOPT-SIM-0061 | MIR | SCT-19LT-PRC-PO-004 | 13OP-03028.P.05.143 | 1 | Outdoor | 627, 626 Connection Module Passive | 223 | 167 | 98 | 3.6496 | 360 | 616 | Non Stackable | 8535 9000 | USD | 16653.94 | Maersk CINCINNATI | Germany | Hamburg | Khalifa port | 2025-02-13 | 2025-03-18 | [10 empty] | 2025-05-23 |  |  |  | CASE_LIST |  | 1 | site | MIR | 2025-05-23 | site | 0 | 1 | 1 | 2 | 3.72 | 0 | 3.72 | SIEMENS(SIM) |  | 1 | 1 | 0 | 1 | Flow 1: Port → Site | MIR | SIEMENS
1634 | 477QGP51800377/ PS041 / 45189084 | HVDC-ADOPT-SIM-0061 | MIR | SCT-19LT-PRC-PO-004 | 13OP-03028.P.05.144 | 1 | Outdoor | 628, 635 Connection Module Passive | 357 | 187 | 124 | 8.2781 | 640 | 1090 | Non Stackable | 8535 9000 | USD | 38607.23 | Maersk CINCINNATI | Germany | Hamburg | Khalifa port | 2025-02-13 | 2025-03-18 | [10 empty] | 2025-05-23 |  |  |  | CASE_LIST |  | 1 | site | MIR | 2025-05-23 | site | 0 | 1 | 1 | 2 | 6.68 | 0 | 6.68 | SIEMENS(SIM) |  | 1 | 1 | 0 | 1 | Flow 1: Port → Site | MIR | SIEMENS
1635 | 477QGP51800377/ PS041 / 45189084 | HVDC-ADOPT-SIM-0061 | MIR | SCT-19LT-PRC-PO-004 | 13OP-03028.P.05.145 | 1 | Outdoor | 637, 636 Connection Module Passive | 357 | 197 | 134 | 9.4241 | 940 | 1419 | Non Stackable | 8535 9000 | USD | 60550.83 | Maersk CINCINNATI | Germany | Hamburg | Khalifa port | 2025-02-13 | 2025-03-18 | [10 empty] | 2025-05-26 |  |  |  | CASE_LIST |  | 1 | site | MIR | 2025-05-26 | site | 0 | 1 | 1 | 2 | 7.03 | 0 | 7.03 | SIEMENS(SIM) |  | 1 | 1 | 0 | 1 | Flow 1: Port → Site | MIR | SIEMENS
1636 | 477QGP51800377/ PS041 / 45189084 | HVDC-ADOPT-SIM-0061 | MIR | SCT-19LT-PRC-PO-004 | 13OP-03028.P.05.147 | 1 | Outdoor | Label | 37 | 27 | 27 | 0.026973 | 2 | 5.5 | Non Stackable | 8310 0000 | USD | 210.48 | Maersk CINCINNATI | Germany | Hamburg | Khalifa port | 2025-02-13 | 2025-03-18 | [10 empty] | 2025-05-26 |  |  |  | CASE_LIST |  | 1 | site | MIR | 2025-05-26 | site | 0 | 1 | 1 | 2 | 0.1 | 0 | 0.1 | SIEMENS(SIM) |  | 1 | 1 | 0 | 1 | Flow 1: Port → Site | MIR | SIEMENS
1637 | 477QGP51800377/ PS041 / 45189084 | HVDC-ADOPT-SIM-0061 | MIR | SCT-19LT-PRC-PO-004 | 13OP-03028.P.05.146 | 1 | Outdoor | 625, 624, 623 Connection Module 7-11m | 1037 | 229 | 114 | 27.0719 | 1340 | 2656 | Non Stackable | 8535 9000 | USD | 57191.19 | Maersk CINCINNATI | Germany | Hamburg | Khalifa port | 2025-02-13 | 2025-03-18 | [10 empty] | 2025-05-26 |  |  |  | CASE_LIST |  | 1 | site | MIR | 2025-05-26 | site | 0 | 1 | 1 | 2 | 23.75 | 0 | 23.75 | SIEMENS(SIM) |  | 1 | 1 | 0 | 1 | Flow 1: Port → Site | MIR | SIEMENS
1638 | 477QGP51800377/ PS041 / 45189084 | HVDC-ADOPT-SIM-0061 | MIR | SCT-19LT-PRC-PO-004 | 13OP-03028.P.05.148 | 1 | Outdoor | Accessory for delivery | 286.6 | 76.6 | 73.7 | 1.618 | 90 | 231 | Non Stackable | 8538 9099 | USD | 0.51 | Maersk CINCINNATI | Germany | Hamburg | Khalifa port | 2025-02-13 | 2025-03-18 | [10 empty] | 2025-05-26 |  |  |  | CASE_LIST |  | 1 | site | MIR | 2025-05-26 | site | 0 | 1 | 1 | 2 | 2.2 | 0 | 2.2 | SIEMENS(SIM) |  | 1 | 1 | 0 | 1 | Flow 1: Port → Site | MIR | SIEMENS
1639 | 477QGP51800377/ PS041 / 45189084 | HVDC-ADOPT-SIM-0061 | MIR | SCT-19LT-PRC-PO-004 | 13OP-03028.P.05.104 | 1 | Outdoor | Preassembled Accessories | 115 | 85 | 91 | 0.88953 | 131 | 182 | Non Stackable | 8538 9099 | USD | 27165.94 | Maersk CINCINNATI | Germany | Hamburg | Khalifa port | 2025-02-13 | 2025-03-18 | [10 empty] | 2025-05-26 |  |  |  | CASE_LIST |  | 1 | site | MIR | 2025-05-26 | site | 0 | 1 | 1 | 2 | 0.98 | 0 | 0.98 | SIEMENS(SIM) |  | 1 | 1 | 0 | 1 | Flow 1: Port → Site | MIR | SIEMENS
1640 | 477QGP51800377/ PS041 / 45189084 | HVDC-ADOPT-SIM-0061 | MIR | SCT-19LT-PRC-PO-004 | 13OP-03028.P.05.118 | 1 | Outdoor | 611 Connection Module Active | 248.2 | 172.2 | 172.5 | 7.3727 | 620 | 958 | Non Stackable | 8535 3090 | USD | 29043.49 | Maersk CINCINNATI | Germany | Hamburg | Khalifa port | 2025-02-13 | 2025-03-18 | [10 empty] | 2025-05-26 |  |  |  | CASE_LIST |  | 1 | site | MIR | 2025-05-26 | site | 0 | 1 | 1 | 2 | 4.27 | 0 | 4.27 | SIEMENS(SIM) |  | 1 | 1 | 0 | 1 | Flow 1: Port → Site | MIR | SIEMENS
1595 | TSM/DN/25/0005 | HVDC-ADOPT-SIM-0060 | AGI | 4512054443 | Package#012 | 1 | Indoor | 132KV BBP&BFP-12 (E00+R01) | 90 | 92 | 238 | 1.9706 | 500 | 500 | Non Stackable |  |  |  | Land Transport | UAE | Vendor Shop | DSV | 2025-01-18 | 2025-01-18 |  | 2025-01-18 | [12 empty] | CASE_LIST | 1 |  | warehouse | DSV Indoor | 2025-01-18 | warehouse | 1 | 1 | -1 | 0 | 0.83 | 0 | 0.83 | SIEMENS(SIM) |  | 0 | 1 | 1 | 2 | Flow 2: Port → WH → Site | DSV Indoor | SIEMENS
1596 | TSM/DN/25/0005 | HVDC-ADOPT-SIM-0060 | AGI | 4512054443 | Package#013 | 1 | Indoor | 132KV CONVERTER FEEDER (E15+R01) | 96 | 124 | 238 | 2.8332 | 950 | 950 | Non Stackable |  |  |  | Land Transport | UAE | Vendor Shop | DSV | 2025-01-18 | 2025-01-18 |  | 2025-01-18 | [12 empty] | CASE_LIST | 1 |  | warehouse | DSV Indoor | 2025-01-18 | warehouse | 1 | 1 | -1 | 0 | 1.19 | 0 | 1.19 | SIEMENS(SIM) |  | 0 | 1 | 1 | 2 | Flow 2: Port → WH → Site | DSV Indoor | SIEMENS
1597 | TSM/DN/25/0005 | HVDC-ADOPT-SIM-0060 | AGI | 4512054443 | Package#014 | 1 | Indoor | 132KV BUS COUPLER (E16+R01) | 96 | 104 | 238 | 2.3762 | 950 | 950 | Non Stackable |  |  |  | Land Transport | UAE | Vendor Shop | DSV | 2025-01-18 | 2025-01-18 |  | 2025-01-18 | [12 empty] | CASE_LIST | 1 |  | warehouse | DSV Indoor | 2025-01-18 | warehouse | 1 | 1 | -1 | 0 | 1 | 0 | 1 | SIEMENS(SIM) |  | 0 | 1 | 1 | 2 | Flow 2: Port → WH → Site | DSV Indoor | SIEMENS
1598 | TSM/DN/25/0005 | HVDC-ADOPT-SIM-0060 | AGI | 4512054443 | Package#015 | 1 | Indoor | 132KV BUS SECTION (E18+R01) | 96 | 104 | 238 | 2.3762 | 950 | 950 | Non Stackable |  |  |  | Land Transport | UAE | Vendor Shop | DSV | 2025-01-18 | 2025-01-18 |  | 2025-01-18 | [12 empty] | CASE_LIST | 1 |  | warehouse | DSV Indoor | 2025-01-18 | warehouse | 1 | 1 | -1 | 0 | 1 | 0 | 1 | SIEMENS(SIM) |  | 0 | 1 | 1 | 2 | Flow 2: Port → WH → Site | DSV Indoor | SIEMENS
1599 | TSM/DN/25/0005 | HVDC-ADOPT-SIM-0060 | AGI | 4512054443 | Package#016 | 1 | Indoor | 132KV BUS SECTION (E19+R01) | 96 | 104 | 238 | 2.3762 | 950 | 950 | Non Stackable |  |  |  | Land Transport | UAE | Vendor Shop | DSV | 2025-01-18 | 2025-01-18 |  | 2025-01-18 | [12 empty] | CASE_LIST | 1 |  | warehouse | DSV Indoor | 2025-01-18 | warehouse | 1 | 1 | -1 | 0 | 1 | 0 | 1 | SIEMENS(SIM) |  | 0 | 1 | 1 | 2 | Flow 2: Port → WH → Site | DSV Indoor | SIEMENS
1600 | TSM/DN/25/0005 | HVDC-ADOPT-SIM-0060 | AGI | 4512054443 | Package#017 | 1 | Indoor | 132KV FMS, LIP (~X00+XXV1) | 90 | 92 | 238 | 1.9706 | 500 | 500 | Non Stackable |  |  |  | Land Transport | UAE | Vendor Shop | DSV | 2025-01-18 | 2025-01-18 |  | 2025-01-18 | [12 empty] | CASE_LIST | 1 |  | warehouse | DSV Indoor | 2025-01-18 | warehouse | 1 | 1 | -1 | 0 | 0.83 | 0 | 0.83 | SIEMENS(SIM) |  | 0 | 1 | 1 | 2 | Flow 2: Port → WH → Site | DSV Indoor | SIEMENS
1538 | 240677 | HVDC-ADOPT-SIM-0057 | DAS | 4510190879 | Package#04/15 | 1 | Indoor | Central Unit (Rack Configuration) | 104 | 124 | 226 | 2.9145 | 310 | 400 | Non Stackable | 8537 1091 | EUR | 20672 | EK9661 | Italy | Malpensa | Abu Dhabi Airport | 2025-03-08 | 2025-03-10 | [12 empty] | 2025-07-10 |  | CASE_LIST |  | 1 | site | DAS | 2025-07-10 | site | 0 | 1 | 1 | 2 | 1.29 | 0 | 1.29 | SIEMENS(SIM) |  | 1 | 1 | 0 | 1 | Flow 1: Port → Site | DAS | SIEMENS
1539 | 240677 | HVDC-ADOPT-SIM-0057 | DAS | 4510190879 | Package#09/15 | 1 | Indoor | PDHUB MKII GIS 40Ch & 4Ch | 90 | 145 | 100 | 1.305 | 130 | 160 | Non Stackable | 8537 1091 | EUR | 20672 | EK9661 | Italy | Malpensa | Abu Dhabi Airport | 2025-03-08 | 2025-03-10 | [12 empty] | 2025-04-01 |  | CASE_LIST |  | 1 | site | DAS | 2025-04-01 | site | 0 | 1 | 1 | 2 | 1.3 | 0 | 1.3 | SIEMENS(SIM) |  | 1 | 1 | 0 | 1 | Flow 1: Port → Site | DAS | SIEMENS
1540 | 240677 | HVDC-ADOPT-SIM-0057 | DAS | 4510190879 | Package#10/15 | 1 | Indoor | Safety Cap, Connection, Single Phase Kit,Coaxial Calble Low Loss | 80 | 120 | 95 | 0.912 | 126 | 156 | Non Stackable | 8537 1091 | EUR | 20672 | EK9661 | Italy | Malpensa | Abu Dhabi Airport | 2025-03-08 | 2025-03-10 | [12 empty] | 2025-04-01 |  | CASE_LIST |  | 1 | site | DAS | 2025-04-01 | site | 0 | 1 | 1 | 2 | 0.96 | 0 | 0.96 | SIEMENS(SIM) |  | 1 | 1 | 0 | 1 | Flow 1: Port → Site | DAS | SIEMENS
1541 | 240677 | HVDC-ADOPT-SIM-0057 | DAS | 4510190879 | Package#11/15 | 1 | Indoor | FO Amoured LSZH MM 6 Cores 50/125um | 80 | 120 | 75 | 0.72 | 120 | 150 | Non Stackable | 8537 1091 | EUR | 20672 | EK9661 | Italy | Malpensa | Abu Dhabi Airport | 2025-03-08 | 2025-03-10 | [12 empty] | 2025-04-01 |  | CASE_LIST |  | 1 | site | DAS | 2025-04-01 | site | 0 | 1 | 1 | 2 | 0.96 | 0 | 0.96 | SIEMENS(SIM) |  | 1 | 1 | 0 | 1 | Flow 1: Port → Site | DAS | SIEMENS
1542 | 240677 | HVDC-ADOPT-SIM-0057 | DAS | 4510190879 | Package#14/15 | 1 | Indoor | FO Amoured LSZH MM 6 Cores 50/125um | 80 | 120 | 50 | 0.48 | 45 | 75 | Non Stackable | 8537 1091 | EUR | 20672 | EK9661 | Italy | Malpensa | Abu Dhabi Airport | 2025-03-08 | 2025-03-10 | [12 empty] | 2025-04-01 |  | CASE_LIST |  | 1 | site | DAS | 2025-04-01 | site | 0 | 1 | 1 | 2 | 0.96 | 0 | 0.96 | SIEMENS(SIM) |  | 1 | 1 | 0 | 1 | Flow 1: Port → Site | DAS | SIEMENS
1543 | 240677 | HVDC-ADOPT-SIM-0057 | AGI | 4510190879 | Package#03/15 | 1 | Indoor | Central Unit (Rack Configuration) | 104 | 124 | 226 | 2.9145 | 310 | 400 | Non Stackable | 8537 1091 | EUR | 20672 | EK9661 | Italy | Malpensa | Abu Dhabi Airport | 2025-03-08 | 2025-03-10 |  | 2025-08-25 | [12 empty] | CASE_LIST | 1 |  | warehouse | DSV Indoor | 2025-08-25 | warehouse | 1 | 1 | -1 | 0 | 1.29 | 0 | 1.29 | SIEMENS(SIM) |  | 0 | 1 | 1 | 2 | Flow 2: Port → WH → Site | DSV Indoor | SIEMENS
1544 | 240677 | HVDC-ADOPT-SIM-0057 | AGI | 4510190879 | Package#12/15 | 1 | Indoor | PDHUB MKII GIS 28Ch & 12Ch | 90 | 150 | 100 | 1.35 | 160 | 190 | Non Stackable | 8537 1091 | EUR | 20672 | EK9661 | Italy | Malpensa | Abu Dhabi Airport | 2025-03-08 | 2025-03-10 | [12 empty] | 2025-09-21 |  | CASE_LIST |  | 1 | site | DAS | 2025-09-21 | site | 0 | 1 | 1 | 2 | 1.35 | 0 | 1.35 | SIEMENS(SIM) |  | 1 | 1 | 0 | 1 | Flow 1: Port → Site | DAS | SIEMENS
1545 | 240677 | HVDC-ADOPT-SIM-0057 | AGI | 4510190879 | Package#13/15 | 1 | Indoor | Safety Cap, Connection, Single Phase Kit,Coaxial Calble Low Loss | 80 | 120 | 132 | 1.2672 | 210 | 240 | Non Stackable | 8537 1091 | EUR | 20672 | EK9661 | Italy | Malpensa | Abu Dhabi Airport | 2025-03-08 | 2025-03-10 |  | 2025-03-19 | [12 empty] | CASE_LIST | 1 |  | warehouse | DSV Indoor | 2025-03-19 | warehouse | 1 | 1 | -1 | 0 | 0.96 | 0 | 0.96 | SIEMENS(SIM) |  | 0 | 1 | 1 | 2 | Flow 2: Port → WH → Site | DSV Indoor | SIEMENS
1546 | 240677 | HVDC-ADOPT-SIM-0057 | AGI | 4510190879 | Package#15/15 | 1 | Indoor | FO Amoured LSZH MM 6 Cores 50/125um | 80 | 120 | 73 | 0.7008 | 55 | 85 | Non Stackable | 8537 1091 | EUR | 20672 | EK9661 | Italy | Malpensa | Abu Dhabi Airport | 2025-03-08 | 2025-03-10 |  | 2025-03-19 | [12 empty] | CASE_LIST | 1 |  | warehouse | DSV Indoor | 2025-03-19 | warehouse | 1 | 1 | -1 | 0 | 0.96 | 0 | 0.96 | SIEMENS(SIM) |  | 0 | 1 | 1 | 2 | Flow 2: Port → WH → Site | DSV Indoor | SIEMENS
1547 | 240677 | HVDC-ADOPT-SIM-0057 | SHU | 4510190879 | Package#01/15 | 1 | Indoor | Central Unit (Rack Configuration), FO Armoured | 104 | 124 | 226 | 2.9145 | 310 | 400 | Non Stackable | 8537 1091 | EUR | 20672 | EK9661 | Italy | Malpensa | Abu Dhabi Airport | 2025-03-08 | 2025-03-10 | [11 empty] | 2025-04-21 |  |  | CASE_LIST |  | 1 | site | SHU | 2025-04-21 | site | 0 | 1 | 1 | 2 | 1.29 | 0 | 1.29 | SIEMENS(SIM) |  | 1 | 1 | 0 | 1 | Flow 1: Port → Site | SHU | SIEMENS
1548 | 240677 | HVDC-ADOPT-SIM-0057 | SHU | 4510190879 | Package#07/15 | 1 | Indoor | PDHUB MKII GIS 36Ch | 110 | 90 | 100 | 0.99 | 90 | 120 | Non Stackable | 8537 1091 | EUR | 20672 | EK9661 | Italy | Malpensa | Abu Dhabi Airport | 2025-03-08 | 2025-03-10 | [11 empty] | 2025-04-21 |  |  | CASE_LIST |  | 1 | site | SHU | 2025-04-21 | site | 0 | 1 | 1 | 2 | 0.99 | 0 | 0.99 | SIEMENS(SIM) |  | 1 | 1 | 0 | 1 | Flow 1: Port → Site | SHU | SIEMENS
1549 | 240677 | HVDC-ADOPT-SIM-0057 | SHU | 4510190879 | Package#08/15 | 1 | Indoor | Safety Cap, Connection, Single Phase Kit,Coaxial Calble Low Loss | 80 | 120 | 112 | 1.0752 | 168 | 198 | Non Stackable | 8537 1091 | EUR | 20672 | EK9661 | Italy | Malpensa | Abu Dhabi Airport | 2025-03-08 | 2025-03-10 | [11 empty] | 2025-04-21 |  |  | CASE_LIST |  | 1 | site | SHU | 2025-04-21 | site | 0 | 1 | 1 | 2 | 0.96 | 0 | 0.96 | SIEMENS(SIM) |  | 1 | 1 | 0 | 1 | Flow 1: Port → Site | SHU | SIEMENS
1550 | 240677 | HVDC-ADOPT-SIM-0057 | MIR | 4510190879 | Package#02/15 | 1 | Indoor | Central Unit (Rack Configuration) | 104 | 124 | 226 | 2.9145 | 310 | 400 | Non Stackable | 8537 1091 | EUR | 20672 | EK9661 | Italy | Malpensa | Abu Dhabi Airport | 2025-03-08 | 2025-03-10 | [10 empty] | 2025-04-19 |  |  |  | CASE_LIST |  | 1 | site | MIR | 2025-04-19 | site | 0 | 1 | 1 | 2 | 1.29 | 0 | 1.29 | SIEMENS(SIM) |  | 1 | 1 | 0 | 1 | Flow 1: Port → Site | MIR | SIEMENS
1551 | 240677 | HVDC-ADOPT-SIM-0057 | MIR | 4510190879 | Package#05/15 | 1 | Indoor | PDHUB MKII GIS 36Ch, F.O. Armoured | 110 | 90 | 100 | 0.99 | 90 | 120 | Non Stackable | 8537 1091 | EUR | 20672 | EK9661 | Italy | Malpensa | Abu Dhabi Airport | 2025-03-08 | 2025-03-10 | [10 empty] | 2025-04-19 |  |  |  | CASE_LIST |  | 1 | site | MIR | 2025-04-19 | site | 0 | 1 | 1 | 2 | 0.99 | 0 | 0.99 | SIEMENS(SIM) |  | 1 | 1 | 0 | 1 | Flow 1: Port → Site | MIR | SIEMENS
1552 | 240677 | HVDC-ADOPT-SIM-0057 | MIR | 4510190879 | Package#06/15 | 1 | Indoor | Safety Cap, Connection, Single Phase Kit,Coaxial Calble Low Loss | 80 | 120 | 112 | 1.0752 | 168 | 198 | Non Stackable | 8537 1091 | EUR | 20672 | EK9661 | Italy | Malpensa | Abu Dhabi Airport | 2025-03-08 | 2025-03-10 | [10 empty] | 2025-04-19 |  |  |  | CASE_LIST |  | 1 | site | MIR | 2025-04-19 | site | 0 | 1 | 1 | 2 | 0.96 | 0 | 0.96 | SIEMENS(SIM) |  | 1 | 1 | 0 | 1 | Flow 1: Port → Site | MIR | SIEMENS
1494 | 477QGP51800132/ PS037 / 45188957 | HVDC-ADOPT-SIM-0056 | SHU | SCT-19LT-PRC-PO-004 | 13OP-03028.P.05.001 | 1 | Outdoor | 632 Voltage Transformer | 133.2 | 117.2 | 180.8 | 2.8225 | 450 | 638 | Non Stackable | 8504 3121 | USD | 34206.35 | Maersk CINCINNATI | Germany | Hamburg | Khalifa port | 2025-02-13 | 2025-03-18 | [11 empty] | 2025-04-23 |  |  | CASE_LIST |  | 1 | site | SHU | 2025-04-23 | site | 0 | 1 | 1 | 2 | 1.56 | 0 | 1.56 | SIEMENS(SIM) |  | 1 | 1 | 0 | 1 | Flow 1: Port → Site | SHU | SIEMENS
1495 | 477QGP51800132/ PS037 / 45188957 | HVDC-ADOPT-SIM-0056 | SHU | SCT-19LT-PRC-PO-004 | 13OP-03028.P.05.002 | 1 | Outdoor | 633 Voltage Transformer | 133.2 | 117.2 | 180.8 | 2.8225 | 450 | 648 | Non Stackable | 8504 3121 | USD | 34206.35 | Maersk CINCINNATI | Germany | Hamburg | Khalifa port | 2025-02-13 | 2025-03-18 | [11 empty] | 2025-04-23 |  |  | CASE_LIST |  | 1 | site | SHU | 2025-04-23 | site | 0 | 1 | 1 | 2 | 1.56 | 0 | 1.56 | SIEMENS(SIM) |  | 1 | 1 | 0 | 1 | Flow 1: Port → Site | SHU | SIEMENS
1496 | 477QGP51800132/ PS037 / 45188957 | HVDC-ADOPT-SIM-0056 | SHU | SCT-19LT-PRC-PO-004 | 13OP-03028.P.05.003 | 1 | Outdoor | 634 Voltage Transformer | 133.2 | 117.2 | 180.8 | 2.8225 | 450 | 638 | Non Stackable | 8504 3121 | USD | 34206.35 | Maersk CINCINNATI | Germany | Hamburg | Khalifa port | 2025-02-13 | 2025-03-18 | [11 empty] | 2025-04-23 |  |  | CASE_LIST |  | 1 | site | SHU | 2025-04-23 | site | 0 | 1 | 1 | 2 | 1.56 | 0 | 1.56 | SIEMENS(SIM) |  | 1 | 1 | 0 | 1 | Flow 1: Port → Site | SHU | SIEMENS
1497 | 477QGP51800132/ PS037 / 45188957 | HVDC-ADOPT-SIM-0056 | SHU | SCT-19LT-PRC-PO-004 | 13OP-03028.P.05.006 | 1 | Outdoor | 619, 618, 617 Pipe Short Indoor | 292.2 | 137.2 | 132.5 | 5.3119 | 520 | 813 | Non Stackable | 8535 9000 | USD | 34206.35 | Maersk CINCINNATI | Germany | Hamburg | Khalifa port | 2025-02-13 | 2025-03-18 | [11 empty] | 2025-04-23 |  |  | CASE_LIST |  | 1 | site | SHU | 2025-04-23 | site | 0 | 1 | 1 | 2 | 4.01 | 0 | 4.01 | SIEMENS(SIM) |  | 1 | 1 | 0 | 1 | Flow 1: Port → Site | SHU | SIEMENS
1498 | 477QGP51800132/ PS037 / 45188957 | HVDC-ADOPT-SIM-0056 | SHU | SCT-19LT-PRC-PO-004 | 13OP-03028.P.05.007 | 1 | Outdoor | 621, 622, 620 Connection Module Passive | 293.2 | 112.2 | 130.5 | 4.2931 | 360 | 591 | Non Stackable | 8535 9000 | USD | 34206.35 | Maersk CINCINNATI | Germany | Hamburg | Khalifa port | 2025-02-13 | 2025-03-18 | [11 empty] | 2025-04-23 |  |  | CASE_LIST |  | 1 | site | SHU | 2025-04-23 | site | 0 | 1 | 1 | 2 | 3.29 | 0 | 3.29 | SIEMENS(SIM) |  | 1 | 1 | 0 | 1 | Flow 1: Port → Site | SHU | SIEMENS
1499 | 477QGP51800132/ PS037 / 45188957 | HVDC-ADOPT-SIM-0056 | SHU | SCT-19LT-PRC-PO-004 | 13OP-03028.P.05.008 | 1 | Outdoor | 637, 636 Connection Module Passive | 362 | 202 | 134 | 9.7986 | 930 | 1423 | Non Stackable | 8535 9000 | USD | 34206.35 | Maersk CINCINNATI | Germany | Hamburg | Khalifa port | 2025-02-13 | 2025-03-18 | [11 empty] | 2025-04-23 |  |  | CASE_LIST |  | 1 | site | SHU | 2025-04-23 | site | 0 | 1 | 1 | 2 | 7.31 | 0 | 7.31 | SIEMENS(SIM) |  | 1 | 1 | 0 | 1 | Flow 1: Port → Site | SHU | SIEMENS
1500 | 477QGP51800132/ PS037 / 45188957 | HVDC-ADOPT-SIM-0056 | SHU | SCT-19LT-PRC-PO-004 | 13OP-03028.P.05.009 | 1 | Outdoor | High Voltage Surge Arrester, Monitor Display etc. | 330 | 130 | 152 | 6.5208 | 677 | 1103 | Non Stackable | 8535 4000 | USD | 34206.35 | Maersk CINCINNATI | Germany | Hamburg | Khalifa port | 2025-02-13 | 2025-03-18 | [11 empty] | 2025-04-24 |  |  | CASE_LIST |  | 1 | site | SHU | 2025-04-24 | site | 0 | 1 | 1 | 2 | 4.29 | 0 | 4.29 | SIEMENS(SIM) |  | 1 | 1 | 0 | 1 | Flow 1: Port → Site | SHU | SIEMENS
1501 | 477QGP51800132/ PS037 / 45188957 | HVDC-ADOPT-SIM-0056 | SHU | SCT-19LT-PRC-PO-004 | 13OP-03028.P.05.010 | 1 | Outdoor | High Voltage Surge Arrester, Monitor Display etc. | 330 | 130 | 152 | 6.5208 | 677 | 1103 | Non Stackable | 9030 9000 | USD | 34206.35 | Maersk CINCINNATI | Germany | Hamburg | Khalifa port | 2025-02-13 | 2025-03-18 | [11 empty] | 2025-04-24 |  |  | CASE_LIST |  | 1 | site | SHU | 2025-04-24 | site | 0 | 1 | 1 | 2 | 4.29 | 0 | 4.29 | SIEMENS(SIM) |  | 1 | 1 | 0 | 1 | Flow 1: Port → Site | SHU | SIEMENS
1502 | 477QGP51800132/ PS037 / 45188957 | HVDC-ADOPT-SIM-0056 | SHU | SCT-19LT-PRC-PO-004 | 13OP-03028.P.05.011 | 1 | Outdoor | High Voltage Surge Arrester, Monitor Display etc. | 330 | 130 | 152 | 6.5208 | 677 | 1103 | Non Stackable | 8544 4290 | USD | 34206.35 | Maersk CINCINNATI | Germany | Hamburg | Khalifa port | 2025-02-13 | 2025-03-18 | [11 empty] | 2025-04-24 |  |  | CASE_LIST |  | 1 | site | SHU | 2025-04-24 | site | 0 | 1 | 1 | 2 | 4.29 | 0 | 4.29 | SIEMENS(SIM) |  | 1 | 1 | 0 | 1 | Flow 1: Port → Site | SHU | SIEMENS
1503 | 477QGP51800132/ PS037 / 45188957 | HVDC-ADOPT-SIM-0056 | SHU | SCT-19LT-PRC-PO-004 | 13OP-03028.P.05.012 | 1 | Outdoor | 627, 626 Connection Module Passive | 208.2 | 162.2 | 107.5 | 3.6303 | 360 | 618 | Non Stackable | 8535 9000 | USD | 34206.35 | Maersk CINCINNATI | Germany | Hamburg | Khalifa port | 2025-02-13 | 2025-03-18 | [11 empty] | 2025-04-23 |  |  | CASE_LIST |  | 1 | site | SHU | 2025-04-23 | site | 0 | 1 | 1 | 2 | 3.38 | 0 | 3.38 | SIEMENS(SIM) |  | 1 | 1 | 0 | 1 | Flow 1: Port → Site | SHU | SIEMENS
1504 | 477QGP51800132/ PS037 / 45188957 | HVDC-ADOPT-SIM-0056 | SHU | SCT-19LT-PRC-PO-004 | 13OP-03028.P.05.013 | 1 | Outdoor | 630, 631, 629 Connection Module Passive | 297.2 | 229.2 | 162.5 | 11.0692 | 870 | 1360 | Non Stackable | 8535 9000 | USD | 34206.35 | Maersk CINCINNATI | Germany | Hamburg | Khalifa port | 2025-02-13 | 2025-03-18 | [11 empty] | 2025-04-23 |  |  | CASE_LIST |  | 1 | site | SHU | 2025-04-23 | site | 0 | 1 | 1 | 2 | 6.81 | 0 | 6.81 | SIEMENS(SIM) |  | 1 | 1 | 0 | 1 | Flow 1: Port → Site | SHU | SIEMENS
1505 | 477QGP51800132/ PS037 / 45188957 | HVDC-ADOPT-SIM-0056 | SHU | SCT-19LT-PRC-PO-004 | 13OP-03028.P.05.014 | 1 | Outdoor | 628 Connection Module Passive | 162.2 | 107.2 | 102.5 | 1.7823 | 180 | 292 | Non Stackable | 8535 9000 | USD | 34206.35 | Maersk CINCINNATI | Germany | Hamburg | Khalifa port | 2025-02-13 | 2025-03-18 | [11 empty] | 2025-04-23 |  |  | CASE_LIST |  | 1 | site | SHU | 2025-04-23 | site | 0 | 1 | 1 | 2 | 1.74 | 0 | 1.74 | SIEMENS(SIM) |  | 1 | 1 | 0 | 1 | Flow 1: Port → Site | SHU | SIEMENS
1506 | 477QGP51800132/ PS037 / 45188957 | HVDC-ADOPT-SIM-0056 | SHU | SCT-19LT-PRC-PO-004 | 13OP-03028.P.05.015 | 1 | Outdoor | 643, 642, 641 Connection Module Passive | 293.2 | 112.2 | 110.5 | 3.6351 | 330 | 550 | Non Stackable | 8535 9000 | USD | 34206.35 | Maersk CINCINNATI | Germany | Hamburg | Khalifa port | 2025-02-13 | 2025-03-18 | [11 empty] | 2025-04-23 |  |  | CASE_LIST |  | 1 | site | SHU | 2025-04-23 | site | 0 | 1 | 1 | 2 | 3.29 | 0 | 3.29 | SIEMENS(SIM) |  | 1 | 1 | 0 | 1 | Flow 1: Port → Site | SHU | SIEMENS
1507 | 477QGP51800132/ PS037 / 45188957 | HVDC-ADOPT-SIM-0056 | SHU | SCT-19LT-PRC-PO-004 | 13OP-03028.P.05.016 | 1 | Outdoor | 607 Connection Module Passive | 127 | 107 | 132 | 1.7937 | 260 | 372 | Non Stackable | 8535 9000 | USD | 34206.35 | Maersk CINCINNATI | Germany | Hamburg | Khalifa port | 2025-02-13 | 2025-03-18 | [11 empty] | 2025-04-23 |  |  | CASE_LIST |  | 1 | site | SHU | 2025-04-23 | site | 0 | 1 | 1 | 2 | 1.36 | 0 | 1.36 | SIEMENS(SIM) |  | 1 | 1 | 0 | 1 | Flow 1: Port → Site | SHU | SIEMENS
1508 | 477QGP51800132/ PS037 / 45188957 | HVDC-ADOPT-SIM-0056 | SHU | SCT-19LT-PRC-PO-004 | 13OP-03028.P.05.017 | 1 | Outdoor | 606 Connection Module Passive | 143 | 112 | 130 | 2.0821 | 260 | 391 | Non Stackable | 8535 9000 | USD | 34206.35 | Maersk CINCINNATI | Germany | Hamburg | Khalifa port | 2025-02-13 | 2025-03-18 | [11 empty] | 2025-04-22 |  |  | CASE_LIST |  | 1 | site | SHU | 2025-04-22 | site | 0 | 1 | 1 | 2 | 1.6 | 0 | 1.6 | SIEMENS(SIM) |  | 1 | 1 | 0 | 1 | Flow 1: Port → Site | SHU | SIEMENS
1509 | 477QGP51800132/ PS037 / 45188957 | HVDC-ADOPT-SIM-0056 | SHU | SCT-19LT-PRC-PO-004 | 13OP-03028.P.05.018 | 1 | Outdoor | 635, 638 Connection Module Passive | 357 | 207 | 134 | 9.9025 | 930 | 1422 | Non Stackable | 8535 9000 | USD | 34206.35 | Maersk CINCINNATI | Germany | Hamburg | Khalifa port | 2025-02-13 | 2025-03-18 | [11 empty] | 2025-04-24 |  |  | CASE_LIST |  | 1 | site | SHU | 2025-04-24 | site | 0 | 1 | 1 | 2 | 7.39 | 0 | 7.39 | SIEMENS(SIM) |  | 1 | 1 | 0 | 1 | Flow 1: Port → Site | SHU | SIEMENS
1510 | 477QGP51800132/ PS037 / 45188957 | HVDC-ADOPT-SIM-0056 | SHU | SCT-19LT-PRC-PO-004 | 13OP-03028.P.05.019 | 1 | Outdoor | 640, 639 Connection Module Passive | 357 | 207 | 134 | 9.9025 | 940 | 1432 | Non Stackable | 8535 9000 | USD | 34206.35 | Maersk CINCINNATI | Germany | Hamburg | Khalifa port | 2025-02-13 | 2025-03-18 | [11 empty] | 2025-04-22 |  |  | CASE_LIST |  | 1 | site | SHU | 2025-04-22 | site | 0 | 1 | 1 | 2 | 7.39 | 0 | 7.39 | SIEMENS(SIM) |  | 1 | 1 | 0 | 1 | Flow 1: Port → Site | SHU | SIEMENS
1511 | 477QGP51800132/ PS037 / 45188957 | HVDC-ADOPT-SIM-0056 | SHU | SCT-19LT-PRC-PO-004 | 13OP-03028.P.05.020 | 1 | Outdoor | 625, 624, 623 Connection Module 7-11m | 1037.2 | 229.2 | 116.5 | 27.6951 | 1340 | 2682 | Non Stackable | 8535 9000 | USD | 34206.35 | Maersk CINCINNATI | Germany | Hamburg | Khalifa port | 2025-02-13 | 2025-03-18 | [11 empty] | 2025-04-24 |  |  | CASE_LIST |  | 1 | site | SHU | 2025-04-24 | site | 0 | 1 | 1 | 2 | 23.77 | 0 | 23.77 | SIEMENS(SIM) |  | 1 | 1 | 0 | 1 | Flow 1: Port → Site | SHU | SIEMENS
1512 | 477QGP51800132/ PS037 / 45188957 | HVDC-ADOPT-SIM-0056 | SHU | SCT-19LT-PRC-PO-004 | 13OP-03028.P.05.021 | 1 | Outdoor | Filter bag | 116 | 70 | 75 | 0.609 | 59 | 125 | Non Stackable | 3824 9996 | USD | 34206.35 | Maersk CINCINNATI | Germany | Hamburg | Khalifa port | 2025-02-13 | 2025-03-18 | [11 empty] | 2025-04-24 |  |  | CASE_LIST |  | 1 | site | SHU | 2025-04-24 | site | 0 | 1 | 1 | 2 | 0.81 | 0 | 0.81 | SIEMENS(SIM) |  | 1 | 1 | 0 | 1 | Flow 1: Port → Site | SHU | SIEMENS
1513 | 477QGP51800132/ PS037 / 45188957 | HVDC-ADOPT-SIM-0056 | SHU | SCT-19LT-PRC-PO-004 | 13OP-03028.P.05.022 | 1 | Outdoor | Screw, Nut, Washer and others | 116 | 70 | 75 | 0.609 | 169 | 235 | Non Stackable | 7318 1588 | USD | 34206.35 | Maersk CINCINNATI | Germany | Hamburg | Khalifa port | 2025-02-13 | 2025-03-18 | [11 empty] | 2025-04-24 |  |  | CASE_LIST |  | 1 | site | SHU | 2025-04-24 | site | 0 | 1 | 1 | 2 | 0.81 | 0 | 0.81 | SIEMENS(SIM) |  | 1 | 1 | 0 | 1 | Flow 1: Port → Site | SHU | SIEMENS
1514 | 477QGP51800132/ PS037 / 45188957 | HVDC-ADOPT-SIM-0056 | SHU | SCT-19LT-PRC-PO-004 | 13OP-03028.P.05.023 | 1 | Outdoor | Flange cover, Gloves, Ear Protection, etc. | 116 | 70 | 75 | 0.609 | 24 | 90 | Non Stackable | 3923 9000 | USD | 34206.35 | Maersk CINCINNATI | Germany | Hamburg | Khalifa port | 2025-02-13 | 2025-03-18 | [11 empty] | 2025-04-24 |  |  | CASE_LIST |  | 1 | site | SHU | 2025-04-24 | site | 0 | 1 | 1 | 2 | 0.81 | 0 | 0.81 | SIEMENS(SIM) |  | 1 | 1 | 0 | 1 | Flow 1: Port → Site | SHU | SIEMENS
1515 | 477QGP51800132/ PS037 / 45188957 | HVDC-ADOPT-SIM-0056 | SHU | SCT-19LT-PRC-PO-004 | 13OP-03028.P.05.024 | 1 | Outdoor | Conductor, Screening Sleeve, Braket, etc. | 126 | 88 | 101 | 1.1199 | 321 | 420 | Non Stackable | 8538 9099 | USD | 34206.35 | Maersk CINCINNATI | Germany | Hamburg | Khalifa port | 2025-02-13 | 2025-03-18 | [11 empty] | 2025-04-24 |  |  | CASE_LIST |  | 1 | site | SHU | 2025-04-24 | site | 0 | 1 | 1 | 2 | 1.11 | 0 | 1.11 | SIEMENS(SIM) |  | 1 | 1 | 0 | 1 | Flow 1: Port → Site | SHU | SIEMENS
1516 | 477QGP51800132/ PS037 / 45188957 | HVDC-ADOPT-SIM-0056 | SHU | SCT-19LT-PRC-PO-004 | 13OP-03028.P.05.025 | 1 | Outdoor | Cu Bar, Grid Cableway, Cable Mesh | 325 | 75 | 100 | 2.4375 | 108 | 311 | Non Stackable | 7326 2000 | USD | 34206.35 | Maersk CINCINNATI | Germany | Hamburg | Khalifa port | 2025-02-13 | 2025-03-18 | [11 empty] | 2025-04-24 |  |  | CASE_LIST |  | 1 | site | SHU | 2025-04-24 | site | 0 | 1 | 1 | 2 | 2.44 | 0 | 2.44 | SIEMENS(SIM) |  | 1 | 1 | 0 | 1 | Flow 1: Port → Site | SHU | SIEMENS
1517 | 477QGP51800132/ PS037 / 45188957 | HVDC-ADOPT-SIM-0056 | SHU | SCT-19LT-PRC-PO-004 | 13OP-03028.P.05.026 | 1 | Outdoor | 33/001 DIN 59753_SF-CUF22_16 | 538 | 21 | 34 | 0.38413 | 9 | 103 | Non Stackable | 7411 1010 | USD | 34206.35 | Maersk CINCINNATI | Germany | Hamburg | Khalifa port | 2025-02-13 | 2025-03-18 | [11 empty] | 2025-04-24 |  |  | CASE_LIST |  | 1 | site | SHU | 2025-04-24 | site | 0 | 1 | 1 | 2 | 1.13 | 0 | 1.13 | SIEMENS(SIM) |  | 1 | 1 | 0 | 1 | Flow 1: Port → Site | SHU | SIEMENS
1518 | 477QGP51800132/ PS037 / 45188957 | HVDC-ADOPT-SIM-0056 | SHU | SCT-19LT-PRC-PO-004 | 13OP-03028.P.05.030 | 1 | Outdoor | 603 Circuit Breaker | 509.2 | 229.2 | 346.5 | 40.4395 | 2750 | 3895 | Non Stackable | 8535 2900 | USD | 34206.35 | Maersk CINCINNATI | Germany | Hamburg | Khalifa port | 2025-02-13 | 2025-03-18 | [11 empty] | 2025-04-16 |  |  | CASE_LIST |  | 1 | site | SHU | 2025-04-16 | site | 0 | 1 | 1 | 2 | 11.67 | 0 | 11.67 | SIEMENS(SIM) |  | 1 | 1 | 0 | 1 | Flow 1: Port → Site | SHU | SIEMENS
1519 | 477QGP51800132/ PS037 / 45188957 | HVDC-ADOPT-SIM-0056 | SHU | SCT-19LT-PRC-PO-004 | 13OP-03028.P.05.028 | 1 | Outdoor | 601 Circuit Breaker | 509.2 | 229.2 | 346 | 40.3812 | 2750 | 3895 | Non Stackable | 8535 2900 | USD | 34206.35 | Maersk CINCINNATI | Germany | Hamburg | Khalifa port | 2025-02-13 | 2025-03-18 | [11 empty] | 2025-04-16 |  |  | CASE_LIST |  | 1 | site | SHU | 2025-04-16 | site | 0 | 1 | 1 | 2 | 11.67 | 0 | 11.67 | SIEMENS(SIM) |  | 1 | 1 | 0 | 1 | Flow 1: Port → Site | SHU | SIEMENS
1520 | 477QGP51800132/ PS037 / 45188957 | HVDC-ADOPT-SIM-0056 | SHU | SCT-19LT-PRC-PO-004 | 13OP-03028.P.05.029 | 1 | Outdoor | 602 Circuit Breaker | 509.2 | 229.2 | 346 | 40.3812 | 3000 | 4145 | Non Stackable | 8535 2900 | USD | 34206.35 | Maersk CINCINNATI | Germany | Hamburg | Khalifa port | 2025-02-13 | 2025-03-18 | [11 empty] | 2025-04-16 |  |  | CASE_LIST |  | 1 | site | SHU | 2025-04-16 | site | 0 | 1 | 1 | 2 | 11.67 | 0 | 11.67 | SIEMENS(SIM) |  | 1 | 1 | 0 | 1 | Flow 1: Port → Site | SHU | SIEMENS
1521 | 477QGP51800132/ PS037 / 45188957 | HVDC-ADOPT-SIM-0056 | SHU | SCT-19LT-PRC-PO-004 | 13OP-03028.P.05.031 | 1 | Outdoor | 8005 Preassembled Accessories | 115 | 71 | 75 | 0.61238 | 45 | 45 | Non Stackable | 8538 9099 | USD | 34206.35 | Maersk CINCINNATI | Germany | Hamburg | Khalifa port | 2025-02-13 | 2025-03-18 | [11 empty] | 2025-04-24 |  |  | CASE_LIST |  | 1 | site | SHU | 2025-04-24 | site | 0 | 1 | 1 | 2 | 0.82 | 0 | 0.82 | SIEMENS(SIM) |  | 1 | 1 | 0 | 1 | Flow 1: Port → Site | SHU | SIEMENS
1522 | 477QGP51800132/ PS037 / 45188957 | HVDC-ADOPT-SIM-0056 | SHU | SCT-19LT-PRC-PO-004 | 13OP-03028.P.05.004 | 1 | Outdoor | 8001 Preassembled Accessories | 37 | 27 | 27 | 0.026973 | 5.25 | 8.75 | Non Stackable | 8538 9099 | USD | 34206.35 | Maersk CINCINNATI | Germany | Hamburg | Khalifa port | 2025-02-13 | 2025-03-18 | [11 empty] | 2025-04-24 |  |  | CASE_LIST |  | 1 | site | SHU | 2025-04-24 | site | 0 | 1 | 1 | 2 | 0.1 | 0 | 0.1 | SIEMENS(SIM) |  | 1 | 1 | 0 | 1 | Flow 1: Port → Site | SHU | SIEMENS
1523 | 477QGP51800132/ PS037 / 45188957 | HVDC-ADOPT-SIM-0056 | SHU | SCT-19LT-PRC-PO-004 | 13OP-03028.P.05.005 | 1 | Outdoor | 8003, 8004 Preassembled Accessories | 115 | 72 | 75 | 0.621 | 84 | 150 | Non Stackable | 8538 9099 | USD | 34206.35 | Maersk CINCINNATI | Germany | Hamburg | Khalifa port | 2025-02-13 | 2025-03-18 | [11 empty] | 2025-04-24 |  |  | CASE_LIST |  | 1 | site | SHU | 2025-04-24 | site | 0 | 1 | 1 | 2 | 0.83 | 0 | 0.83 | SIEMENS(SIM) |  | 1 | 1 | 0 | 1 | Flow 1: Port → Site | SHU | SIEMENS
1524 | 477QGP51800132/ PS037 / 45188957 | HVDC-ADOPT-SIM-0056 | SHU | SCT-19LT-PRC-PO-004 | 13OP-03028.P.05.032 | 1 | Outdoor | 8002 Preassembled Accessories | 111 | 76 | 70 | 0.59052 | 60 | 126 | Non Stackable | 8538 9099 | USD | 34206.35 | Maersk CINCINNATI | Germany | Hamburg | Khalifa port | 2025-02-13 | 2025-03-18 | [11 empty] | 2025-04-23 |  |  | CASE_LIST |  | 1 | site | SHU | 2025-04-23 | site | 0 | 1 | 1 | 2 | 0.84 | 0 | 0.84 | SIEMENS(SIM) |  | 1 | 1 | 0 | 1 | Flow 1: Port → Site | SHU | SIEMENS
1525 | 477QGP51800132/ PS037 / 45188957 | HVDC-ADOPT-SIM-0056 | SHU | SCT-19LT-PRC-PO-004 | 13OP-03028.P.05.033 | 1 | Outdoor | 610 Connection Module Active | 257.2 | 157.2 | 156 | 6.3074 | 630 | 939 | Non Stackable | 8535 3090 | USD | 34206.35 | Maersk CINCINNATI | Germany | Hamburg | Khalifa port | 2025-02-13 | 2025-03-18 | [11 empty] | 2025-04-23 |  |  | CASE_LIST |  | 1 | site | SHU | 2025-04-23 | site | 0 | 1 | 1 | 2 | 4.04 | 0 | 4.04 | SIEMENS(SIM) |  | 1 | 1 | 0 | 1 | Flow 1: Port → Site | SHU | SIEMENS
1526 | 477QGP51800132/ PS037 / 45188957 | HVDC-ADOPT-SIM-0056 | SHU | SCT-19LT-PRC-PO-004 | 13OP-03028.P.05.037 | 1 | Outdoor | 613 Connection Module Active | 263.2 | 137.2 | 140.5 | 5.0736 | 600 | 830 | Non Stackable | 8535 3090 | USD | 34206.35 | Maersk CINCINNATI | Germany | Hamburg | Khalifa port | 2025-02-13 | 2025-03-18 | [11 empty] | 2025-04-23 |  |  | CASE_LIST |  | 1 | site | SHU | 2025-04-23 | site | 0 | 1 | 1 | 2 | 3.61 | 0 | 3.61 | SIEMENS(SIM) |  | 1 | 1 | 0 | 1 | Flow 1: Port → Site | SHU | SIEMENS
1527 | 477QGP51800132/ PS037 / 45188957 | HVDC-ADOPT-SIM-0056 | SHU | SCT-19LT-PRC-PO-004 | 13OP-03028.P.05.039 | 1 | Outdoor | 611 Connection Module Active | 243.2 | 167.2 | 157.5 | 6.4044 | 620 | 929 | Non Stackable | 8535 3090 | USD | 34206.35 | Maersk CINCINNATI | Germany | Hamburg | Khalifa port | 2025-02-13 | 2025-03-18 | [11 empty] | 2025-04-22 |  |  | CASE_LIST |  | 1 | site | SHU | 2025-04-22 | site | 0 | 1 | 1 | 2 | 4.07 | 0 | 4.07 | SIEMENS(SIM) |  | 1 | 1 | 0 | 1 | Flow 1: Port → Site | SHU | SIEMENS
1528 | 477QGP51800132/ PS037 / 45188957 | HVDC-ADOPT-SIM-0056 | SHU | SCT-19LT-PRC-PO-004 | 13OP-03028.P.05.034 | 1 | Outdoor | 614 Connection Module Active | 167.2 | 147.2 | 222 | 5.4638 | 525 | 781 | Non Stackable | 8535 3090 | USD | 34206.35 | Maersk CINCINNATI | Germany | Hamburg | Khalifa port | 2025-02-13 | 2025-03-18 | [11 empty] | 2025-04-23 |  |  | CASE_LIST |  | 1 | site | SHU | 2025-04-23 | site | 0 | 1 | 1 | 2 | 2.46 | 0 | 2.46 | SIEMENS(SIM) |  | 1 | 1 | 0 | 1 | Flow 1: Port → Site | SHU | SIEMENS
1529 | 477QGP51800132/ PS037 / 45188957 | HVDC-ADOPT-SIM-0056 | SHU | SCT-19LT-PRC-PO-004 | 13OP-03028.P.05.035 | 1 | Outdoor | 615 Connection Module Active | 167.2 | 147.2 | 224 | 5.5131 | 610 | 867 | Non Stackable | 8535 3090 | USD | 34206.35 | Maersk CINCINNATI | Germany | Hamburg | Khalifa port | 2025-02-13 | 2025-03-18 | [11 empty] | 2025-04-22 |  |  | CASE_LIST |  | 1 | site | SHU | 2025-04-22 | site | 0 | 1 | 1 | 2 | 2.46 | 0 | 2.46 | SIEMENS(SIM) |  | 1 | 1 | 0 | 1 | Flow 1: Port → Site | SHU | SIEMENS
1530 | 477QGP51800132/ PS037 / 45188957 | HVDC-ADOPT-SIM-0056 | SHU | SCT-19LT-PRC-PO-004 | 13OP-03028.P.05.036 | 1 | Outdoor | 616 Connection Module Active | 167.2 | 147.2 | 224 | 5.5131 | 550 | 807 | Non Stackable | 8535 3090 | USD | 34206.35 | Maersk CINCINNATI | Germany | Hamburg | Khalifa port | 2025-02-13 | 2025-03-18 | [11 empty] | 2025-04-23 |  |  | CASE_LIST |  | 1 | site | SHU | 2025-04-23 | site | 0 | 1 | 1 | 2 | 2.46 | 0 | 2.46 | SIEMENS(SIM) |  | 1 | 1 | 0 | 1 | Flow 1: Port → Site | SHU | SIEMENS
1531 | 477QGP51800132/ PS037 / 45188957 | HVDC-ADOPT-SIM-0056 | SHU | SCT-19LT-PRC-PO-004 | 13OP-03028.P.05.038 | 1 | Outdoor | 612 Connection Module Active | 273.2 | 167.2 | 172.5 | 7.8796 | 660 | 1001 | Non Stackable | 8535 3090 | USD | 34206.35 | Maersk CINCINNATI | Germany | Hamburg | Khalifa port | 2025-02-13 | 2025-03-18 | [11 empty] | 2025-04-23 |  |  | CASE_LIST |  | 1 | site | SHU | 2025-04-23 | site | 0 | 1 | 1 | 2 | 4.57 | 0 | 4.57 | SIEMENS(SIM) |  | 1 | 1 | 0 | 1 | Flow 1: Port → Site | SHU | SIEMENS
1532 | 477QGP51800132/ PS037 / 45188957 | HVDC-ADOPT-SIM-0056 | SHU | SCT-19LT-PRC-PO-004 | 13OP-03028.P.05.047 | 1 | Outdoor | 604 Circuit Breaker | 66 | 45 | 63 | 0.18711 | 57 | 79 | Non Stackable | 8535 9099 | USD | 34206.35 | Maersk CINCINNATI | Germany | Hamburg | Khalifa port | 2025-02-13 | 2025-03-18 | [11 empty] | 2025-04-23 |  |  | CASE_LIST |  | 1 | site | SHU | 2025-04-23 | site | 0 | 1 | 1 | 2 | 0.3 | 0 | 0.3 | SIEMENS(SIM) |  | 1 | 1 | 0 | 1 | Flow 1: Port → Site | SHU | SIEMENS
1533 | 477QGP51800132/ PS037 / 45188957 | HVDC-ADOPT-SIM-0056 | SHU | SCT-19LT-PRC-PO-004 | 13OP-03028.P.05.048 | 1 | Outdoor | 605 Circuit Breaker | 126.6 | 111.6 | 132.2 | 1.8678 | 260 | 356 | Non Stackable | 8535 9099 | USD | 34206.35 | Maersk CINCINNATI | Germany | Hamburg | Khalifa port | 2025-02-13 | 2025-03-18 | [11 empty] | 2025-04-22 |  |  | CASE_LIST |  | 1 | site | SHU | 2025-04-22 | site | 0 | 1 | 1 | 2 | 1.41 | 0 | 1.41 | SIEMENS(SIM) |  | 1 | 1 | 0 | 1 | Flow 1: Port → Site | SHU | SIEMENS
1534 | 477QGP51800132/ PS037 / 45188957 | HVDC-ADOPT-SIM-0056 | SHU | SCT-19LT-PRC-PO-004 | 13OP-03028.P.05.049 | 1 | Outdoor | 697, 698, 699 Accessory for Delivery | 282.2 | 107.2 | 64 | 1.9361 | 90 | 239 | Non Stackable | 8538 9099 | USD | 34206.35 | Maersk CINCINNATI | Germany | Hamburg | Khalifa port | 2025-02-13 | 2025-03-18 | [11 empty] | 2025-04-23 |  |  | CASE_LIST |  | 1 | site | SHU | 2025-04-23 | site | 0 | 1 | 1 | 2 | 3.03 | 0 | 3.03 | SIEMENS(SIM) |  | 1 | 1 | 0 | 1 | Flow 1: Port → Site | SHU | SIEMENS
1535 | 477QGP51800132/ PS037 / 45188957 | HVDC-ADOPT-SIM-0056 | SHU | SCT-19LT-PRC-PO-004 | 13OP-03028.P.05.051 | 1 | Outdoor | Label | 37 | 27 | 27 | 0.026973 | 1.55 | 5.05 | Non Stackable | 8310 0000 | USD | 34206.35 | Maersk CINCINNATI | Germany | Hamburg | Khalifa port | 2025-02-13 | 2025-03-18 | [11 empty] | 2025-04-23 |  |  | CASE_LIST |  | 1 | site | SHU | 2025-04-23 | site | 0 | 1 | 1 | 2 | 0.1 | 0 | 0.1 | SIEMENS(SIM) |  | 1 | 1 | 0 | 1 | Flow 1: Port → Site | SHU | SIEMENS
1536 | 477QGP51800132/ PS037 / 45188957 | HVDC-ADOPT-SIM-0056 | SHU | SCT-19LT-PRC-PO-004 | 13OP-03028.P.05.050 | 1 | Outdoor | 608 Connection Module Active | 277 | 167 | 184 | 8.5117 | 630 | 1026 | Non Stackable | 8535 3090 | USD | 34206.35 | Maersk CINCINNATI | Germany | Hamburg | Khalifa port | 2025-02-13 | 2025-03-18 | [11 empty] | 2025-04-22 |  |  | CASE_LIST |  | 1 | site | SHU | 2025-04-22 | site | 0 | 1 | 1 | 2 | 4.63 | 0 | 4.63 | SIEMENS(SIM) |  | 1 | 1 | 0 | 1 | Flow 1: Port → Site | SHU | SIEMENS
1537 | 477QGP51800132/ PS037 / 45188957 | HVDC-ADOPT-SIM-0056 | SHU | SCT-19LT-PRC-PO-004 | 13OP-03028.P.05.052 | 1 | Outdoor | 609 Connection Module Active | 287.2 | 157.2 | 194.5 | 8.7813 | 700 | 1080 | Non Stackable | 8535 3090 | USD | 34206.35 | Maersk CINCINNATI | Germany | Hamburg | Khalifa port | 2025-02-13 | 2025-03-18 | [11 empty] | 2025-04-23 |  |  | CASE_LIST |  | 1 | site | SHU | 2025-04-23 | site | 0 | 1 | 1 | 2 | 4.51 | 0 | 4.51 | SIEMENS(SIM) |  | 1 | 1 | 0 | 1 | Flow 1: Port → Site | SHU | SIEMENS
1486 | 477QGP51800131/ PS036-DG / 45188956 | HVDC-ADOPT-SIM-0055 | SHU | SCT-19LT-PRC-PO-004 | 13OP-03028.P.05.027 | 1 | Indoor | Forming Gas | 207 | 33 | 49 | 0.33472 | 10 | 133 | Non Stackable | 3824 9996 | USD | 6.52 | ANE MAERSK | Germany | Hamburg | Khalifa port | 2025-02-20 | 2025-03-23 | [11 empty] | 2025-04-22 |  |  | CASE_LIST |  | 1 | site | SHU | 2025-04-22 | site | 0 | 1 | 1 | 2 | 0.68 | 0 | 0.68 | SIEMENS(SIM) |  | 1 | 1 | 0 | 1 | Flow 1: Port → Site | SHU | SIEMENS
1487 | 477QGP51800131/ PS036-DG / 45188956 | HVDC-ADOPT-SIM-0055 | SHU | SCT-19LT-PRC-PO-004 | 13OP-03028.P.05.040 | 1 | Indoor | Lack Alexit 5225 | 29 | 22 | 33 | 0.021054 | 3.4 | 5.1 | Non Stackable | 3208 2090 | USD | 144.4 | ANE MAERSK | Germany | Hamburg | Khalifa port | 2025-02-20 | 2025-03-23 | [11 empty] | 2025-04-22 |  |  | CASE_LIST |  | 1 | site | SHU | 2025-04-22 | site | 0 | 1 | 1 | 2 | 0.06 | 0 | 0.06 | SIEMENS(SIM) |  | 1 | 1 | 0 | 1 | Flow 1: Port → Site | SHU | SIEMENS
1488 | 477QGP51800131/ PS036-DG / 45188956 | HVDC-ADOPT-SIM-0055 | SHU | SCT-19LT-PRC-PO-004 | 13OP-03028.P.05.041 | 1 | Indoor | Varnish Alexit 461-12 | 29 | 22 | 33 | 0.021054 | 2.2 | 3.7 | Non Stackable | 3208 2090 | USD | 31.19 | ANE MAERSK | Germany | Hamburg | Khalifa port | 2025-02-20 | 2025-03-23 | [11 empty] | 2025-04-22 |  |  | CASE_LIST |  | 1 | site | SHU | 2025-04-22 | site | 0 | 1 | 1 | 2 | 0.06 | 0 | 0.06 | SIEMENS(SIM) |  | 1 | 1 | 0 | 1 | Flow 1: Port → Site | SHU | SIEMENS
1489 | 477QGP51800131/ PS036-DG / 45188956 | HVDC-ADOPT-SIM-0055 | SHU | SCT-19LT-PRC-PO-004 | 13OP-03028.P.05.042 | 1 | Indoor | Varnish Alexit | 29 | 22 | 33 | 0.021054 | 3.4 | 5.1 | Non Stackable | 3208 2090 | USD | 63.56 | ANE MAERSK | Germany | Hamburg | Khalifa port | 2025-02-20 | 2025-03-23 | [11 empty] | 2025-04-22 |  |  | CASE_LIST |  | 1 | site | SHU | 2025-04-22 | site | 0 | 1 | 1 | 2 | 0.06 | 0 | 0.06 | SIEMENS(SIM) |  | 1 | 1 | 0 | 1 | Flow 1: Port → Site | SHU | SIEMENS
1490 | 477QGP51800131/ PS036-DG / 45188956 | HVDC-ADOPT-SIM-0055 | SHU | SCT-19LT-PRC-PO-004 | 13OP-03028.P.05.043 | 1 | Indoor | Varnish Alexit Ral 9006 | 29 | 22 | 33 | 0.021054 | 3.4 | 5.1 | Non Stackable | 3208 2090 | USD | 42.01 | ANE MAERSK | Germany | Hamburg | Khalifa port | 2025-02-20 | 2025-03-23 | [11 empty] | 2025-04-22 |  |  | CASE_LIST |  | 1 | site | SHU | 2025-04-22 | site | 0 | 1 | 1 | 2 | 0.06 | 0 | 0.06 | SIEMENS(SIM) |  | 1 | 1 | 0 | 1 | Flow 1: Port → Site | SHU | SIEMENS
1491 | 477QGP51800131/ PS036-DG / 45188956 | HVDC-ADOPT-SIM-0055 | SHU | SCT-19LT-PRC-PO-004 | 13OP-03028.P.05.044 | 1 | Indoor | LACQUER REPAIR | 29 | 22 | 33 | 0.021054 | 2.7 | 4.5 | Non Stackable | 3208 9091 | USD | 29.49 | ANE MAERSK | Germany | Hamburg | Khalifa port | 2025-02-20 | 2025-03-23 | [11 empty] | 2025-04-22 |  |  | CASE_LIST |  | 1 | site | SHU | 2025-04-22 | site | 0 | 1 | 1 | 2 | 0.06 | 0 | 0.06 | SIEMENS(SIM) |  | 1 | 1 | 0 | 1 | Flow 1: Port → Site | SHU | SIEMENS
1492 | 477QGP51800131/ PS036-DG / 45188956 | HVDC-ADOPT-SIM-0055 | SHU | SCT-19LT-PRC-PO-004 | 13OP-03028.P.05.045 | 1 | Indoor | Tectyl 506 | 29 | 22 | 33 | 0.021054 | 2.6 | 3.9 | Non Stackable | 3824 9996 | USD | 7.01 | ANE MAERSK | Germany | Hamburg | Khalifa port | 2025-02-20 | 2025-03-23 | [11 empty] | 2025-04-22 |  |  | CASE_LIST |  | 1 | site | SHU | 2025-04-22 | site | 0 | 1 | 1 | 2 | 0.06 | 0 | 0.06 | SIEMENS(SIM) |  | 1 | 1 | 0 | 1 | Flow 1: Port → Site | SHU | SIEMENS
1493 | 477QGP51800131/ PS036-DG / 45188956 | HVDC-ADOPT-SIM-0055 | SHU | SCT-19LT-PRC-PO-004 | 13OP-03028.P.05.046 | 1 | Indoor | Haku 1025/920 | 47 | 37 | 27 | 0.046953 | 5.6 | 10.6 | Non Stackable | 2710 1221 | USD | 76.4 | ANE MAERSK | Germany | Hamburg | Khalifa port | 2025-02-20 | 2025-03-23 | [11 empty] | 2025-04-22 |  |  | CASE_LIST |  | 1 | site | SHU | 2025-04-22 | site | 0 | 1 | 1 | 2 | 0.17 | 0 | 0.17 | SIEMENS(SIM) |  | 1 | 1 | 0 | 1 | Flow 1: Port → Site | SHU | SIEMENS
1485 | 477QGP51798993/ PS035-DG / 45188766 | HVDC-ADOPT-SIM-0054 | SHU | SCT-19LT-PRC-PO-004 | 13OP-03028.P.05.204 | 1 | Indoor | Celerol primer 918 | 29 | 22 | 33 | 0.021054 | 1.7 | 3.1 | Non Stackable | 3208 2090 | USD | 22.38 | ANE MAERSK | Germany | Hamburg | Khalifa port | 2025-02-20 | 2025-03-23 | [11 empty] | 2025-04-22 |  |  | CASE_LIST |  | 1 | site | SHU | 2025-04-22 | site | 0 | 1 | 1 | 2 | 0.06 | 0 | 0.06 | SIEMENS(SIM) |  | 1 | 1 | 0 | 1 | Flow 1: Port → Site | SHU | SIEMENS
1481 | 477QGP51798980/ PS034 / 45188722 | HVDC-ADOPT-SIM-0053 | SHU | SCT-19LT-PRC-PO-004 | 13OP-03028.P.05.203 | 1 | Outdoor | Head Electrode | 115 | 115 | 65 | 0.85962 | 30 | 90 | Non Stackable | 8538 9099 | USD | 38998.74 | ESTELLE MAERSK | Germany | Hamburg | Khalifa port | 2025-01-20 | 2025-02-21 | [11 empty] | 2025-04-19 |  |  | CASE_LIST |  | 1 | site | SHU | 2025-04-19 | site | 0 | 1 | 1 | 2 | 1.32 | 0 | 1.32 | SIEMENS(SIM) |  | 1 | 1 | 0 | 1 | Flow 1: Port → Site | SHU | SIEMENS
1482 | 477QGP51798980/ PS034 / 45188722 | HVDC-ADOPT-SIM-0053 | SHU | SCT-19LT-PRC-PO-004 | 13OP-03028.P.05.201 | 1 | Outdoor | SF6-Air Bushing | 425 | 95 | 110 | 4.4413 | 340 | 600 | Non Stackable | 8546 9010 | USD | 64636.9 | ESTELLE MAERSK | Germany | Hamburg | Khalifa port | 2025-01-20 | 2025-02-21 | [11 empty] | 2025-04-19 |  |  | CASE_LIST |  | 1 | site | SHU | 2025-04-19 | site | 0 | 1 | 1 | 2 | 4.04 | 0 | 4.04 | SIEMENS(SIM) |  | 1 | 1 | 0 | 1 | Flow 1: Port → Site | SHU | SIEMENS
1483 | 477QGP51798980/ PS034 / 45188722 | HVDC-ADOPT-SIM-0053 | SHU | SCT-19LT-PRC-PO-004 | 13OP-03028.P.05.205 | 1 | Outdoor | Connection Module Passive | 168.2 | 97.2 | 160.5 | 2.624 | 150 | 293 | Non Stackable | 8535 9000 | USD | 13068.79 | ESTELLE MAERSK | Germany | Hamburg | Khalifa port | 2025-01-20 | 2025-02-21 | [11 empty] | 2025-04-19 |  |  | CASE_LIST |  | 1 | site | SHU | 2025-04-19 | site | 0 | 1 | 1 | 2 | 1.63 | 0 | 1.63 | SIEMENS(SIM) |  | 1 | 1 | 0 | 1 | Flow 1: Port → Site | SHU | SIEMENS
1484 | 477QGP51798980/ PS034 / 45188722 | HVDC-ADOPT-SIM-0053 | SHU | SCT-19LT-PRC-PO-004 | 13OP-03028.P.05.206 | 1 | Outdoor | Accessory for delivery | 47 | 37 | 27 | 0.046953 | 9 | 15.5 | Non Stackable | 8538 9099 | USD | 0.19 | ESTELLE MAERSK | Germany | Hamburg | Khalifa port | 2025-01-20 | 2025-02-21 | [11 empty] | 2025-04-19 |  |  | CASE_LIST |  | 1 | site | SHU | 2025-04-19 | site | 0 | 1 | 1 | 2 | 0.17 | 0 | 0.17 | SIEMENS(SIM) |  | 1 | 1 | 0 | 1 | Flow 1: Port → Site | SHU | SIEMENS
1471 | 477QGP51798812/ PS033 / 45188725 | HVDC-ADOPT-SIM-0052 | AGI | SCT-19LT-PRC-PO-004 | 13OP-03028.P.05.151 | 1 | Outdoor | Voltage transformer | 133.2 | 117.2 | 155.5 | 2.4275 | 430 | 598 | Non Stackable | 8504 3121 | USD | 44634.13 | ESTELLE MAERSK | Germany | Hamburg | Khalifa port | 2025-01-19 | 2025-02-21 | [13 empty] | 2025-08-16 | CASE_LIST |  | 1 | site | AGI | 2025-08-16 | site | 0 | 1 | 1 | 2 | 1.56 | 0 | 1.56 | SIEMENS(SIM) |  | 1 | 1 | 0 | 1 | Flow 1: Port → Site | AGI | SIEMENS
1472 | 477QGP51798812/ PS033 / 45188725 | HVDC-ADOPT-SIM-0052 | AGI | SCT-19LT-PRC-PO-004 | 13OP-03028.P.05.162 | 1 | Outdoor | Connection Module Active | 193 | 177 | 142 | 4.8509 | 480 | 751 | Non Stackable | 8535 3090 | USD | 44634.13 | ESTELLE MAERSK | Germany | Hamburg | Khalifa port | 2025-01-19 | 2025-02-21 | [6 empty] | 2025-07-19 | [7 empty] | CASE_LIST | 1 |  | warehouse | MOSB | 2025-07-19 | warehouse | 1 | 1 | -1 | 0 | 3.42 | 0 | 3.42 | SIEMENS(SIM) |  | 0 | 1 | 1 | 5 | Flow 5: Mixed / Waiting / Incomplete leg | MOSB | SIEMENS
1473 | 477QGP51798812/ PS033 / 45188725 | HVDC-ADOPT-SIM-0052 | AGI | SCT-19LT-PRC-PO-004 | 13OP-03028.P.05.163 | 1 | Outdoor | CB bay, single pole drive | 559.2 | 169.2 | 296.5 | 28.0538 | 3610 | 4624 | Non Stackable | 8537 2099 | USD | 44634.13 | ESTELLE MAERSK | Germany | Hamburg | Khalifa port | 2025-01-19 | 2025-02-21 | [6 empty] | 2025-07-19 | [7 empty] | CASE_LIST | 1 |  | warehouse | MOSB | 2025-07-19 | warehouse | 1 | 1 | -1 | 0 | 9.46 | 0 | 9.46 | SIEMENS(SIM) |  | 0 | 1 | 1 | 5 | Flow 5: Mixed / Waiting / Incomplete leg | MOSB | SIEMENS
1474 | 477QGP51798812/ PS033 / 45188725 | HVDC-ADOPT-SIM-0052 | AGI | SCT-19LT-PRC-PO-004 | 13OP-03028.P.05.157 | 1 | Outdoor | Filter bag | 68 | 48 | 67 | 0.21869 | 18 | 47 | Non Stackable | 3824 9996 | USD | 44634.13 | ESTELLE MAERSK | Germany | Hamburg | Khalifa port | 2025-01-19 | 2025-02-21 | [13 empty] | 2025-08-13 | CASE_LIST |  | 1 | site | AGI | 2025-08-13 | site | 0 | 1 | 1 | 2 | 0.33 | 0 | 0.33 | SIEMENS(SIM) |  | 1 | 1 | 0 | 1 | Flow 1: Port → Site | AGI | SIEMENS
1475 | 477QGP51798812/ PS033 / 45188725 | HVDC-ADOPT-SIM-0052 | AGI | SCT-19LT-PRC-PO-004 | 13OP-03028.P.05.158 | 1 | Outdoor | Screw, Nut, Washer and others | 68 | 48 | 67 | 0.21869 | 131 | 160 | Non Stackable | 7318 1588 | USD | 44634.13 | ESTELLE MAERSK | Germany | Hamburg | Khalifa port | 2025-01-19 | 2025-02-21 | [13 empty] | 2025-08-13 | CASE_LIST |  | 1 | site | AGI | 2025-08-13 | site | 0 | 1 | 1 | 2 | 0.33 | 0 | 0.33 | SIEMENS(SIM) |  | 1 | 1 | 0 | 1 | Flow 1: Port → Site | AGI | SIEMENS
1476 | 477QGP51798812/ PS033 / 45188725 | HVDC-ADOPT-SIM-0052 | AGI | SCT-19LT-PRC-PO-004 | 13OP-03028.P.05.159 | 1 | Outdoor | Ear Protectio, Safety Goggles and others | 113 | 68 | 69 | 0.5302 | 17 | 82 | Non Stackable | 39269097 | USD | 44634.13 | ESTELLE MAERSK | Germany | Hamburg | Khalifa port | 2025-01-19 | 2025-02-21 | [13 empty] | 2025-08-13 | CASE_LIST |  | 1 | site | AGI | 2025-08-13 | site | 0 | 1 | 1 | 2 | 0.77 | 0 | 0.77 | SIEMENS(SIM) |  | 1 | 1 | 0 | 1 | Flow 1: Port → Site | AGI | SIEMENS
1477 | 477QGP51798812/ PS033 / 45188725 | HVDC-ADOPT-SIM-0052 | AGI | SCT-19LT-PRC-PO-004 | 13OP-03028.P.05.160 | 1 | Outdoor | Fixing Bracket, Cable tape and others | 113 | 68 | 69 | 0.5302 | 96 | 161 | Non Stackable | 3919 9080 | USD | 44634.13 | ESTELLE MAERSK | Germany | Hamburg | Khalifa port | 2025-01-19 | 2025-02-21 | [13 empty] | 2025-08-13 | CASE_LIST |  | 1 | site | AGI | 2025-08-13 | site | 0 | 1 | 1 | 2 | 0.77 | 0 | 0.77 | SIEMENS(SIM) |  | 1 | 1 | 0 | 1 | Flow 1: Port → Site | AGI | SIEMENS
1478 | 477QGP51798812/ PS033 / 45188725 | HVDC-ADOPT-SIM-0052 | AGI | SCT-19LT-PRC-PO-004 | 13OP-03028.P.05.164 | 1 | Outdoor | Seal | 47 | 37 | 27 | 0.046953 | 2.5 | 7.5 | Non Stackable | 4016 9300 | USD | 44634.13 | ESTELLE MAERSK | Germany | Hamburg | Khalifa port | 2025-01-19 | 2025-02-21 | [13 empty] | 2025-08-13 | CASE_LIST |  | 1 | site | AGI | 2025-08-13 | site | 0 | 1 | 1 | 2 | 0.17 | 0 | 0.17 | SIEMENS(SIM) |  | 1 | 1 | 0 | 1 | Flow 1: Port → Site | AGI | SIEMENS
1479 | 477QGP51798812/ PS033 / 45188725 | HVDC-ADOPT-SIM-0052 | AGI | SCT-19LT-PRC-PO-004 | 13OP-03028.P.05.161 | 1 | Outdoor | High Voltage Surge Arrester, Monitor Display etc. | 150 | 110 | 192 | 3.168 | 314 | 543 | Non Stackable | 8535 400 | USD | 44634.13 | ESTELLE MAERSK | Germany | Hamburg | Khalifa port | 2025-01-19 | 2025-02-21 | [6 empty] | 2025-07-19 | [7 empty] | CASE_LIST | 1 |  | warehouse | MOSB | 2025-07-19 | warehouse | 1 | 1 | -1 | 0 | 1.65 | 0 | 1.65 | SIEMENS(SIM) |  | 0 | 1 | 1 | 5 | Flow 5: Mixed / Waiting / Incomplete leg | MOSB | SIEMENS
1480 | 477QGP51798812/ PS033 / 45188725 | HVDC-ADOPT-SIM-0052 | AGI | SCT-19LT-PRC-PO-004 | 13OP-03028.P.05.152 | 1 | Outdoor | Preassembled Accessories | 37 | 27 | 27 | 0.026973 | 2.5 | 6 | Non Stackable | 8538 9099 | USD | 44634.13 | ESTELLE MAERSK | Germany | Hamburg | Khalifa port | 2025-01-19 | 2025-02-21 | [13 empty] | 2025-08-13 | CASE_LIST |  | 1 | site | AGI | 2025-08-13 | site | 0 | 1 | 1 | 2 | 0.1 | 0 | 0.1 | SIEMENS(SIM) |  | 1 | 1 | 0 | 1 | Flow 1: Port → Site | AGI | SIEMENS
1467 | 477QGP51798811/ PS032-DG / 45188724 | HVDC-ADOPT-SIM-0051 | AGI | SCT-19LT-PRC-PO-004 | 13OP-03028.P.05.051-153 | 1 | Indoor | Varnish Alexit Ral 9006 | 29 | 22 | 33 | 0.021054 | 2.4 | 3.9 | Non Stackable | 3208 2090 | USD | 56.78 | Maersk Hamburg | Germany | Hamburg | Khalifa port | 2025-03-17 | 2025-04-20 | [13 empty] | 2025-05-23 | CASE_LIST |  | 1 | site | AGI | 2025-05-23 | site | 0 | 1 | 1 | 2 | 0.06 | 0 | 0.06 | SIEMENS(SIM) |  | 1 | 1 | 0 | 1 | Flow 1: Port → Site | AGI | SIEMENS
1468 | 477QGP51798811/ PS032-DG / 45188724 | HVDC-ADOPT-SIM-0051 | AGI | SCT-19LT-PRC-PO-004 | 13OP-03028.P.05.051-154 | 1 | Indoor | Lack Alexit 5225 RAL7032 | 29 | 22 | 33 | 0.021054 | 2.7 | 4.1 | Non Stackable | 3208 2090 | USD | 73.38 | Maersk Hamburg | Germany | Hamburg | Khalifa port | 2025-03-17 | 2025-04-20 | [13 empty] | 2025-05-23 | CASE_LIST |  | 1 | site | AGI | 2025-05-23 | site | 0 | 1 | 1 | 2 | 0.06 | 0 | 0.06 | SIEMENS(SIM) |  | 1 | 1 | 0 | 1 | Flow 1: Port → Site | AGI | SIEMENS
1469 | 477QGP51798811/ PS032-DG / 45188724 | HVDC-ADOPT-SIM-0051 | AGI | SCT-19LT-PRC-PO-004 | 13OP-03028.P.05.051-155 | 1 | Indoor | Zinc Dust 7831 | 29 | 22 | 33 | 0.021054 | 2.7 | 4 | Non Stackable | 3208 9091 | USD | 58 | Maersk Hamburg | Germany | Hamburg | Khalifa port | 2025-03-17 | 2025-04-20 | [13 empty] | 2025-05-23 | CASE_LIST |  | 1 | site | AGI | 2025-05-23 | site | 0 | 1 | 1 | 2 | 0.06 | 0 | 0.06 | SIEMENS(SIM) |  | 1 | 1 | 0 | 1 | Flow 1: Port → Site | AGI | SIEMENS
1470 | 477QGP51798811/ PS032-DG / 45188724 | HVDC-ADOPT-SIM-0051 | AGI | SCT-19LT-PRC-PO-004 | 13OP-03028.P.05.051-156 | 1 | Indoor | Haku 1025/920 | 37 | 27 | 27 | 0.026973 | 3.3 | 7.3 | Non Stackable | 2710 1221 | USD | 51.63 | Maersk Hamburg | Germany | Hamburg | Khalifa port | 2025-03-17 | 2025-04-20 | [13 empty] | 2025-05-23 | CASE_LIST |  | 1 | site | AGI | 2025-05-23 | site | 0 | 1 | 1 | 2 | 0.1 | 0 | 0.1 | SIEMENS(SIM) |  | 1 | 1 | 0 | 1 | Flow 1: Port → Site | AGI | SIEMENS
1457 | 477QGP51798647/ PS031 / 45188086 | HVDC-ADOPT-SIM-0050 | DAS | SCT-19LT-PRC-PO-004 | 13OP-03028.P.05.051-105 | 1 | Outdoor | Screw, Nut, Washer and others | 115 | 85 | 58 | 0.56695 | 240 | 287 | Non Stackable | 8537 2099 | USD | 52565.96 | Elly Maersk | Germany | Hamburg | Khalifa port | 2025-01-23 | 2025-02-24 | [12 empty] | 2025-04-28 |  | CASE_LIST |  | 1 | site | DAS | 2025-04-28 | site | 0 | 1 | 1 | 2 | 0.98 | 0 | 0.98 | SIEMENS(SIM) |  | 1 | 1 | 0 | 1 | Flow 1: Port → Site | DAS | SIEMENS
1458 | 477QGP51798647/ PS031 / 45188086 | HVDC-ADOPT-SIM-0050 | DAS | SCT-19LT-PRC-PO-004 | 13OP-03028.P.05.051-106 | 1 | Outdoor | Filter bag | 66 | 45 | 63 | 0.18711 | 13 | 30 | Non Stackable | 8537 2099 | USD | 52565.96 | Elly Maersk | Germany | Hamburg | Khalifa port | 2025-01-23 | 2025-02-24 | [12 empty] | 2025-04-28 |  | CASE_LIST |  | 1 | site | DAS | 2025-04-28 | site | 0 | 1 | 1 | 2 | 0.3 | 0 | 0.3 | SIEMENS(SIM) |  | 1 | 1 | 0 | 1 | Flow 1: Port → Site | DAS | SIEMENS
1459 | 477QGP51798647/ PS031 / 45188086 | HVDC-ADOPT-SIM-0050 | DAS | SCT-19LT-PRC-PO-004 | 13OP-03028.P.05.051-107 | 1 | Outdoor | Fixing Bracket, Cable tape and others | 115 | 85 | 91 | 0.88953 | 144 | 200 | Non Stackable | 8537 2099 | USD | 52565.96 | Elly Maersk | Germany | Hamburg | Khalifa port | 2025-01-23 | 2025-02-24 | [12 empty] | 2025-04-28 |  | CASE_LIST |  | 1 | site | DAS | 2025-04-28 | site | 0 | 1 | 1 | 2 | 0.98 | 0 | 0.98 | SIEMENS(SIM) |  | 1 | 1 | 0 | 1 | Flow 1: Port → Site | DAS | SIEMENS
1460 | 477QGP51798647/ PS031 / 45188086 | HVDC-ADOPT-SIM-0050 | DAS | SCT-19LT-PRC-PO-004 | 13OP-03028.P.05.051-108 | 1 | Outdoor | Ear Protectio, Safety Goggles and others | 115 | 85 | 58 | 0.56695 | 25 | 72 | Non Stackable | 8537 2099 | USD | 52565.96 | Elly Maersk | Germany | Hamburg | Khalifa port | 2025-01-23 | 2025-02-24 | [12 empty] | 2025-04-28 |  | CASE_LIST |  | 1 | site | DAS | 2025-04-28 | site | 0 | 1 | 1 | 2 | 0.98 | 0 | 0.98 | SIEMENS(SIM) |  | 1 | 1 | 0 | 1 | Flow 1: Port → Site | DAS | SIEMENS
1461 | 477QGP51798647/ PS031 / 45188086 | HVDC-ADOPT-SIM-0050 | DAS | SCT-19LT-PRC-PO-004 | 13OP-03028.P.05.051-100 | 1 | Outdoor | Preassembled Accessories | 37 | 27 | 27 | 0.026973 | 4.7 | 8.2 | Non Stackable | 8537 2099 | USD | 52565.96 | Elly Maersk | Germany | Hamburg | Khalifa port | 2025-01-23 | 2025-02-24 | [12 empty] | 2025-04-28 |  | CASE_LIST |  | 1 | site | DAS | 2025-04-28 | site | 0 | 1 | 1 | 2 | 0.1 | 0 | 0.1 | SIEMENS(SIM) |  | 1 | 1 | 0 | 1 | Flow 1: Port → Site | DAS | SIEMENS
1462 | 477QGP51798647/ PS031 / 45188086 | HVDC-ADOPT-SIM-0050 | DAS | SCT-19LT-PRC-PO-004 | 13OP-03028.P.05.051-111 | 1 | Outdoor | High Voltage Surge Arrester, Monitor Display etc. | 150 | 110 | 192 | 3.168 | 314 | 547 | Non Stackable | 8537 2099 | USD | 52565.96 | Elly Maersk | Germany | Hamburg | Khalifa port | 2025-01-23 | 2025-02-24 | [12 empty] | 2025-04-28 |  | CASE_LIST |  | 1 | site | DAS | 2025-04-28 | site | 0 | 1 | 1 | 2 | 1.65 | 0 | 1.65 | SIEMENS(SIM) |  | 1 | 1 | 0 | 1 | Flow 1: Port → Site | DAS | SIEMENS
1463 | 477QGP51798647/ PS031 / 45188086 | HVDC-ADOPT-SIM-0050 | DAS | SCT-19LT-PRC-PO-004 | 13OP-03028.P.05.051-110 | 1 | Outdoor | Connection Module Active | 342 | 207 | 174 | 12.3182 | 1250 | 1803 | Non Stackable | 8537 2099 | USD | 52565.96 | Elly Maersk | Germany | Hamburg | Khalifa port | 2025-01-23 | 2025-02-24 | [12 empty] | 2025-04-28 |  | CASE_LIST |  | 1 | site | DAS | 2025-04-28 | site | 0 | 1 | 1 | 2 | 7.08 | 0 | 7.08 | SIEMENS(SIM) |  | 1 | 1 | 0 | 1 | Flow 1: Port → Site | DAS | SIEMENS
1464 | 477QGP51798647/ PS031 / 45188086 | HVDC-ADOPT-SIM-0050 | DAS | SCT-19LT-PRC-PO-004 | 13OP-03028.P.05.051-109 | 1 | Outdoor | Connection Module Active | 203 | 157 | 156 | 4.9719 | 720 | 936 | Non Stackable | 8537 2099 | USD | 52565.96 | Elly Maersk | Germany | Hamburg | Khalifa port | 2025-01-23 | 2025-02-24 | [12 empty] | 2025-04-28 |  | CASE_LIST |  | 1 | site | DAS | 2025-04-28 | site | 0 | 1 | 1 | 2 | 3.19 | 0 | 3.19 | SIEMENS(SIM) |  | 1 | 1 | 0 | 1 | Flow 1: Port → Site | DAS | SIEMENS
1465 | 477QGP51798647/ PS031 / 45188086 | HVDC-ADOPT-SIM-0050 | DAS | SCT-19LT-PRC-PO-004 | 13OP-03028.P.05.051-112 | 1 | Outdoor | CB bay, single pole drive | 449.2 | 169.2 | 296.5 | 22.5354 | 2920 | 3781 | Non Stackable | 8537 2099 | USD | 52565.96 | Elly Maersk | Germany | Hamburg | Khalifa port | 2025-01-23 | 2025-02-24 | [12 empty] | 2025-05-10 |  | CASE_LIST |  | 1 | site | DAS | 2025-05-10 | site | 0 | 1 | 1 | 2 | 7.6 | 0 | 7.6 | SIEMENS(SIM) |  | 1 | 1 | 0 | 1 | Flow 1: Port → Site | DAS | SIEMENS
1466 | 477QGP51798647/ PS031 / 45188086 | HVDC-ADOPT-SIM-0050 | DAS | SCT-19LT-PRC-PO-004 | 13OP-03028.P.05.051-113 | 1 | Outdoor | Voltage transformer | 133.2 | 117.2 | 155.5 | 2.4275 | 430 | 597 | Non Stackable | 8537 2099 | USD | 52565.96 | Elly Maersk | Germany | Hamburg | Khalifa port | 2025-01-23 | 2025-02-24 | [12 empty] | 2025-04-28 |  | CASE_LIST |  | 1 | site | DAS | 2025-04-28 | site | 0 | 1 | 1 | 2 | 1.56 | 0 | 1.56 | SIEMENS(SIM) |  | 1 | 1 | 0 | 1 | Flow 1: Port → Site | DAS | SIEMENS
1453 | 477QGP51798646/ PS030-DG / 45188085 | HVDC-ADOPT-SIM-0049 | DAS | SCT-19LT-PRC-PO-004 | 13OP-03028.P.05.051-101 | 1 | Indoor | Lack Alexit 5225 | 29 | 22 | 33 | 0.021054 | 2.7 | 4.2 | Non Stackable | 3208 2090 | USD | 101.51 | Maersk Hamburg | Germany | Hamburg | Khalifa port | 2025-03-17 | 2025-04-20 | [12 empty] | 2025-05-19 |  | CASE_LIST |  | 1 | site | DAS | 2025-05-19 | site | 0 | 1 | 1 | 2 | 0.06 | 0 | 0.06 | SIEMENS(SIM) |  | 1 | 1 | 0 | 1 | Flow 1: Port → Site | DAS | SIEMENS
1454 | 477QGP51798646/ PS030-DG / 45188085 | HVDC-ADOPT-SIM-0049 | DAS | SCT-19LT-PRC-PO-004 | 13OP-03028.P.05.051-102 | 1 | Indoor | Lack Alexit 5225 | 29 | 22 | 33 | 0.021054 | 3.4 | 5.1 | Non Stackable | 3208 2090 | USD | 76.34 | Maersk Hamburg | Germany | Hamburg | Khalifa port | 2025-03-17 | 2025-04-20 | [12 empty] | 2025-05-19 |  | CASE_LIST |  | 1 | site | DAS | 2025-05-19 | site | 0 | 1 | 1 | 2 | 0.06 | 0 | 0.06 | SIEMENS(SIM) |  | 1 | 1 | 0 | 1 | Flow 1: Port → Site | DAS | SIEMENS
1455 | 477QGP51798646/ PS030-DG / 45188085 | HVDC-ADOPT-SIM-0049 | DAS | SCT-19LT-PRC-PO-004 | 13OP-03028.P.05.051-103 | 1 | Indoor | Tectyl 506 | 29 | 22 | 33 | 0.021054 | 1.7 | 2.9 | Non Stackable | 3824 9996 | USD | 9.9 | Maersk Hamburg | Germany | Hamburg | Khalifa port | 2025-03-17 | 2025-04-20 | [12 empty] | 2025-05-19 |  | CASE_LIST |  | 1 | site | DAS | 2025-05-19 | site | 0 | 1 | 1 | 2 | 0.06 | 0 | 0.06 | SIEMENS(SIM) |  | 1 | 1 | 0 | 1 | Flow 1: Port → Site | DAS | SIEMENS
1456 | 477QGP51798646/ PS030-DG / 45188085 | HVDC-ADOPT-SIM-0049 | DAS | SCT-19LT-PRC-PO-004 | 13OP-03028.P.05.051-104 | 1 | Indoor | Haku 1025/920 | 37 | 27 | 27 | 0.026973 | 2.6 | 6.6 | Non Stackable | 2710 1221 | USD | 53.71 | Maersk Hamburg | Germany | Hamburg | Khalifa port | 2025-03-17 | 2025-04-20 | [12 empty] | 2025-05-19 |  | CASE_LIST |  | 1 | site | DAS | 2025-05-19 | site | 0 | 1 | 1 | 2 | 0.1 | 0 | 0.1 | SIEMENS(SIM) |  | 1 | 1 | 0 | 1 | Flow 1: Port → Site | DAS | SIEMENS
1437 | 477QGP51798224/ PS028-DG / 45188134 | HVDC-ADOPT-SIM-0048 | AGI | SCT-19LT-PRC-PO-004 | 13OP-03028.P.01.3557 | 1 | Indoor | Forming Gas | 198 | 63 | 56 | 0.69854 | 10 | 166 | Non Stackable | 3824 9996 | USD | 126 | Maersk Hamburg | Germany | Hamburg | Khalifa port | 2025-03-17 | 2025-04-20 |  |  |  | 2025-05-09 | [10 empty] | CASE_LIST | 1 |  | warehouse | AAA Storage | 2025-05-09 | warehouse | 1 | 1 | -1 | 0 | 1.25 | 0 | 1.25 | SIEMENS(SIM) |  | 0 | 1 | 1 | 2 | Flow 2: Port → WH → Site | AAA Storage | SIEMENS
1438 | 477QGP51798224/ PS028-DG / 45188134 | HVDC-ADOPT-SIM-0048 | AGI | SCT-19LT-PRC-PO-004 | 13OP-03028.P.01.3500 | 1 | Indoor | SF6 Gas 600L | 263.2 | 179.2 | 128.8 | 6.0749 | 1200 | 2479 | Non Stackable | 2812 9000 | USD | 206646.2 | Maersk Hamburg | Germany | Hamburg | Khalifa port | 2025-03-17 | 2025-04-20 |  |  |  | 2025-05-09 | [10 empty] | CASE_LIST | 1 |  | warehouse | AAA Storage | 2025-05-09 | warehouse | 1 | 1 | -1 | 0 | 4.72 | 0 | 4.72 | SIEMENS(SIM) |  | 0 | 1 | 1 | 2 | Flow 2: Port → WH → Site | AAA Storage | SIEMENS
1439 | 477QGP51798224/ PS028-DG / 45188134 | HVDC-ADOPT-SIM-0048 | AGI | SCT-19LT-PRC-PO-004 | 13OP-03028.P.01.3501 | 1 | Indoor | SF6 Gas 600L | 259.2 | 99.2 | 126.8 | 3.2604 | 600 | 1262 | Non Stackable | 2812 9000 | USD | 103323.1 | Maersk Hamburg | Germany | Hamburg | Khalifa port | 2025-03-17 | 2025-04-20 |  |  |  | 2025-05-09 | [10 empty] | CASE_LIST | 1 |  | warehouse | AAA Storage | 2025-05-09 | warehouse | 1 | 1 | -1 | 0 | 2.57 | 0 | 2.57 | SIEMENS(SIM) |  | 0 | 1 | 1 | 2 | Flow 2: Port → WH → Site | AAA Storage | SIEMENS
1440 | 477QGP51798224/ PS028-DG / 45188134 | HVDC-ADOPT-SIM-0048 | AGI | SCT-19LT-PRC-PO-004 | 13OP-03028.P.01.3568 | 1 | Indoor | Lack Alexit 5225 RAL7032 | 29 | 22 | 33 | 0.021054 | 3.4 | 5.1 | Non Stackable | 3208 2090 | USD | 176.04 | Maersk Hamburg | Germany | Hamburg | Khalifa port | 2025-03-17 | 2025-04-20 | [13 empty] | 2025-05-23 | CASE_LIST |  | 1 | site | AGI | 2025-05-23 | site | 0 | 1 | 1 | 2 | 0.06 | 0 | 0.06 | SIEMENS(SIM) |  | 1 | 1 | 0 | 1 | Flow 1: Port → Site | AGI | SIEMENS
1441 | 477QGP51798224/ PS028-DG / 45188134 | HVDC-ADOPT-SIM-0048 | AGI | SCT-19LT-PRC-PO-004 | 13OP-03028.P.01.3507 | 1 | Indoor | Lack Alexit 5225 RAL7032 | 29 | 22 | 33 | 0.021054 | 3.4 | 5.1 | Non Stackable | 3208 2090 | USD | 176.04 | Maersk Hamburg | Germany | Hamburg | Khalifa port | 2025-03-17 | 2025-04-20 | [13 empty] | 2025-05-23 | CASE_LIST |  | 1 | site | AGI | 2025-05-23 | site | 0 | 1 | 1 | 2 | 0.06 | 0 | 0.06 | SIEMENS(SIM) |  | 1 | 1 | 0 | 1 | Flow 1: Port → Site | AGI | SIEMENS
1442 | 477QGP51798224/ PS028-DG / 45188134 | HVDC-ADOPT-SIM-0048 | AGI | SCT-19LT-PRC-PO-004 | 13OP-03028.P.01.3508 | 1 | Indoor | Lack Alexit 5225 RAL7032 | 29 | 22 | 33 | 0.021054 | 3.4 | 5.1 | Non Stackable | 3208 2090 | USD | 176.04 | Maersk Hamburg | Germany | Hamburg | Khalifa port | 2025-03-17 | 2025-04-20 | [13 empty] | 2025-05-23 | CASE_LIST |  | 1 | site | AGI | 2025-05-23 | site | 0 | 1 | 1 | 2 | 0.06 | 0 | 0.06 | SIEMENS(SIM) |  | 1 | 1 | 0 | 1 | Flow 1: Port → Site | AGI | SIEMENS
1443 | 477QGP51798224/ PS028-DG / 45188134 | HVDC-ADOPT-SIM-0048 | AGI | SCT-19LT-PRC-PO-004 | 13OP-03028.P.01.3509 | 1 | Indoor | Lack Alexit 5225 RAL7032 | 29 | 22 | 33 | 0.021054 | 3.4 | 5.1 | Non Stackable | 3208 2090 | USD | 176.04 | Maersk Hamburg | Germany | Hamburg | Khalifa port | 2025-03-17 | 2025-04-20 | [13 empty] | 2025-05-23 | CASE_LIST |  | 1 | site | AGI | 2025-05-23 | site | 0 | 1 | 1 | 2 | 0.06 | 0 | 0.06 | SIEMENS(SIM) |  | 1 | 1 | 0 | 1 | Flow 1: Port → Site | AGI | SIEMENS
1444 | 477QGP51798224/ PS028-DG / 45188134 | HVDC-ADOPT-SIM-0048 | AGI | SCT-19LT-PRC-PO-004 | 13OP-03028.P.01.3510 | 1 | Indoor | Lack Alexit 5225 RAL7032 | 29 | 22 | 33 | 0.021054 | 3.4 | 5.1 | Non Stackable | 3208 2090 | USD | 176.04 | Maersk Hamburg | Germany | Hamburg | Khalifa port | 2025-03-17 | 2025-04-20 | [13 empty] | 2025-05-23 | CASE_LIST |  | 1 | site | AGI | 2025-05-23 | site | 0 | 1 | 1 | 2 | 0.06 | 0 | 0.06 | SIEMENS(SIM) |  | 1 | 1 | 0 | 1 | Flow 1: Port → Site | AGI | SIEMENS
1445 | 477QGP51798224/ PS028-DG / 45188134 | HVDC-ADOPT-SIM-0048 | AGI | SCT-19LT-PRC-PO-004 | 13OP-03028.P.01.3511 | 1 | Indoor | Lack Alexit 5225 RAL7032 | 29 | 22 | 33 | 0.021054 | 3.4 | 5.1 | Non Stackable | 3208 2090 | USD | 176.04 | Maersk Hamburg | Germany | Hamburg | Khalifa port | 2025-03-17 | 2025-04-20 | [13 empty] | 2025-05-23 | CASE_LIST |  | 1 | site | AGI | 2025-05-23 | site | 0 | 1 | 1 | 2 | 0.06 | 0 | 0.06 | SIEMENS(SIM) |  | 1 | 1 | 0 | 1 | Flow 1: Port → Site | AGI | SIEMENS
1446 | 477QGP51798224/ PS028-DG / 45188134 | HVDC-ADOPT-SIM-0048 | AGI | SCT-19LT-PRC-PO-004 | 13OP-03028.P.01.3512 | 1 | Indoor | Lack Alexit 5225 RAL1012 | 29 | 22 | 33 | 0.021054 | 3.4 | 5.1 | Non Stackable | 3208 2090 | USD | 234.1 | Maersk Hamburg | Germany | Hamburg | Khalifa port | 2025-03-17 | 2025-04-20 | [13 empty] | 2025-05-23 | CASE_LIST |  | 1 | site | AGI | 2025-05-23 | site | 0 | 1 | 1 | 2 | 0.06 | 0 | 0.06 | SIEMENS(SIM) |  | 1 | 1 | 0 | 1 | Flow 1: Port → Site | AGI | SIEMENS
1447 | 477QGP51798224/ PS028-DG / 45188134 | HVDC-ADOPT-SIM-0048 | AGI | SCT-19LT-PRC-PO-004 | 13OP-03028.P.01.3513 | 1 | Indoor | Lack Alexit 5225 RAL1012 | 29 | 22 | 33 | 0.021054 | 3.4 | 5.1 | Non Stackable | 3208 2090 | USD | 234.1 | Maersk Hamburg | Germany | Hamburg | Khalifa port | 2025-03-17 | 2025-04-20 | [13 empty] | 2025-05-23 | CASE_LIST |  | 1 | site | AGI | 2025-05-23 | site | 0 | 1 | 1 | 2 | 0.06 | 0 | 0.06 | SIEMENS(SIM) |  | 1 | 1 | 0 | 1 | Flow 1: Port → Site | AGI | SIEMENS
1448 | 477QGP51798224/ PS028-DG / 45188134 | HVDC-ADOPT-SIM-0048 | AGI | SCT-19LT-PRC-PO-004 | 13OP-03028.P.01.3514 | 1 | Indoor | Lack Alexit 5225 RAL1012 | 29 | 22 | 33 | 0.021054 | 3.4 | 5.1 | Non Stackable | 3208 2090 | USD | 117.05 | Maersk Hamburg | Germany | Hamburg | Khalifa port | 2025-03-17 | 2025-04-20 | [13 empty] | 2025-05-23 | CASE_LIST |  | 1 | site | AGI | 2025-05-23 | site | 0 | 1 | 1 | 2 | 0.06 | 0 | 0.06 | SIEMENS(SIM) |  | 1 | 1 | 0 | 1 | Flow 1: Port → Site | AGI | SIEMENS
1449 | 477QGP51798224/ PS028-DG / 45188134 | HVDC-ADOPT-SIM-0048 | AGI | SCT-19LT-PRC-PO-004 | 13OP-03028.P.01.3515 | 1 | Indoor | Varnish Alexit 461-12 | 29 | 22 | 33 | 0.021054 | 2.2 | 3.9 | Non Stackable | 3208 2090 | USD | 50.56 | Maersk Hamburg | Germany | Hamburg | Khalifa port | 2025-03-17 | 2025-04-20 | [13 empty] | 2025-05-23 | CASE_LIST |  | 1 | site | AGI | 2025-05-23 | site | 0 | 1 | 1 | 2 | 0.06 | 0 | 0.06 | SIEMENS(SIM) |  | 1 | 1 | 0 | 1 | Flow 1: Port → Site | AGI | SIEMENS
1450 | 477QGP51798224/ PS028-DG / 45188134 | HVDC-ADOPT-SIM-0048 | AGI | SCT-19LT-PRC-PO-004 | 13OP-03028.P.01.3516 | 1 | Indoor | Haku 5067 | 29 | 22 | 33 | 0.021054 | 3 | 4.2 | Non Stackable | 3814 0090 | USD | 141.57 | Maersk Hamburg | Germany | Hamburg | Khalifa port | 2025-03-17 | 2025-04-20 | [13 empty] | 2025-05-23 | CASE_LIST |  | 1 | site | AGI | 2025-05-23 | site | 0 | 1 | 1 | 2 | 0.06 | 0 | 0.06 | SIEMENS(SIM) |  | 1 | 1 | 0 | 1 | Flow 1: Port → Site | AGI | SIEMENS
1451 | 477QGP51798224/ PS028-DG / 45188134 | HVDC-ADOPT-SIM-0048 | AGI | SCT-19LT-PRC-PO-004 | 13OP-03028.P.01.3517 | 1 | Indoor | Tectyl 506 | 29 | 22 | 33 | 0.021054 | 1.75 | 3 | Non Stackable | 3824 9996 | USD | 11.36 | Maersk Hamburg | Germany | Hamburg | Khalifa port | 2025-03-17 | 2025-04-20 | [13 empty] | 2025-05-23 | CASE_LIST |  | 1 | site | AGI | 2025-05-23 | site | 0 | 1 | 1 | 2 | 0.06 | 0 | 0.06 | SIEMENS(SIM) |  | 1 | 1 | 0 | 1 | Flow 1: Port → Site | AGI | SIEMENS
1452 | 477QGP51798224/ PS028-DG / 45188134 | HVDC-ADOPT-SIM-0048 | AGI | SCT-19LT-PRC-PO-004 | 13OP-03028.P.01.3518 | 1 | Indoor | Martoxid MDLS-6 | 66 | 45 | 63 | 0.18711 | 11 | 28 | Non Stackable | 2818 2000 | USD | 1.97 | Maersk Hamburg | Germany | Hamburg | Khalifa port | 2025-03-17 | 2025-04-20 | [13 empty] | 2025-05-23 | CASE_LIST |  | 1 | site | AGI | 2025-05-23 | site | 0 | 1 | 1 | 2 | 0.3 | 0 | 0.3 | SIEMENS(SIM) |  | 1 | 1 | 0 | 1 | Flow 1: Port → Site | AGI | SIEMENS
1422 | TSM/DN/24/0145 | HVDC-ADOPT-SIM-0046 | AGI | 4510168284 | Package#005 | 1 | Indoor | 132kv Bus Coupler (E16+S1) | 96 | 104 | 238 | 2.3762 | 950 | 950 | Non Stackable |  |  |  | Land Transport | UAE | Vendor Shop | DSV | 2024-12-06 | 2024-12-06 |  | 2024-12-06 | [12 empty] | CASE_LIST | 1 |  | warehouse | DSV Indoor | 2024-12-06 | warehouse | 1 | 1 | -1 | 0 | 1 | 0 | 1 | SIEMENS(SIM) |  | 0 | 1 | 1 | 2 | Flow 2: Port → WH → Site | DSV Indoor | SIEMENS
1423 | TSM/DN/24/0145 | HVDC-ADOPT-SIM-0046 | AGI | 4510168284 | Package#006 | 1 | Indoor | 132kv Bus Coupler (E18+S1) | 96 | 104 | 238 | 2.3762 | 950 | 950 | Non Stackable |  |  |  | Land Transport | UAE | Vendor Shop | DSV | 2024-12-06 | 2024-12-06 |  | 2024-12-06 | [12 empty] | CASE_LIST | 1 |  | warehouse | DSV Indoor | 2024-12-06 | warehouse | 1 | 1 | -1 | 0 | 1 | 0 | 1 | SIEMENS(SIM) |  | 0 | 1 | 1 | 2 | Flow 2: Port → WH → Site | DSV Indoor | SIEMENS
1424 | TSM/DN/24/0145 | HVDC-ADOPT-SIM-0046 | AGI | 4510168284 | Package#007 | 1 | Indoor | 132kv Converter Bay LCC (E17+S1) | 96 | 104 | 238 | 2.3762 | 950 | 950 | Non Stackable |  |  |  | Land Transport | UAE | Vendor Shop | DSV | 2024-12-06 | 2024-12-06 |  | 2024-12-06 | [12 empty] | CASE_LIST | 1 |  | warehouse | DSV Indoor | 2024-12-06 | warehouse | 1 | 1 | -1 | 0 | 1 | 0 | 1 | SIEMENS(SIM) |  | 0 | 1 | 1 | 2 | Flow 2: Port → WH → Site | DSV Indoor | SIEMENS
1425 | TSM/DN/24/0145 | HVDC-ADOPT-SIM-0046 | AGI | 4510168284 | Package#008 | 1 | Indoor | 132kv Converter Bay LCC (E20+S1) | 96 | 104 | 238 | 2.3762 | 950 | 950 | Non Stackable |  |  |  | Land Transport | UAE | Vendor Shop | DSV | 2024-12-06 | 2024-12-06 |  | 2024-12-06 | [12 empty] | CASE_LIST | 1 |  | warehouse | DSV Indoor | 2024-12-06 | warehouse | 1 | 1 | -1 | 0 | 1 | 0 | 1 | SIEMENS(SIM) |  | 0 | 1 | 1 | 2 | Flow 2: Port → WH → Site | DSV Indoor | SIEMENS
1426 | TSM/DN/24/0145 | HVDC-ADOPT-SIM-0046 | AGI | 4510168284 | Package#009 | 1 | Indoor | 132kv Converter Bay LCC (E22+S1) | 96 | 104 | 238 | 2.3762 | 950 | 950 | Non Stackable |  |  |  | Land Transport | UAE | Vendor Shop | DSV | 2024-12-06 | 2024-12-06 |  | 2024-12-06 | [12 empty] | CASE_LIST | 1 |  | warehouse | DSV Indoor | 2024-12-06 | warehouse | 1 | 1 | -1 | 0 | 1 | 0 | 1 | SIEMENS(SIM) |  | 0 | 1 | 1 | 2 | Flow 2: Port → WH → Site | DSV Indoor | SIEMENS
1427 | TSM/DN/24/0145 | HVDC-ADOPT-SIM-0046 | AGI | 4510168284 | Package#010 | 1 | Indoor | 132kv Bus Coupler (E21+S1) | 96 | 104 | 238 | 2.3762 | 950 | 950 | Non Stackable |  |  |  | Land Transport | UAE | Vendor Shop | DSV | 2024-12-06 | 2024-12-06 |  | 2024-12-06 | [12 empty] | CASE_LIST | 1 |  | warehouse | DSV Indoor | 2024-12-06 | warehouse | 1 | 1 | -1 | 0 | 1 | 0 | 1 | SIEMENS(SIM) |  | 0 | 1 | 1 | 2 | Flow 2: Port → WH → Site | DSV Indoor | SIEMENS
1428 | TSM/DN/24/0145 | HVDC-ADOPT-SIM-0046 | AGI | 4510168284 | Package#011 | 1 | Indoor | 132kv Bus Section (E19+S1) | 96 | 104 | 238 | 2.3762 | 950 | 950 | Non Stackable |  |  |  | Land Transport | UAE | Vendor Shop | DSV | 2024-12-06 | 2024-12-06 |  | 2024-12-06 | [12 empty] | CASE_LIST | 1 |  | warehouse | DSV Indoor | 2024-12-06 | warehouse | 1 | 1 | -1 | 0 | 1 | 0 | 1 | SIEMENS(SIM) |  | 0 | 1 | 1 | 2 | Flow 2: Port → WH → Site | DSV Indoor | SIEMENS
1398 | 477QGP51795110/ PS023 / 45187268 | HVDC-ADOPT-SIM-0045 | SHU | SCT-19LT-PRC-PO-004 | 13OP-03028.P.01.2002 | 1 | Outdoor | Head Electrode | 115 | 115 | 200 | 2.645 | 100 | 200 | Non Stackable | 8537 2099 | USD | 30613.7 | Maersk Hamburg | Germany | Hamburg | Khalifa port | 2024-11-25 | 2025-01-03 | [11 empty] | 2025-01-29 |  |  | CASE_LIST |  | 1 | site | SHU | 2025-01-29 | site | 0 | 1 | 1 | 2 | 1.32 | 0 | 1.32 | SIEMENS(SIM) |  | 1 | 1 | 0 | 1 | Flow 1: Port → Site | SHU | SIEMENS
1399 | 477QGP51795110/ PS023 / 45187268 | HVDC-ADOPT-SIM-0045 | SHU | SCT-19LT-PRC-PO-004 | 13OP-03028.P.01.2000 | 1 | Outdoor | SF6-Air Bushing | 425 | 225 | 110 | 10.5188 | 1020 | 1620 | Non Stackable | 8537 2099 | USD | 30613.7 | Maersk Hamburg | Germany | Hamburg | Khalifa port | 2024-11-25 | 2025-01-03 | [11 empty] | 2025-01-31 |  |  | CASE_LIST |  | 1 | site | SHU | 2025-01-31 | site | 0 | 1 | 1 | 2 | 9.56 | 0 | 9.56 | SIEMENS(SIM) |  | 1 | 1 | 0 | 1 | Flow 1: Port → Site | SHU | SIEMENS
1400 | 477QGP51795110/ PS023 / 45187268 | HVDC-ADOPT-SIM-0045 | SHU | SCT-19LT-PRC-PO-004 | 13OP-03028.P.01.2001 | 1 | Outdoor | SF6-Air Bushing | 425 | 225 | 110 | 10.5188 | 1020 | 1620 | Non Stackable | 8537 2099 | USD | 30613.7 | Maersk Hamburg | Germany | Hamburg | Khalifa port | 2024-11-25 | 2025-01-03 | [11 empty] | 2025-01-31 |  |  | CASE_LIST |  | 1 | site | SHU | 2025-01-31 | site | 0 | 1 | 1 | 2 | 9.56 | 0 | 9.56 | SIEMENS(SIM) |  | 1 | 1 | 0 | 1 | Flow 1: Port → Site | SHU | SIEMENS
1401 | 477QGP51795110/ PS023 / 45187268 | HVDC-ADOPT-SIM-0045 | SHU | SCT-19LT-PRC-PO-004 | 13OP-03028.P.01.2010 | 1 | Outdoor | High Voltage Surge Arrester, Monitor Display etc. | 330 | 130 | 152 | 6.5208 | 683 | 1117 | Non Stackable | 8537 2099 | USD | 30613.7 | Maersk Hamburg | Germany | Hamburg | Khalifa port | 2024-11-25 | 2025-01-03 | [11 empty] | 2025-01-29 |  |  | CASE_LIST |  | 1 | site | SHU | 2025-01-29 | site | 0 | 1 | 1 | 2 | 4.29 | 0 | 4.29 | SIEMENS(SIM) |  | 1 | 1 | 0 | 1 | Flow 1: Port → Site | SHU | SIEMENS
1402 | 477QGP51795110/ PS023 / 45187268 | HVDC-ADOPT-SIM-0045 | SHU | SCT-19LT-PRC-PO-004 | 13OP-03028.P.01.2011 | 1 | Outdoor | High Voltage Surge Arrester, Monitor Display etc. | 330 | 130 | 152 | 6.5208 | 683 | 1111 | Non Stackable | 8537 2099 | USD | 30613.7 | Maersk Hamburg | Germany | Hamburg | Khalifa port | 2024-11-25 | 2025-01-03 | [11 empty] | 2025-01-29 |  |  | CASE_LIST |  | 1 | site | SHU | 2025-01-29 | site | 0 | 1 | 1 | 2 | 4.29 | 0 | 4.29 | SIEMENS(SIM) |  | 1 | 1 | 0 | 1 | Flow 1: Port → Site | SHU | SIEMENS
1403 | 477QGP51795110/ PS023 / 45187268 | HVDC-ADOPT-SIM-0045 | SHU | SCT-19LT-PRC-PO-004 | 13OP-03028.P.01.2012 | 1 | Outdoor | High Voltage Surge Arrester, Monitor Display etc. | 330 | 130 | 152 | 6.5208 | 683 | 1114 | Non Stackable | 8537 2099 | USD | 30613.7 | Maersk Hamburg | Germany | Hamburg | Khalifa port | 2024-11-25 | 2025-01-03 | [11 empty] | 2025-01-29 |  |  | CASE_LIST |  | 1 | site | SHU | 2025-01-29 | site | 0 | 1 | 1 | 2 | 4.29 | 0 | 4.29 | SIEMENS(SIM) |  | 1 | 1 | 0 | 1 | Flow 1: Port → Site | SHU | SIEMENS
1404 | 477QGP51795110/ PS023 / 45187268 | HVDC-ADOPT-SIM-0045 | SHU | SCT-19LT-PRC-PO-004 | 13OP-03028.P.01.2013 | 1 | Outdoor | High Voltage Surge Arrester, Monitor Display etc. | 330 | 130 | 152 | 6.5208 | 683 | 1112 | Non Stackable | 8537 2099 | USD | 30613.7 | Maersk Hamburg | Germany | Hamburg | Khalifa port | 2024-11-25 | 2025-01-03 | [11 empty] | 2025-01-31 |  |  | CASE_LIST |  | 1 | site | SHU | 2025-01-31 | site | 0 | 1 | 1 | 2 | 4.29 | 0 | 4.29 | SIEMENS(SIM) |  | 1 | 1 | 0 | 1 | Flow 1: Port → Site | SHU | SIEMENS
1405 | 477QGP51795110/ PS023 / 45187268 | HVDC-ADOPT-SIM-0045 | SHU | SCT-19LT-PRC-PO-004 | 13OP-03028.P.01.2014 | 1 | Outdoor | High Voltage Surge Arrester, Monitor Display etc. | 330 | 130 | 152 | 6.5208 | 683 | 1115 | Non Stackable | 8537 2099 | USD | 30613.7 | Maersk Hamburg | Germany | Hamburg | Khalifa port | 2024-11-25 | 2025-01-03 | [11 empty] | 2025-01-31 |  |  | CASE_LIST |  | 1 | site | SHU | 2025-01-31 | site | 0 | 1 | 1 | 2 | 4.29 | 0 | 4.29 | SIEMENS(SIM) |  | 1 | 1 | 0 | 1 | Flow 1: Port → Site | SHU | SIEMENS
1406 | 477QGP51795110/ PS023 / 45187268 | HVDC-ADOPT-SIM-0045 | SHU | SCT-19LT-PRC-PO-004 | 13OP-03028.P.01.2015 | 1 | Outdoor | High Voltage Surge Arrester, Monitor Display etc. | 330 | 130 | 152 | 6.5208 | 683 | 1110 | Non Stackable | 8537 2099 | USD | 30613.7 | Maersk Hamburg | Germany | Hamburg | Khalifa port | 2024-11-25 | 2025-01-03 | [11 empty] | 2025-01-24 |  |  | CASE_LIST |  | 1 | site | SHU | 2025-01-24 | site | 0 | 1 | 1 | 2 | 4.29 | 0 | 4.29 | SIEMENS(SIM) |  | 1 | 1 | 0 | 1 | Flow 1: Port → Site | SHU | SIEMENS
1407 | 477QGP51795110/ PS023 / 45187268 | HVDC-ADOPT-SIM-0045 | SHU | SCT-19LT-PRC-PO-004 | 13OP-03028.P.01.2016 | 1 | Outdoor | Screw, Washer, Nut | 66 | 45 | 63 | 0.18711 | 114 | 131 | Non Stackable | 8537 2099 | USD | 30613.7 | Maersk Hamburg | Germany | Hamburg | Khalifa port | 2024-11-25 | 2025-01-03 | [11 empty] | 2025-01-24 |  |  | CASE_LIST |  | 1 | site | SHU | 2025-01-24 | site | 0 | 1 | 1 | 2 | 0.3 | 0 | 0.3 | SIEMENS(SIM) |  | 1 | 1 | 0 | 1 | Flow 1: Port → Site | SHU | SIEMENS
1408 | 477QGP51795110/ PS023 / 45187268 | HVDC-ADOPT-SIM-0045 | SHU | SCT-19LT-PRC-PO-004 | 13OP-03028.P.01.2017 | 1 | Outdoor | Filter bag | 66 | 45 | 63 | 0.18711 | 12 | 29 | Non Stackable | 8537 2099 | USD | 30613.7 | Maersk Hamburg | Germany | Hamburg | Khalifa port | 2024-11-25 | 2025-01-03 | [11 empty] | 2025-01-24 |  |  | CASE_LIST |  | 1 | site | SHU | 2025-01-24 | site | 0 | 1 | 1 | 2 | 0.3 | 0 | 0.3 | SIEMENS(SIM) |  | 1 | 1 | 0 | 1 | Flow 1: Port → Site | SHU | SIEMENS
1409 | 477QGP51795110/ PS023 / 45187268 | HVDC-ADOPT-SIM-0045 | SHU | SCT-19LT-PRC-PO-004 | 13OP-03028.P.01.2018 | 1 | Outdoor | Bonding Lug, Bracket, Screw etc. | 115 | 85 | 58 | 0.56695 | 145 | 192 | Non Stackable | 8537 2099 | USD | 30613.7 | Maersk Hamburg | Germany | Hamburg | Khalifa port | 2024-11-25 | 2025-01-03 | [11 empty] | 2025-01-29 |  |  | CASE_LIST |  | 1 | site | SHU | 2025-01-29 | site | 0 | 1 | 1 | 2 | 0.98 | 0 | 0.98 | SIEMENS(SIM) |  | 1 | 1 | 0 | 1 | Flow 1: Port → Site | SHU | SIEMENS
1410 | 477QGP51795110/ PS023 / 45187268 | HVDC-ADOPT-SIM-0045 | SHU | SCT-19LT-PRC-PO-004 | 13OP-03028.P.01.2019 | 1 | Outdoor | Grid Cable Tray | 239 | 58 | 71 | 0.9842 | 113 | 225 | Non Stackable | 8537 2099 | USD | 30613.7 | Maersk Hamburg | Germany | Hamburg | Khalifa port | 2024-11-25 | 2025-01-03 | [11 empty] | 2025-01-24 |  |  | CASE_LIST |  | 1 | site | SHU | 2025-01-24 | site | 0 | 1 | 1 | 2 | 1.39 | 0 | 1.39 | SIEMENS(SIM) |  | 1 | 1 | 0 | 1 | Flow 1: Port → Site | SHU | SIEMENS
1411 | 477QGP51795110/ PS023 / 45187268 | HVDC-ADOPT-SIM-0045 | SHU | SCT-19LT-PRC-PO-004 | 13OP-03028.P.01.2005 | 1 | Outdoor | Pipe Module Long Outdoor, Connection Module Passive | 1187.2 | 229.2 | 146.8 | 39.9452 | 1600 | 3273 | Non Stackable | 8537 2099 | USD | 30613.7 | Maersk Hamburg | Germany | Hamburg | Khalifa port | 2024-11-25 | 2025-01-03 | [11 empty] | 2025-01-30 |  |  | CASE_LIST |  | 1 | site | SHU | 2025-01-30 | site | 0 | 1 | 1 | 2 | 27.21 | 0 | 27.21 | SIEMENS(SIM) |  | 1 | 1 | 0 | 1 | Flow 1: Port → Site | SHU | SIEMENS
1412 | 477QGP51795110/ PS023 / 45187268 | HVDC-ADOPT-SIM-0045 | SHU | SCT-19LT-PRC-PO-004 | 13OP-03028.P.01.2004 | 1 | Outdoor | Pipe Module Long Outdoor, Connection Module Passive | 807.2 | 229.2 | 221.8 | 41.0353 | 2200 | 3550 | Non Stackable | 8537 2099 | USD | 30613.7 | Maersk Hamburg | Germany | Hamburg | Khalifa port | 2024-11-25 | 2025-01-03 | [11 empty] | 2025-01-24 |  |  | CASE_LIST |  | 1 | site | SHU | 2025-01-24 | site | 0 | 1 | 1 | 2 | 18.5 | 0 | 18.5 | SIEMENS(SIM) |  | 1 | 1 | 0 | 1 | Flow 1: Port → Site | SHU | SIEMENS
1413 | 477QGP51795110/ PS023 / 45187268 | HVDC-ADOPT-SIM-0045 | SHU | SCT-19LT-PRC-PO-004 | 13OP-03028.P.01.2029 | 1 | Outdoor | Label | 45 | 35 | 25 | 0.039375 | 1.3 | 6.8 | Non Stackable | 8537 2099 | USD | 30613.7 | Maersk Hamburg | Germany | Hamburg | Khalifa port | 2024-11-25 | 2025-01-03 | [11 empty] | 2025-01-24 |  |  | CASE_LIST |  | 1 | site | SHU | 2025-01-24 | site | 0 | 1 | 1 | 2 | 0.16 | 0 | 0.16 | SIEMENS(SIM) |  | 1 | 1 | 0 | 1 | Flow 1: Port → Site | SHU | SIEMENS
1414 | 477QGP51795110/ PS023 / 45187268 | HVDC-ADOPT-SIM-0045 | SHU | SCT-19LT-PRC-PO-004 | 13OP-03028.P.01.2008 | 1 | Outdoor | Connection Module Passive | 203.2 | 127.2 | 150.8 | 3.8977 | 475 | 687 | Non Stackable | 8537 2099 | USD | 30613.7 | Maersk Hamburg | Germany | Hamburg | Khalifa port | 2024-11-25 | 2025-01-03 | [11 empty] | 2025-01-31 |  |  | CASE_LIST |  | 1 | site | SHU | 2025-01-31 | site | 0 | 1 | 1 | 2 | 2.58 | 0 | 2.58 | SIEMENS(SIM) |  | 1 | 1 | 0 | 1 | Flow 1: Port → Site | SHU | SIEMENS
1415 | 477QGP51795110/ PS023 / 45187268 | HVDC-ADOPT-SIM-0045 | SHU | SCT-19LT-PRC-PO-004 | 13OP-03028.P.01.2009 | 1 | Outdoor | Connection Module Passive | 203.2 | 127.2 | 150.8 | 3.8977 | 480 | 692 | Non Stackable | 8537 2099 | USD | 30613.7 | Maersk Hamburg | Germany | Hamburg | Khalifa port | 2024-11-25 | 2025-01-03 | [11 empty] | 2025-01-31 |  |  | CASE_LIST |  | 1 | site | SHU | 2025-01-31 | site | 0 | 1 | 1 | 2 | 2.58 | 0 | 2.58 | SIEMENS(SIM) |  | 1 | 1 | 0 | 1 | Flow 1: Port → Site | SHU | SIEMENS
1416 | 477QGP51795110/ PS023 / 45187268 | HVDC-ADOPT-SIM-0045 | SHU | SCT-19LT-PRC-PO-004 | 13OP-03028.P.01.2006 | 1 | Outdoor | Pipe Module Short Outdoor | 238.2 | 97.2 | 105.8 | 2.4496 | 110 | 276 | Non Stackable | 8537 2099 | USD | 30613.7 | Maersk Hamburg | Germany | Hamburg | Khalifa port | 2024-11-25 | 2025-01-03 | [11 empty] | 2025-01-29 |  |  | CASE_LIST |  | 1 | site | SHU | 2025-01-29 | site | 0 | 1 | 1 | 2 | 2.32 | 0 | 2.32 | SIEMENS(SIM) |  | 1 | 1 | 0 | 1 | Flow 1: Port → Site | SHU | SIEMENS
1417 | 477QGP51795110/ PS023 / 45187268 | HVDC-ADOPT-SIM-0045 | SHU | SCT-19LT-PRC-PO-004 | 13OP-03028.P.01.2007 | 1 | Outdoor | Pipe Module Short Outdoor | 248.2 | 97.2 | 100.8 | 2.4318 | 105 | 269 | Non Stackable | 8537 2099 | USD | 30613.7 | Maersk Hamburg | Germany | Hamburg | Khalifa port | 2024-11-25 | 2025-01-03 | [11 empty] | 2025-01-29 |  |  | CASE_LIST |  | 1 | site | SHU | 2025-01-29 | site | 0 | 1 | 1 | 2 | 2.41 | 0 | 2.41 | SIEMENS(SIM) |  | 1 | 1 | 0 | 1 | Flow 1: Port → Site | SHU | SIEMENS
1381 | 477QGP51793982/ PS024-DG / 45187269 | HVDC-ADOPT-SIM-0044 | SHU | SCT-19LT-PRC-PO-004 | 13OP-03028.P.01.2020 | 1 | Indoor | Varnish Alexit 5225 | 29 | 22 | 33 | 0.021054 | 3.4 | 5.1 | Non Stackable | 3208 2090 | USD | 3.52 | GUAYAQUIL EXPRESS | Germany | Hamburg | Khalifa port | 2025-01-06 | 2025-03-03 | [11 empty] | 2025-03-28 |  |  | CASE_LIST |  | 1 | site | SHU | 2025-03-28 | site | 0 | 1 | 1 | 2 | 0.06 | 0 | 0.06 | SIEMENS(SIM) |  | 1 | 1 | 0 | 1 | Flow 1: Port → Site | SHU | SIEMENS
1382 | 477QGP51793982/ PS024-DG / 45187269 | HVDC-ADOPT-SIM-0044 | SHU | SCT-19LT-PRC-PO-004 | 13OP-03028.P.01.2021 | 1 | Indoor | Varnish Alexit 5225 | 29 | 22 | 33 | 0.021054 | 3.4 | 5.1 | Non Stackable | 3208 2090 | USD | 3.52 | GUAYAQUIL EXPRESS | Germany | Hamburg | Khalifa port | 2025-01-06 | 2025-03-03 | [11 empty] | 2025-03-28 |  |  | CASE_LIST |  | 1 | site | SHU | 2025-03-28 | site | 0 | 1 | 1 | 2 | 0.06 | 0 | 0.06 | SIEMENS(SIM) |  | 1 | 1 | 0 | 1 | Flow 1: Port → Site | SHU | SIEMENS
1383 | 477QGP51793982/ PS024-DG / 45187269 | HVDC-ADOPT-SIM-0044 | SHU | SCT-19LT-PRC-PO-004 | 13OP-03028.P.01.2022 | 1 | Indoor | Varnish Alexit 5225 | 29 | 22 | 33 | 0.021054 | 3.4 | 5.1 | Non Stackable | 3208 2090 | USD | 3.52 | GUAYAQUIL EXPRESS | Germany | Hamburg | Khalifa port | 2025-01-06 | 2025-03-03 | [11 empty] | 2025-03-28 |  |  | CASE_LIST |  | 1 | site | SHU | 2025-03-28 | site | 0 | 1 | 1 | 2 | 0.06 | 0 | 0.06 | SIEMENS(SIM) |  | 1 | 1 | 0 | 1 | Flow 1: Port → Site | SHU | SIEMENS
1384 | 477QGP51793982/ PS024-DG / 45187269 | HVDC-ADOPT-SIM-0044 | SHU | SCT-19LT-PRC-PO-004 | 13OP-03028.P.01.2023 | 1 | Indoor | Varnish Alexit RAL9006 | 29 | 22 | 33 | 0.021054 | 2.5 | 4.2 | Non Stackable | 3208 2090 | USD | 2.33 | GUAYAQUIL EXPRESS | Germany | Hamburg | Khalifa port | 2025-01-06 | 2025-03-03 | [11 empty] | 2025-03-28 |  |  | CASE_LIST |  | 1 | site | SHU | 2025-03-28 | site | 0 | 1 | 1 | 2 | 0.06 | 0 | 0.06 | SIEMENS(SIM) |  | 1 | 1 | 0 | 1 | Flow 1: Port → Site | SHU | SIEMENS
1385 | 477QGP51793982/ PS024-DG / 45187269 | HVDC-ADOPT-SIM-0044 | SHU | SCT-19LT-PRC-PO-004 | 13OP-03028.P.01.2024 | 1 | Indoor | Zinc Dust 7831 | 29 | 22 | 33 | 0.021054 | 2 | 3.5 | Non Stackable | 3208 9091 | USD | 4.76 | GUAYAQUIL EXPRESS | Germany | Hamburg | Khalifa port | 2025-01-06 | 2025-03-03 | [11 empty] | 2025-03-28 |  |  | CASE_LIST |  | 1 | site | SHU | 2025-03-28 | site | 0 | 1 | 1 | 2 | 0.06 | 0 | 0.06 | SIEMENS(SIM) |  | 1 | 1 | 0 | 1 | Flow 1: Port → Site | SHU | SIEMENS
1386 | 477QGP51793982/ PS024-DG / 45187269 | HVDC-ADOPT-SIM-0044 | SHU | SCT-19LT-PRC-PO-004 | 13OP-03028.P.01.2025 | 1 | Indoor | Varnish Alexit 461-12 | 29 | 22 | 33 | 0.021054 | 2.2 | 3.8 | Non Stackable | 3208 2090 | USD | 1.73 | GUAYAQUIL EXPRESS | Germany | Hamburg | Khalifa port | 2025-01-06 | 2025-03-03 | [11 empty] | 2025-03-28 |  |  | CASE_LIST |  | 1 | site | SHU | 2025-03-28 | site | 0 | 1 | 1 | 2 | 0.06 | 0 | 0.06 | SIEMENS(SIM) |  | 1 | 1 | 0 | 1 | Flow 1: Port → Site | SHU | SIEMENS
1387 | 477QGP51793982/ PS024-DG / 45187269 | HVDC-ADOPT-SIM-0044 | SHU | SCT-19LT-PRC-PO-004 | 13OP-03028.P.01.2026 | 1 | Indoor | Haku 5067 | 29 | 22 | 33 | 0.021054 | 4 | 5.3 | Non Stackable | 3814 0090 | USD | 6.44 | GUAYAQUIL EXPRESS | Germany | Hamburg | Khalifa port | 2025-01-06 | 2025-03-03 | [11 empty] | 2025-03-28 |  |  | CASE_LIST |  | 1 | site | SHU | 2025-03-28 | site | 0 | 1 | 1 | 2 | 0.06 | 0 | 0.06 | SIEMENS(SIM) |  | 1 | 1 | 0 | 1 | Flow 1: Port → Site | SHU | SIEMENS
1388 | 477QGP51793982/ PS024-DG / 45187269 | HVDC-ADOPT-SIM-0044 | SHU | SCT-19LT-PRC-PO-004 | 13OP-03028.P.01.2027 | 1 | Indoor | Tectyl 506 | 29 | 22 | 33 | 0.021054 | 0.65 | 1.9 | Non Stackable | 3824 9996 | USD | 0.39 | GUAYAQUIL EXPRESS | Germany | Hamburg | Khalifa port | 2025-01-06 | 2025-03-03 | [11 empty] | 2025-03-28 |  |  | CASE_LIST |  | 1 | site | SHU | 2025-03-28 | site | 0 | 1 | 1 | 2 | 0.06 | 0 | 0.06 | SIEMENS(SIM) |  | 1 | 1 | 0 | 1 | Flow 1: Port → Site | SHU | SIEMENS
1389 | 477QGP51793982/ PS024-DG / 45187269 | HVDC-ADOPT-SIM-0044 | SHU | SCT-19LT-PRC-PO-004 | 13OP-03028.P.01.2028 | 1 | Indoor | Haku 1025/920 | 45 | 35 | 25 | 0.039375 | 8.6 | 14 | Non Stackable | 2710 1221 | USD | 8.48 | GUAYAQUIL EXPRESS | Germany | Hamburg | Khalifa port | 2025-01-06 | 2025-03-03 | [11 empty] | 2025-03-28 |  |  | CASE_LIST |  | 1 | site | SHU | 2025-03-28 | site | 0 | 1 | 1 | 2 | 0.16 | 0 | 0.16 | SIEMENS(SIM) |  | 1 | 1 | 0 | 1 | Flow 1: Port → Site | SHU | SIEMENS
1392 | 477QGP51793982/ PS024-DG / 45187269 | HVDC-ADOPT-SIM-0044 | SHU | SCT-19LT-PRC-PO-004 | 13OP-03028.P.01.2030 | 1 | Indoor | RC Divider | 133.2 | 117.2 | 245.5 | 3.8325 | 220 | 434 | Non Stackable | 8504 3121 | USD | 5230.39 | GUAYAQUIL EXPRESS | Germany | Hamburg | Khalifa port | 2025-01-06 | 2025-03-03 | [11 empty] | 2025-03-28 |  |  | CASE_LIST |  | 1 | site | SHU | 2025-03-28 | site | 0 | 1 | 1 | 2 | 1.56 | 0 | 1.56 | SIEMENS(SIM) |  | 1 | 1 | 0 | 1 | Flow 1: Port → Site | SHU | SIEMENS
1393 | 477QGP51793982/ PS024-DG / 45187269 | HVDC-ADOPT-SIM-0044 | SHU | SCT-19LT-PRC-PO-004 | 13OP-03028.P.01.2031 | 1 | Indoor | RC Divider | 133.2 | 117.2 | 245.5 | 3.8325 | 220 | 434 | Non Stackable | 8504 3121 | USD | 5230.39 | GUAYAQUIL EXPRESS | Germany | Hamburg | Khalifa port | 2025-01-06 | 2025-03-03 | [11 empty] | 2025-03-28 |  |  | CASE_LIST |  | 1 | site | SHU | 2025-03-28 | site | 0 | 1 | 1 | 2 | 1.56 | 0 | 1.56 | SIEMENS(SIM) |  | 1 | 1 | 0 | 1 | Flow 1: Port → Site | SHU | SIEMENS
1394 | 477QGP51793982/ PS024-DG / 45187269 | HVDC-ADOPT-SIM-0044 | SHU | SCT-19LT-PRC-PO-004 | 13OP-03028.P.01.2032 | 1 | Indoor | RC Divider | 133.2 | 117.2 | 245.5 | 3.8325 | 220 | 434 | Non Stackable | 8504 3121 | USD | 5230.39 | GUAYAQUIL EXPRESS | Germany | Hamburg | Khalifa port | 2025-01-06 | 2025-03-03 | [11 empty] | 2025-03-28 |  |  | CASE_LIST |  | 1 | site | SHU | 2025-03-28 | site | 0 | 1 | 1 | 2 | 1.56 | 0 | 1.56 | SIEMENS(SIM) |  | 1 | 1 | 0 | 1 | Flow 1: Port → Site | SHU | SIEMENS
1395 | 477QGP51793982/ PS024-DG / 45187269 | HVDC-ADOPT-SIM-0044 | SHU | SCT-19LT-PRC-PO-004 | 13OP-03028.P.01.2033 | 1 | Indoor | RC Divider | 133.2 | 117.2 | 245.5 | 3.8325 | 220 | 434 | Non Stackable | 8504 3121 | USD | 5313.92 | GUAYAQUIL EXPRESS | Germany | Hamburg | Khalifa port | 2025-01-06 | 2025-03-03 | [11 empty] | 2025-03-28 |  |  | CASE_LIST |  | 1 | site | SHU | 2025-03-28 | site | 0 | 1 | 1 | 2 | 1.56 | 0 | 1.56 | SIEMENS(SIM) |  | 1 | 1 | 0 | 1 | Flow 1: Port → Site | SHU | SIEMENS
1396 | 477QGP51793982/ PS024-DG / 45187269 | HVDC-ADOPT-SIM-0044 | SHU | SCT-19LT-PRC-PO-004 | 13OP-03028.P.01.2034 | 1 | Indoor | RC Divider | 133.2 | 117.2 | 245.5 | 3.8325 | 220 | 434 | Non Stackable | 8504 3121 | USD | 5313.92 | GUAYAQUIL EXPRESS | Germany | Hamburg | Khalifa port | 2025-01-06 | 2025-03-03 | [11 empty] | 2025-03-28 |  |  | CASE_LIST |  | 1 | site | SHU | 2025-03-28 | site | 0 | 1 | 1 | 2 | 1.56 | 0 | 1.56 | SIEMENS(SIM) |  | 1 | 1 | 0 | 1 | Flow 1: Port → Site | SHU | SIEMENS
1397 | 477QGP51793982/ PS024-DG / 45187269 | HVDC-ADOPT-SIM-0044 | SHU | SCT-19LT-PRC-PO-004 | 13OP-03028.P.01.2035 | 1 | Indoor | RC Divider | 133.2 | 117.2 | 245.5 | 3.8325 | 220 | 434 | Non Stackable | 8504 3121 | USD | 5313.92 | GUAYAQUIL EXPRESS | Germany | Hamburg | Khalifa port | 2025-01-06 | 2025-03-03 | [11 empty] | 2025-03-28 |  |  | CASE_LIST |  | 1 | site | SHU | 2025-03-28 | site | 0 | 1 | 1 | 2 | 1.56 | 0 | 1.56 | SIEMENS(SIM) |  | 1 | 1 | 0 | 1 | Flow 1: Port → Site | SHU | SIEMENS
1380 | 477QGP51793957/ PS022 / 45187267 | HVDC-ADOPT-SIM-0043 | SHU | SCT-19LT-PRC-PO-004 | 13OP-03028.P.01.2003 | 1 | Outdoor | Connection Module 7-11m, Pipe Module Long Outdoor | 1206.2 | 229.2 | 146.8 | 40.5845 | 1580 | 3303 | Non Stackable | 8535 9000 | USD | 30447.96 | Maersk Hamburg | Germany | Hamburg | Khalifa port | 2024-11-25 | 2025-01-03 | [11 empty] | 2025-01-29 |  |  | CASE_LIST |  | 1 | site | SHU | 2025-01-29 | site | 0 | 1 | 1 | 2 | 27.65 | 0 | 27.65 | SIEMENS(SIM) |  | 1 | 1 | 0 | 1 | Flow 1: Port → Site | SHU | SIEMENS
1327 | 477QGP51798225/ PS029 /45188221 | HVDC-ADOPT-SIM-0042 | AGI | SCT-19LT-PRC-PO-004 | 13OP-03028.P.01.3505 | 1 | Outdoor | Preassembled Accessories | 128 | 88 | 100 | 1.1264 | 271 | 367 | Non Stackable | 8537 2099 | USD | 67611.27 | ESTELLE MAERSK | Germany | Hamburg | Khalifa port | 2025-01-19 | 2025-03-02 | [6 empty] | 2025-07-19 | [7 empty] | CASE_LIST | 1 |  | warehouse | MOSB | 2025-07-19 | warehouse | 1 | 1 | -1 | 0 | 1.13 | 0 | 1.13 | SIEMENS(SIM) |  | 0 | 1 | 1 | 5 | Flow 5: Mixed / Waiting / Incomplete leg | MOSB | SIEMENS
1328 | 477QGP51798225/ PS029 /45188221 | HVDC-ADOPT-SIM-0042 | AGI | SCT-19LT-PRC-PO-004 | 13OP-03028.P.01.3521 | 1 | Outdoor | DIN 59753_SF-CuF22_16 | 538 | 38 | 51 | 1.0426 | 26 | 181 | Non Stackable | 8537 2099 | USD | 67611.27 | ESTELLE MAERSK | Germany | Hamburg | Khalifa port | 2025-01-19 | 2025-03-02 | [6 empty] | 2025-07-17 | [7 empty] | CASE_LIST | 1 |  | warehouse | MOSB | 2025-07-17 | warehouse | 1 | 1 | -1 | 0 | 2.04 | 0 | 2.04 | SIEMENS(SIM) |  | 0 | 1 | 1 | 5 | Flow 5: Mixed / Waiting / Incomplete leg | MOSB | SIEMENS
1330 | 477QGP51798225/ PS029 /45188221 | HVDC-ADOPT-SIM-0042 | AGI | SCT-19LT-PRC-PO-004 | 13OP-03028.P.01.3506 | 1 | Outdoor | Connection Module Passive | 542.2 | 137.2 | 159.5 | 11.8652 | 930 | 1442 | Non Stackable | 8537 2099 | USD | 67611.27 | ESTELLE MAERSK | Germany | Hamburg | Khalifa port | 2025-01-19 | 2025-03-02 | [6 empty] | 2025-07-17 | [7 empty] | CASE_LIST | 1 |  | warehouse | MOSB | 2025-07-17 | warehouse | 1 | 1 | -1 | 0 | 7.44 | 0 | 7.44 | SIEMENS(SIM) |  | 0 | 1 | 1 | 5 | Flow 5: Mixed / Waiting / Incomplete leg | MOSB | SIEMENS
1331 | 477QGP51798225/ PS029 /45188221 | HVDC-ADOPT-SIM-0042 | AGI | SCT-19LT-PRC-PO-004 | 13OP-03028.P.01.3525 | 1 | Outdoor | Connection Module Passive | 362.2 | 132.2 | 147.8 | 7.0771 | 670 | 997 | Non Stackable | 8537 2099 | USD | 67611.27 | ESTELLE MAERSK | Germany | Hamburg | Khalifa port | 2025-01-19 | 2025-03-02 | [6 empty] | 2025-07-17 | [7 empty] | CASE_LIST | 1 |  | warehouse | MOSB | 2025-07-17 | warehouse | 1 | 1 | -1 | 0 | 4.79 | 0 | 4.79 | SIEMENS(SIM) |  | 0 | 1 | 1 | 5 | Flow 5: Mixed / Waiting / Incomplete leg | MOSB | SIEMENS
1332 | 477QGP51798225/ PS029 /45188221 | HVDC-ADOPT-SIM-0042 | AGI | SCT-19LT-PRC-PO-004 | 13OP-03028.P.01.3526 | 1 | Outdoor | Connection Module Passive | 487.2 | 127.2 | 147.8 | 9.1594 | 620 | 1031 | Non Stackable | 8537 2099 | USD | 67611.27 | ESTELLE MAERSK | Germany | Hamburg | Khalifa port | 2025-01-19 | 2025-03-02 | [6 empty] | 2025-07-17 | [7 empty] | CASE_LIST | 1 |  | warehouse | MOSB | 2025-07-17 | warehouse | 1 | 1 | -1 | 0 | 6.2 | 0 | 6.2 | SIEMENS(SIM) |  | 0 | 1 | 1 | 5 | Flow 5: Mixed / Waiting / Incomplete leg | MOSB | SIEMENS
1333 | 477QGP51798225/ PS029 /45188221 | HVDC-ADOPT-SIM-0042 | AGI | SCT-19LT-PRC-PO-004 | 13OP-03028.P.01.3527 | 1 | Outdoor | Connection Module Passive | 487.2 | 147.2 | 147.8 | 10.5996 | 620 | 1064 | Non Stackable | 8537 2099 | USD | 67611.27 | ESTELLE MAERSK | Germany | Hamburg | Khalifa port | 2025-01-19 | 2025-03-02 | [6 empty] | 2025-07-18 | [7 empty] | CASE_LIST | 1 |  | warehouse | MOSB | 2025-07-18 | warehouse | 1 | 1 | -1 | 0 | 7.17 | 0 | 7.17 | SIEMENS(SIM) |  | 0 | 1 | 1 | 5 | Flow 5: Mixed / Waiting / Incomplete leg | MOSB | SIEMENS
1334 | 477QGP51798225/ PS029 /45188221 | HVDC-ADOPT-SIM-0042 | AGI | SCT-19LT-PRC-PO-004 | 13OP-03028.P.01.3528 | 1 | Outdoor | Connection Module Passive | 392.2 | 137.2 | 147.8 | 7.9531 | 560 | 920 | Non Stackable | 8537 2099 | USD | 67611.27 | ESTELLE MAERSK | Germany | Hamburg | Khalifa port | 2025-01-19 | 2025-03-02 | [6 empty] | 2025-07-17 | [7 empty] | CASE_LIST | 1 |  | warehouse | MOSB | 2025-07-17 | warehouse | 1 | 1 | -1 | 0 | 5.38 | 0 | 5.38 | SIEMENS(SIM) |  | 0 | 1 | 1 | 5 | Flow 5: Mixed / Waiting / Incomplete leg | MOSB | SIEMENS
1335 | 477QGP51798225/ PS029 /45188221 | HVDC-ADOPT-SIM-0042 | AGI | SCT-19LT-PRC-PO-004 | 13OP-03028.P.01.3529 | 1 | Outdoor | Connection Module Passive | 517.2 | 127.2 | 147.8 | 9.7234 | 650 | 1089 | Non Stackable | 8537 2099 | USD | 67611.27 | ESTELLE MAERSK | Germany | Hamburg | Khalifa port | 2025-01-19 | 2025-03-02 | [13 empty] | 2025-08-25 | CASE_LIST |  | 1 | site | AGI | 2025-08-25 | site | 0 | 1 | 1 | 2 | 6.58 | 0 | 6.58 | SIEMENS(SIM) |  | 1 | 1 | 0 | 1 | Flow 1: Port → Site | AGI | SIEMENS
1336 | 477QGP51798225/ PS029 /45188221 | HVDC-ADOPT-SIM-0042 | AGI | SCT-19LT-PRC-PO-004 | 13OP-03028.P.01.3531 | 1 | Outdoor | Connection Module Passive | 392.2 | 137.2 | 147.8 | 7.9531 | 560 | 920 | Non Stackable | 8537 2099 | USD | 67611.27 | ESTELLE MAERSK | Germany | Hamburg | Khalifa port | 2025-01-19 | 2025-03-02 | [6 empty] | 2025-07-17 | [7 empty] | CASE_LIST | 1 |  | warehouse | MOSB | 2025-07-17 | warehouse | 1 | 1 | -1 | 0 | 5.38 | 0 | 5.38 | SIEMENS(SIM) |  | 0 | 1 | 1 | 5 | Flow 5: Mixed / Waiting / Incomplete leg | MOSB | SIEMENS
1337 | 477QGP51798225/ PS029 /45188221 | HVDC-ADOPT-SIM-0042 | AGI | SCT-19LT-PRC-PO-004 | 13OP-03028.P.01.3535 | 1 | Outdoor | Connection Module Passive | 587.2 | 147.2 | 157.5 | 13.6136 | 840 | 1384 | Non Stackable | 8537 2099 | USD | 67611.27 | ESTELLE MAERSK | Germany | Hamburg | Khalifa port | 2025-01-19 | 2025-03-02 | [6 empty] | 2025-07-17 | [7 empty] | CASE_LIST | 1 |  | warehouse | MOSB | 2025-07-17 | warehouse | 1 | 1 | -1 | 0 | 8.64 | 0 | 8.64 | SIEMENS(SIM) |  | 0 | 1 | 1 | 5 | Flow 5: Mixed / Waiting / Incomplete leg | MOSB | SIEMENS
1338 | 477QGP51798225/ PS029 /45188221 | HVDC-ADOPT-SIM-0042 | AGI | SCT-19LT-PRC-PO-004 | 13OP-03028.P.01.3536 | 1 | Outdoor | Connection Module Passive | 467.2 | 142.2 | 152.5 | 10.1315 | 750 | 1184 | Non Stackable | 8537 2099 | USD | 67611.27 | ESTELLE MAERSK | Germany | Hamburg | Khalifa port | 2025-01-19 | 2025-03-02 | [6 empty] | 2025-07-17 | [7 empty] | CASE_LIST | 1 |  | warehouse | MOSB | 2025-07-17 | warehouse | 1 | 1 | -1 | 0 | 6.64 | 0 | 6.64 | SIEMENS(SIM) |  | 0 | 1 | 1 | 5 | Flow 5: Mixed / Waiting / Incomplete leg | MOSB | SIEMENS
1339 | 477QGP51798225/ PS029 /45188221 | HVDC-ADOPT-SIM-0042 | AGI | SCT-19LT-PRC-PO-004 | 13OP-03028.P.01.3539 | 1 | Outdoor | Connection Module Passive | 582.2 | 137.2 | 152.5 | 12.1814 | 830 | 1344 | Non Stackable | 8537 2099 | USD | 67611.27 | ESTELLE MAERSK | Germany | Hamburg | Khalifa port | 2025-01-19 | 2025-03-02 | [6 empty] | 2025-07-17 | [7 empty] | CASE_LIST | 1 |  | warehouse | MOSB | 2025-07-17 | warehouse | 1 | 1 | -1 | 0 | 7.99 | 0 | 7.99 | SIEMENS(SIM) |  | 0 | 1 | 1 | 5 | Flow 5: Mixed / Waiting / Incomplete leg | MOSB | SIEMENS
1340 | 477QGP51798225/ PS029 /45188221 | HVDC-ADOPT-SIM-0042 | AGI | SCT-19LT-PRC-PO-004 | 13OP-03028.P.01.3540 | 1 | Outdoor | Connection Module Passive | 512.2 | 137.2 | 147.5 | 10.3654 | 640 | 1093 | Non Stackable | 8537 2099 | USD | 67611.27 | ESTELLE MAERSK | Germany | Hamburg | Khalifa port | 2025-01-19 | 2025-03-02 | [13 empty] | 2025-08-25 | CASE_LIST |  | 1 | site | AGI | 2025-08-25 | site | 0 | 1 | 1 | 2 | 7.03 | 0 | 7.03 | SIEMENS(SIM) |  | 1 | 1 | 0 | 1 | Flow 1: Port → Site | AGI | SIEMENS
1341 | 477QGP51798225/ PS029 /45188221 | HVDC-ADOPT-SIM-0042 | AGI | SCT-19LT-PRC-PO-004 | 13OP-03028.P.01.3541 | 1 | Outdoor | Connection Module Passive | 552.2 | 157.2 | 149.5 | 12.9775 | 820 | 1437 | Non Stackable | 8537 2099 | USD | 67611.27 | ESTELLE MAERSK | Germany | Hamburg | Khalifa port | 2025-01-19 | 2025-03-02 | [6 empty] | 2025-07-18 | [7 empty] | CASE_LIST | 1 |  | warehouse | MOSB | 2025-07-18 | warehouse | 1 | 1 | -1 | 0 | 8.68 | 0 | 8.68 | SIEMENS(SIM) |  | 0 | 1 | 1 | 5 | Flow 5: Mixed / Waiting / Incomplete leg | MOSB | SIEMENS
1342 | 477QGP51798225/ PS029 /45188221 | HVDC-ADOPT-SIM-0042 | AGI | SCT-19LT-PRC-PO-004 | 13OP-03028.P.01.3545 | 1 | Outdoor | Connection Module Passive | 567.2 | 132.2 | 164.5 | 12.3348 | 950 | 1480 | Non Stackable | 8537 2099 | USD | 67611.27 | ESTELLE MAERSK | Germany | Hamburg | Khalifa port | 2025-01-19 | 2025-03-02 | [13 empty] | 2025-08-25 | CASE_LIST |  | 1 | site | AGI | 2025-08-25 | site | 0 | 1 | 1 | 2 | 7.5 | 0 | 7.5 | SIEMENS(SIM) |  | 1 | 1 | 0 | 1 | Flow 1: Port → Site | AGI | SIEMENS
1343 | 477QGP51798225/ PS029 /45188221 | HVDC-ADOPT-SIM-0042 | AGI | SCT-19LT-PRC-PO-004 | 13OP-03028.P.01.3546 | 1 | Outdoor | Connection Module Passive | 572.2 | 137.2 | 159.5 | 12.5217 | 950 | 1486 | Non Stackable | 8537 2099 | USD | 67611.27 | ESTELLE MAERSK | Germany | Hamburg | Khalifa port | 2025-01-19 | 2025-03-02 | [6 empty] | 2025-07-18 | [7 empty] | CASE_LIST | 1 |  | warehouse | MOSB | 2025-07-18 | warehouse | 1 | 1 | -1 | 0 | 7.85 | 0 | 7.85 | SIEMENS(SIM) |  | 0 | 1 | 1 | 5 | Flow 5: Mixed / Waiting / Incomplete leg | MOSB | SIEMENS
1344 | 477QGP51798225/ PS029 /45188221 | HVDC-ADOPT-SIM-0042 | AGI | SCT-19LT-PRC-PO-004 | 13OP-03028.P.01.3547 | 1 | Outdoor | Connection Module Passive | 367.2 | 227.2 | 184.8 | 15.4175 | 1350 | 1990 | Non Stackable | 8537 2099 | USD | 67611.27 | ESTELLE MAERSK | Germany | Hamburg | Khalifa port | 2025-01-19 | 2025-03-02 | [6 empty] | 2025-07-15 | [7 empty] | CASE_LIST | 1 |  | warehouse | MOSB | 2025-07-15 | warehouse | 1 | 1 | -1 | 0 | 8.34 | 0 | 8.34 | SIEMENS(SIM) |  | 0 | 1 | 1 | 5 | Flow 5: Mixed / Waiting / Incomplete leg | MOSB | SIEMENS
1345 | 477QGP51798225/ PS029 /45188221 | HVDC-ADOPT-SIM-0042 | AGI | SCT-19LT-PRC-PO-004 | 13OP-03028.P.01.3550 | 1 | Outdoor | Connection Module Passive | 243.2 | 137.2 | 150.8 | 5.0317 | 470 | 717 | Non Stackable | 8537 2099 | USD | 67611.27 | ESTELLE MAERSK | Germany | Hamburg | Khalifa port | 2025-01-19 | 2025-03-02 | [13 empty] | 2025-09-16 | CASE_LIST |  | 1 | site | AGI | 2025-09-16 | site | 0 | 1 | 1 | 2 | 3.34 | 0 | 3.34 | SIEMENS(SIM) |  | 1 | 1 | 0 | 1 | Flow 1: Port → Site | AGI | SIEMENS
1346 | 477QGP51798225/ PS029 /45188221 | HVDC-ADOPT-SIM-0042 | AGI | SCT-19LT-PRC-PO-004 | 13OP-03028.P.01.3552 | 1 | Outdoor | Connection Module Passive | 557.2 | 137.2 | 152.8 | 11.6812 | 820 | 1313 | Non Stackable | 8537 2099 | USD | 67611.27 | ESTELLE MAERSK | Germany | Hamburg | Khalifa port | 2025-01-19 | 2025-03-02 | [13 empty] | 2025-08-25 | CASE_LIST |  | 1 | site | AGI | 2025-08-25 | site | 0 | 1 | 1 | 2 | 7.64 | 0 | 7.64 | SIEMENS(SIM) |  | 1 | 1 | 0 | 1 | Flow 1: Port → Site | AGI | SIEMENS
1347 | 477QGP51798225/ PS029 /45188221 | HVDC-ADOPT-SIM-0042 | AGI | SCT-19LT-PRC-PO-004 | 13OP-03028.P.01.3553 | 1 | Outdoor | Connection Module Passive | 517.2 | 137.2 | 152.8 | 10.8427 | 640 | 1090 | Non Stackable | 8537 2099 | USD | 67611.27 | ESTELLE MAERSK | Germany | Hamburg | Khalifa port | 2025-01-19 | 2025-03-02 | [13 empty] | 2025-08-25 | CASE_LIST |  | 1 | site | AGI | 2025-08-25 | site | 0 | 1 | 1 | 2 | 7.1 | 0 | 7.1 | SIEMENS(SIM) |  | 1 | 1 | 0 | 1 | Flow 1: Port → Site | AGI | SIEMENS
1348 | 477QGP51798225/ PS029 /45188221 | HVDC-ADOPT-SIM-0042 | AGI | SCT-19LT-PRC-PO-004 | 13OP-03028.P.01.3554 | 1 | Outdoor | Connection Module Passive | 517.2 | 127.2 | 147.8 | 9.7234 | 640 | 1079 | Non Stackable | 8537 2099 | USD | 67611.27 | ESTELLE MAERSK | Germany | Hamburg | Khalifa port | 2025-01-19 | 2025-03-02 | [6 empty] | 2025-07-14 | [7 empty] | CASE_LIST | 1 |  | warehouse | MOSB | 2025-07-14 | warehouse | 1 | 1 | -1 | 0 | 6.58 | 0 | 6.58 | SIEMENS(SIM) |  | 0 | 1 | 1 | 5 | Flow 5: Mixed / Waiting / Incomplete leg | MOSB | SIEMENS
1349 | 477QGP51798225/ PS029 /45188221 | HVDC-ADOPT-SIM-0042 | AGI | SCT-19LT-PRC-PO-004 | 13OP-03028.P.01.3559 | 1 | Outdoor | Connection Module Passive | 397.2 | 137.2 | 152.5 | 8.3106 | 560 | 928 | Non Stackable | 8537 2099 | USD | 67611.27 | ESTELLE MAERSK | Germany | Hamburg | Khalifa port | 2025-01-19 | 2025-03-02 | [6 empty] | 2025-07-17 | [6 empty] | 2025-09-22 | CASE_LIST | 1 | 1 | site | AGI | 2025-09-22 | site | 1 | 2 | 0 | 2 | 5.45 | 0 | 5.45 | SIEMENS(SIM) |  | 1 | 2 | 1 | 3 | Flow 3: Port → MOSB → Site | AGI | SIEMENS
1350 | 477QGP51798225/ PS029 /45188221 | HVDC-ADOPT-SIM-0042 | AGI | SCT-19LT-PRC-PO-004 | 13OP-03028.P.01.3560 | 1 | Outdoor | Connection Module Passive | 392.2 | 137.2 | 152.5 | 8.206 | 650 | 1015 | Non Stackable | 8537 2099 | USD | 67611.27 | ESTELLE MAERSK | Germany | Hamburg | Khalifa port | 2025-01-19 | 2025-03-02 | [6 empty] | 2025-07-16 | [7 empty] | CASE_LIST | 1 |  | warehouse | MOSB | 2025-07-16 | warehouse | 1 | 1 | -1 | 0 | 5.38 | 0 | 5.38 | SIEMENS(SIM) |  | 0 | 1 | 1 | 5 | Flow 5: Mixed / Waiting / Incomplete leg | MOSB | SIEMENS
1351 | 477QGP51798225/ PS029 /45188221 | HVDC-ADOPT-SIM-0042 | AGI | SCT-19LT-PRC-PO-004 | 13OP-03028.P.01.3564 | 1 | Outdoor | Connection Module Passive | 243.2 | 157.2 | 192.5 | 7.3595 | 810 | 1146 | Non Stackable | 8537 2099 | USD | 67611.27 | ESTELLE MAERSK | Germany | Hamburg | Khalifa port | 2025-01-19 | 2025-03-02 | [13 empty] | 2025-09-16 | CASE_LIST |  | 1 | site | AGI | 2025-09-16 | site | 0 | 1 | 1 | 2 | 3.82 | 0 | 3.82 | SIEMENS(SIM) |  | 1 | 1 | 0 | 1 | Flow 1: Port → Site | AGI | SIEMENS
1352 | 477QGP51798225/ PS029 /45188221 | HVDC-ADOPT-SIM-0042 | AGI | SCT-19LT-PRC-PO-004 | 13OP-03028.P.01.3565 | 1 | Outdoor | Connection Module Passive | 238.2 | 147.2 | 190.5 | 6.6795 | 810 | 1093 | Non Stackable | 8537 2099 | USD | 67611.27 | ESTELLE MAERSK | Germany | Hamburg | Khalifa port | 2025-01-19 | 2025-03-02 | [13 empty] | 2025-09-16 | CASE_LIST |  | 1 | site | AGI | 2025-09-16 | site | 0 | 1 | 1 | 2 | 3.51 | 0 | 3.51 | SIEMENS(SIM) |  | 1 | 1 | 0 | 1 | Flow 1: Port → Site | AGI | SIEMENS
1353 | 477QGP51798225/ PS029 /45188221 | HVDC-ADOPT-SIM-0042 | AGI | SCT-19LT-PRC-PO-004 | 13OP-03028.P.01.3566 | 1 | Outdoor | Connection Module Passive | 542.2 | 132.2 | 164.5 | 11.7912 | 930 | 1437 | Non Stackable | 8537 2099 | USD | 67611.27 | ESTELLE MAERSK | Germany | Hamburg | Khalifa port | 2025-01-19 | 2025-03-02 | [13 empty] | 2025-08-25 | CASE_LIST |  | 1 | site | AGI | 2025-08-25 | site | 0 | 1 | 1 | 2 | 7.17 | 0 | 7.17 | SIEMENS(SIM) |  | 1 | 1 | 0 | 1 | Flow 1: Port → Site | AGI | SIEMENS
1354 | 477QGP51798226/ PS029 / 45188223 | HVDC-ADOPT-SIM-0042 | AGI | SCT-19LT-PRC-PO-004 | 13OP-03028.P.01.3519 | 1 | Outdoor | Filter bag | 115 | 85 | 91 | 0.88953 | 147 | 203 | Non Stackable | 8537 2099 | USD | 66115.17 | ESTELLE MAERSK | Germany | Hamburg | Khalifa port | 2025-01-19 | 2025-03-02 | [13 empty] | 2025-08-16 | CASE_LIST |  | 1 | site | AGI | 2025-08-16 | site | 0 | 1 | 1 | 2 | 0.98 | 0 | 0.98 | SIEMENS(SIM) |  | 1 | 1 | 0 | 1 | Flow 1: Port → Site | AGI | SIEMENS
1355 | 477QGP51798226/ PS029 / 45188223 | HVDC-ADOPT-SIM-0042 | AGI | SCT-19LT-PRC-PO-004 | 13OP-03028.P.01.3520 | 1 | Outdoor | Bolt, Nut & Washer etc. | 66 | 45 | 63 | 0.18711 | 144 | 161 | Non Stackable | 8537 2099 | USD | 66115.17 | ESTELLE MAERSK | Germany | Hamburg | Khalifa port | 2025-01-19 | 2025-03-02 | [13 empty] | 2025-08-27 | CASE_LIST |  | 1 | site | AGI | 2025-08-27 | site | 0 | 1 | 1 | 2 | 0.3 | 0 | 0.3 | SIEMENS(SIM) |  | 1 | 1 | 0 | 1 | Flow 1: Port → Site | AGI | SIEMENS
1356 | 477QGP51798226/ PS029 / 45188223 | HVDC-ADOPT-SIM-0042 | AGI | SCT-19LT-PRC-PO-004 | 13OP-03028.P.01.3522 | 1 | Outdoor | Consumable and others | 115 | 85 | 58 | 0.56695 | 23 | 70 | Non Stackable | 8537 2099 | USD | 66115.17 | ESTELLE MAERSK | Germany | Hamburg | Khalifa port | 2025-01-19 | 2025-03-02 | [13 empty] | 2025-08-27 | CASE_LIST |  | 1 | site | AGI | 2025-08-27 | site | 0 | 1 | 1 | 2 | 0.98 | 0 | 0.98 | SIEMENS(SIM) |  | 1 | 1 | 0 | 1 | Flow 1: Port → Site | AGI | SIEMENS
1357 | 477QGP51798226/ PS029 / 45188223 | HVDC-ADOPT-SIM-0042 | AGI | SCT-19LT-PRC-PO-004 | 13OP-03028.P.01.3523 | 1 | Outdoor | Conductor, Shielding, Contact Pin, etc. | 128 | 88 | 100 | 1.1264 | 870 | 962 | Non Stackable | 8537 2099 | USD | 66115.17 | ESTELLE MAERSK | Germany | Hamburg | Khalifa port | 2025-01-19 | 2025-03-02 | [13 empty] | 2025-08-27 | CASE_LIST |  | 1 | site | AGI | 2025-08-27 | site | 0 | 1 | 1 | 2 | 1.13 | 0 | 1.13 | SIEMENS(SIM) |  | 1 | 1 | 0 | 1 | Flow 1: Port → Site | AGI | SIEMENS
1358 | 477QGP51798226/ PS029 / 45188223 | HVDC-ADOPT-SIM-0042 | AGI | SCT-19LT-PRC-PO-004 | 13OP-03028.P.01.3524 | 1 | Outdoor | Retaining Plate and others | 115 | 85 | 58 | 0.56695 | 92 | 139 | Non Stackable | 8537 2099 | USD | 66115.17 | ESTELLE MAERSK | Germany | Hamburg | Khalifa port | 2025-01-19 | 2025-03-02 | [13 empty] | 2025-08-27 | CASE_LIST |  | 1 | site | AGI | 2025-08-27 | site | 0 | 1 | 1 | 2 | 0.98 | 0 | 0.98 | SIEMENS(SIM) |  | 1 | 1 | 0 | 1 | Flow 1: Port → Site | AGI | SIEMENS
1359 | 477QGP51798226/ PS029 / 45188223 | HVDC-ADOPT-SIM-0042 | AGI | SCT-19LT-PRC-PO-004 | 13OP-03028.P.01.3530 | 1 | Outdoor | Connection Module Passive | 457.2 | 127.2 | 147.8 | 8.5954 | 750 | 1144 | Non Stackable | 8537 2099 | USD | 66115.17 | ESTELLE MAERSK | Germany | Hamburg | Khalifa port | 2025-01-19 | 2025-03-02 | [6 empty] | 2025-07-18 | [7 empty] | CASE_LIST | 1 |  | warehouse | MOSB | 2025-07-18 | warehouse | 1 | 1 | -1 | 0 | 5.82 | 0 | 5.82 | SIEMENS(SIM) |  | 0 | 1 | 1 | 5 | Flow 5: Mixed / Waiting / Incomplete leg | MOSB | SIEMENS
1360 | 477QGP51798226/ PS029 / 45188223 | HVDC-ADOPT-SIM-0042 | AGI | SCT-19LT-PRC-PO-004 | 13OP-03028.P.01.3532 | 1 | Outdoor | Connection Module Passive | 487.2 | 127.2 | 147.8 | 9.1594 | 630 | 1041 | Non Stackable | 8537 2099 | USD | 66115.17 | ESTELLE MAERSK | Germany | Hamburg | Khalifa port | 2025-01-19 | 2025-03-02 | [13 empty] | 2025-08-25 | CASE_LIST |  | 1 | site | AGI | 2025-08-25 | site | 0 | 1 | 1 | 2 | 6.2 | 0 | 6.2 | SIEMENS(SIM) |  | 1 | 1 | 0 | 1 | Flow 1: Port → Site | AGI | SIEMENS
1361 | 477QGP51798226/ PS029 / 45188223 | HVDC-ADOPT-SIM-0042 | AGI | SCT-19LT-PRC-PO-004 | 13OP-03028.P.01.3533 | 1 | Outdoor | Connection Module Passive | 487.2 | 112.2 | 147.8 | 8.0793 | 620 | 1001 | Non Stackable | 8537 2099 | USD | 66115.17 | ESTELLE MAERSK | Germany | Hamburg | Khalifa port | 2025-01-19 | 2025-03-02 | [13 empty] | 2025-08-25 | CASE_LIST |  | 1 | site | AGI | 2025-08-25 | site | 0 | 1 | 1 | 2 | 5.47 | 0 | 5.47 | SIEMENS(SIM) |  | 1 | 1 | 0 | 1 | Flow 1: Port → Site | AGI | SIEMENS
1362 | 477QGP51798226/ PS029 / 45188223 | HVDC-ADOPT-SIM-0042 | AGI | SCT-19LT-PRC-PO-004 | 13OP-03028.P.01.3534 | 1 | Outdoor | Connection Module Passive | 492.2 | 132.2 | 157.5 | 10.2483 | 790 | 1229 | Non Stackable | 8537 2099 | USD | 66115.17 | ESTELLE MAERSK | Germany | Hamburg | Khalifa port | 2025-01-19 | 2025-03-02 | [6 empty] | 2025-07-18 | [7 empty] | CASE_LIST | 1 |  | warehouse | MOSB | 2025-07-18 | warehouse | 1 | 1 | -1 | 0 | 6.51 | 0 | 6.51 | SIEMENS(SIM) |  | 0 | 1 | 1 | 5 | Flow 5: Mixed / Waiting / Incomplete leg | MOSB | SIEMENS
1363 | 477QGP51798226/ PS029 / 45188223 | HVDC-ADOPT-SIM-0042 | AGI | SCT-19LT-PRC-PO-004 | 13OP-03028.P.01.3537 | 1 | Outdoor | Connection Module Passive | 487.2 | 132.2 | 157.5 | 10.1442 | 800 | 1234 | Non Stackable | 8537 2099 | USD | 66115.17 | ESTELLE MAERSK | Germany | Hamburg | Khalifa port | 2025-01-19 | 2025-03-02 | [13 empty] | 2025-08-25 | CASE_LIST |  | 1 | site | AGI | 2025-08-25 | site | 0 | 1 | 1 | 2 | 6.44 | 0 | 6.44 | SIEMENS(SIM) |  | 1 | 1 | 0 | 1 | Flow 1: Port → Site | AGI | SIEMENS
1364 | 477QGP51798226/ PS029 / 45188223 | HVDC-ADOPT-SIM-0042 | AGI | SCT-19LT-PRC-PO-004 | 13OP-03028.P.01.3538 | 1 | Outdoor | Connection Module Passive | 512.2 | 132.2 | 147.5 | 9.9876 | 640 | 1085 | Non Stackable | 8537 2099 | USD | 66115.17 | ESTELLE MAERSK | Germany | Hamburg | Khalifa port | 2025-01-19 | 2025-03-02 | [6 empty] | 2025-07-14 | [7 empty] | CASE_LIST | 1 |  | warehouse | MOSB | 2025-07-14 | warehouse | 1 | 1 | -1 | 0 | 6.77 | 0 | 6.77 | SIEMENS(SIM) |  | 0 | 1 | 1 | 5 | Flow 5: Mixed / Waiting / Incomplete leg | MOSB | SIEMENS
1365 | 477QGP51798226/ PS029 / 45188223 | HVDC-ADOPT-SIM-0042 | AGI | SCT-19LT-PRC-PO-004 | 13OP-03028.P.01.3542 | 1 | Outdoor | Connection Module Passive | 487.2 | 112.2 | 152.5 | 8.3362 | 610 | 1003 | Non Stackable | 8537 2099 | USD | 66115.17 | ESTELLE MAERSK | Germany | Hamburg | Khalifa port | 2025-01-19 | 2025-03-02 | [13 empty] | 2025-08-25 | CASE_LIST |  | 1 | site | AGI | 2025-08-25 | site | 0 | 1 | 1 | 2 | 5.47 | 0 | 5.47 | SIEMENS(SIM) |  | 1 | 1 | 0 | 1 | Flow 1: Port → Site | AGI | SIEMENS
1366 | 477QGP51798226/ PS029 / 45188223 | HVDC-ADOPT-SIM-0042 | AGI | SCT-19LT-PRC-PO-004 | 13OP-03028.P.01.3543 | 1 | Outdoor | Connection Module Passive | 482.2 | 132.2 | 147.5 | 9.4027 | 620 | 1041 | Non Stackable | 8537 2099 | USD | 66115.17 | ESTELLE MAERSK | Germany | Hamburg | Khalifa port | 2025-01-19 | 2025-03-02 | [6 empty] | 2024-07-19 | [7 empty] | CASE_LIST | 1 |  | warehouse | MOSB | 2024-07-19 | warehouse | 1 | 1 | -1 | 0 | 6.37 | 0 | 6.37 | SIEMENS(SIM) |  | 0 | 1 | 1 | 5 | Flow 5: Mixed / Waiting / Incomplete leg | MOSB | SIEMENS
1367 | 477QGP51798226/ PS029 / 45188223 | HVDC-ADOPT-SIM-0042 | AGI | SCT-19LT-PRC-PO-004 | 13OP-03028.P.01.3544 | 1 | Outdoor | Connection Module Passive | 517.2 | 132.2 | 152.5 | 10.427 | 640 | 1092 | Non Stackable | 8537 2099 | USD | 66115.17 | ESTELLE MAERSK | Germany | Hamburg | Khalifa port | 2025-01-19 | 2025-03-02 | [6 empty] | 2025-07-18 | [7 empty] | CASE_LIST | 1 |  | warehouse | MOSB | 2025-07-18 | warehouse | 1 | 1 | -1 | 0 | 6.84 | 0 | 6.84 | SIEMENS(SIM) |  | 0 | 1 | 1 | 5 | Flow 5: Mixed / Waiting / Incomplete leg | MOSB | SIEMENS
1368 | 477QGP51798226/ PS029 / 45188223 | HVDC-ADOPT-SIM-0042 | AGI | SCT-19LT-PRC-PO-004 | 13OP-03028.P.01.3548 | 1 | Outdoor | Connection Module Passive | 233.2 | 132.2 | 150.8 | 4.649 | 470 | 707 | Non Stackable | 8537 2099 | USD | 66115.17 | ESTELLE MAERSK | Germany | Hamburg | Khalifa port | 2025-01-19 | 2025-03-02 | [13 empty] | 2025-09-06 | CASE_LIST |  | 1 | site | AGI | 2025-09-06 | site | 0 | 1 | 1 | 2 | 3.08 | 0 | 3.08 | SIEMENS(SIM) |  | 1 | 1 | 0 | 1 | Flow 1: Port → Site | AGI | SIEMENS
1369 | 477QGP51798226/ PS029 / 45188223 | HVDC-ADOPT-SIM-0042 | AGI | SCT-19LT-PRC-PO-004 | 13OP-03028.P.01.3549 | 1 | Outdoor | Connection Module Passive | 343.2 | 137.2 | 160.8 | 7.5716 | 700 | 1022 | Non Stackable | 8537 2099 | USD | 66115.17 | ESTELLE MAERSK | Germany | Hamburg | Khalifa port | 2025-01-19 | 2025-03-02 | [6 empty] | 2025-07-18 | [7 empty] | CASE_LIST | 1 |  | warehouse | MOSB | 2025-07-18 | warehouse | 1 | 1 | -1 | 0 | 4.71 | 0 | 4.71 | SIEMENS(SIM) |  | 0 | 1 | 1 | 5 | Flow 5: Mixed / Waiting / Incomplete leg | MOSB | SIEMENS
1370 | 477QGP51798226/ PS029 / 45188223 | HVDC-ADOPT-SIM-0042 | AGI | SCT-19LT-PRC-PO-004 | 13OP-03028.P.01.3551 | 1 | Outdoor | Connection Module Passive | 243.2 | 207.2 | 152.8 | 7.6998 | 890 | 1283 | Non Stackable | 8537 2099 | USD | 66115.17 | ESTELLE MAERSK | Germany | Hamburg | Khalifa port | 2025-01-19 | 2025-03-02 | [13 empty] | 2025-09-06 | CASE_LIST |  | 1 | site | AGI | 2025-09-06 | site | 0 | 1 | 1 | 2 | 5.04 | 0 | 5.04 | SIEMENS(SIM) |  | 1 | 1 | 0 | 1 | Flow 1: Port → Site | AGI | SIEMENS
1371 | 477QGP51798226/ PS029 / 45188223 | HVDC-ADOPT-SIM-0042 | AGI | SCT-19LT-PRC-PO-004 | 13OP-03028.P.01.3555 | 1 | Outdoor | Connection Module Passive | 243.2 | 157.2 | 192.5 | 7.3595 | 810 | 1146 | Non Stackable | 8537 2099 | USD | 66115.17 | ESTELLE MAERSK | Germany | Hamburg | Khalifa port | 2025-01-19 | 2025-03-02 | [13 empty] | 2025-09-16 | CASE_LIST |  | 1 | site | AGI | 2025-09-16 | site | 0 | 1 | 1 | 2 | 3.82 | 0 | 3.82 | SIEMENS(SIM) |  | 1 | 1 | 0 | 1 | Flow 1: Port → Site | AGI | SIEMENS
1372 | 477QGP51798226/ PS029 / 45188223 | HVDC-ADOPT-SIM-0042 | AGI | SCT-19LT-PRC-PO-004 | 13OP-03028.P.01.3556 | 1 | Outdoor | Connection Module Passive | 243.2 | 157.2 | 192.5 | 7.3595 | 810 | 1146 | Non Stackable | 8537 2099 | USD | 66115.17 | ESTELLE MAERSK | Germany | Hamburg | Khalifa port | 2025-01-19 | 2025-03-02 | [13 empty] | 2025-09-16 | CASE_LIST |  | 1 | site | AGI | 2025-09-16 | site | 0 | 1 | 1 | 2 | 3.82 | 0 | 3.82 | SIEMENS(SIM) |  | 1 | 1 | 0 | 1 | Flow 1: Port → Site | AGI | SIEMENS
1373 | 477QGP51798226/ PS029 / 45188223 | HVDC-ADOPT-SIM-0042 | AGI | SCT-19LT-PRC-PO-004 | 13OP-03028.P.01.3558 | 1 | Outdoor | Connection Module Passive | 462.2 | 137.2 | 152.8 | 9.6896 | 750 | 1168 | Non Stackable | 8537 2099 | USD | 66115.17 | ESTELLE MAERSK | Germany | Hamburg | Khalifa port | 2025-01-19 | 2025-03-02 | [13 empty] | 2025-08-25 | CASE_LIST |  | 1 | site | AGI | 2025-08-25 | site | 0 | 1 | 1 | 2 | 6.34 | 0 | 6.34 | SIEMENS(SIM) |  | 1 | 1 | 0 | 1 | Flow 1: Port → Site | AGI | SIEMENS
1374 | 477QGP51798226/ PS029 / 45188223 | HVDC-ADOPT-SIM-0042 | AGI | SCT-19LT-PRC-PO-004 | 13OP-03028.P.01.3561 | 1 | Outdoor | Connection Module Passive | 467.2 | 142.2 | 152.5 | 10.1315 | 750 | 1182 | Non Stackable | 8537 2099 | USD | 66115.17 | ESTELLE MAERSK | Germany | Hamburg | Khalifa port | 2025-01-19 | 2025-03-02 | [14 empty] | CASE_LIST |  |  | Pre Arrival | Pre Arrival |  | Pre Arrival | 0 | 0 | 0 | 0 | 6.64 | 0 | 6.64 | SIEMENS(SIM) |  | 0 | 0 | 0 | 0 | Flow 0: Pre Arrival | Pre Arrival | SIEMENS
1375 | 477QGP51798226/ PS029 / 45188223 | HVDC-ADOPT-SIM-0042 | AGI | SCT-19LT-PRC-PO-004 | 13OP-03028.P.01.3562 | 1 | Outdoor | Connection Module Passive | 487.2 | 137.2 | 152.5 | 10.1937 | 620 | 1058 | Non Stackable | 8537 2099 | USD | 66115.17 | ESTELLE MAERSK | Germany | Hamburg | Khalifa port | 2025-01-19 | 2025-03-02 | [6 empty] | 2025-07-18 | [7 empty] | CASE_LIST | 1 |  | warehouse | MOSB | 2025-07-18 | warehouse | 1 | 1 | -1 | 0 | 6.68 | 0 | 6.68 | SIEMENS(SIM) |  | 0 | 1 | 1 | 5 | Flow 5: Mixed / Waiting / Incomplete leg | MOSB | SIEMENS
1376 | 477QGP51798226/ PS029 / 45188223 | HVDC-ADOPT-SIM-0042 | AGI | SCT-19LT-PRC-PO-004 | 13OP-03028.P.01.3563 | 1 | Outdoor | Connection Module Passive | 487.2 | 137.2 | 152.5 | 10.1937 | 610 | 1043 | Non Stackable | 8537 2099 | USD | 66115.17 | ESTELLE MAERSK | Germany | Hamburg | Khalifa port | 2025-01-19 | 2025-03-02 | [6 empty] | 2025-07-18 | [7 empty] | CASE_LIST | 1 |  | warehouse | MOSB | 2025-07-18 | warehouse | 1 | 1 | -1 | 0 | 6.68 | 0 | 6.68 | SIEMENS(SIM) |  | 0 | 1 | 1 | 5 | Flow 5: Mixed / Waiting / Incomplete leg | MOSB | SIEMENS
1377 | 477QGP51798226/ PS029 / 45188223 | HVDC-ADOPT-SIM-0042 | AGI | SCT-19LT-PRC-PO-004 | 13OP-03028.P.01.3502 | 1 | Outdoor | SF6-Air Bushing | 122 | 82 | 250 | 2.501 | 550 | 660 | Non Stackable | 8537 2099 | USD | 66115.17 | ESTELLE MAERSK | Germany | Hamburg | Khalifa port | 2025-01-19 | 2025-03-02 | [6 empty] | 2025-07-19 | [7 empty] | CASE_LIST | 1 |  | warehouse | MOSB | 2025-07-19 | warehouse | 1 | 1 | -1 | 0 | 1 | 0 | 1 | SIEMENS(SIM) |  | 0 | 1 | 1 | 5 | Flow 5: Mixed / Waiting / Incomplete leg | MOSB | SIEMENS
1378 | 477QGP51798226/ PS029 / 45188223 | HVDC-ADOPT-SIM-0042 | AGI | SCT-19LT-PRC-PO-004 | 13OP-03028.P.01.3503 | 1 | Outdoor | SF6-Air Bushing | 122 | 82 | 250 | 2.501 | 550 | 660 | Non Stackable | 8537 2099 | USD | 66115.17 | ESTELLE MAERSK | Germany | Hamburg | Khalifa port | 2025-01-19 | 2025-03-02 | [6 empty] | 2025-07-19 | [7 empty] | CASE_LIST | 1 |  | warehouse | MOSB | 2025-07-19 | warehouse | 1 | 1 | -1 | 0 | 1 | 0 | 1 | SIEMENS(SIM) |  | 0 | 1 | 1 | 5 | Flow 5: Mixed / Waiting / Incomplete leg | MOSB | SIEMENS
1379 | 477QGP51798226/ PS029 / 45188223 | HVDC-ADOPT-SIM-0042 | AGI | SCT-19LT-PRC-PO-004 | 13OP-03028.P.01.3504 | 1 | Outdoor | SF6-Air Bushing | 122 | 82 | 250 | 2.501 | 550 | 660 | Non Stackable | 8537 2099 | USD | 66115.17 | ESTELLE MAERSK | Germany | Hamburg | Khalifa port | 2025-01-19 | 2025-03-02 | [6 empty] | 2025-07-19 | [7 empty] | CASE_LIST | 1 |  | warehouse | MOSB | 2025-07-19 | warehouse | 1 | 1 | -1 | 0 | 1 | 0 | 1 | SIEMENS(SIM) |  | 0 | 1 | 1 | 5 | Flow 5: Mixed / Waiting / Incomplete leg | MOSB | SIEMENS
1294 | 477QGP51795130/ PS025_DG / 45187517 | HVDC-ADOPT-SIM-0041 | AGI | SCT-19LT-PRC-PO-004 | 13OP-03028.P.01.3040 | 1 | Indoor | Haku 5067 | 29 | 22 | 33 | 0.021054 | 4 | 5.3 | Non Stackable | 3814 0090 | USD | 146.28 | Maersk Hamburg | Germany | Hamburg | Khalifa port | 2024-11-25 | 2025-01-03 | [10 empty] | 2025-07-30 |  |  |  | CASE_LIST |  | 1 | site | MIR | 2025-07-30 | site | 0 | 1 | 1 | 2 | 0.06 | 0 | 0.06 | SIEMENS(SIM) |  | 1 | 1 | 0 | 1 | Flow 1: Port → Site | MIR | SIEMENS
1295 | 477QGP51795130/ PS025_DG / 45187517 | HVDC-ADOPT-SIM-0041 | AGI | SCT-19LT-PRC-PO-004 | 13OP-03028.P.01.3041 | 1 | Indoor | Haku 5067 | 29 | 22 | 33 | 0.021054 | 4 | 5.3 | Non Stackable | 3814 0090 | USD | 146.28 | Maersk Hamburg | Germany | Hamburg | Khalifa port | 2024-11-25 | 2025-01-03 | [10 empty] | 2025-08-13 |  |  |  | CASE_LIST |  | 1 | site | MIR | 2025-08-13 | site | 0 | 1 | 1 | 2 | 0.06 | 0 | 0.06 | SIEMENS(SIM) |  | 1 | 1 | 0 | 1 | Flow 1: Port → Site | MIR | SIEMENS
1296 | 477QGP51795130/ PS025_DG / 45187517 | HVDC-ADOPT-SIM-0041 | AGI | SCT-19LT-PRC-PO-004 | 13OP-03028.P.01.3042 | 1 | Indoor | Haku 5067 | 29 | 22 | 33 | 0.021054 | 4 | 5.3 | Non Stackable | 3814 0090 | USD | 146.28 | Maersk Hamburg | Germany | Hamburg | Khalifa port | 2024-11-25 | 2025-01-03 | [10 empty] | 2025-08-13 |  |  |  | CASE_LIST |  | 1 | site | MIR | 2025-08-13 | site | 0 | 1 | 1 | 2 | 0.06 | 0 | 0.06 | SIEMENS(SIM) |  | 1 | 1 | 0 | 1 | Flow 1: Port → Site | MIR | SIEMENS
1297 | 477QGP51795130/ PS025_DG / 45187517 | HVDC-ADOPT-SIM-0041 | AGI | SCT-19LT-PRC-PO-004 | 13OP-03028.P.01.3043 | 1 | Indoor | Haku 5067 | 29 | 22 | 33 | 0.021054 | 4 | 5.3 | Non Stackable | 3814 0090 | USD | 146.28 | Maersk Hamburg | Germany | Hamburg | Khalifa port | 2024-11-25 | 2025-01-03 |  |  |  | 2025-02-07 | [10 empty] | CASE_LIST | 1 |  | warehouse | AAA Storage | 2025-02-07 | warehouse | 1 | 1 | -1 | 0 | 0.06 | 0 | 0.06 | SIEMENS(SIM) |  | 0 | 1 | 1 | 2 | Flow 2: Port → WH → Site | AAA Storage | SIEMENS
1298 | 477QGP51795130/ PS025_DG / 45187517 | HVDC-ADOPT-SIM-0041 | AGI | SCT-19LT-PRC-PO-004 | 13OP-03028.P.01.3044 | 1 | Indoor | Haku 5067 | 29 | 22 | 33 | 0.021054 | 4 | 5.3 | Non Stackable | 3814 0090 | USD | 146.28 | Maersk Hamburg | Germany | Hamburg | Khalifa port | 2024-11-25 | 2025-01-03 |  |  |  | 2025-02-07 | [10 empty] | CASE_LIST | 1 |  | warehouse | AAA Storage | 2025-02-07 | warehouse | 1 | 1 | -1 | 0 | 0.06 | 0 | 0.06 | SIEMENS(SIM) |  | 0 | 1 | 1 | 2 | Flow 2: Port → WH → Site | AAA Storage | SIEMENS
1299 | 477QGP51795130/ PS025_DG / 45187517 | HVDC-ADOPT-SIM-0041 | AGI | SCT-19LT-PRC-PO-004 | 13OP-03028.P.01.3045 | 1 | Indoor | Haku 5067 | 29 | 22 | 33 | 0.021054 | 4 | 5.3 | Non Stackable | 3814 0090 | USD | 146.28 | Maersk Hamburg | Germany | Hamburg | Khalifa port | 2024-11-25 | 2025-01-03 |  |  |  | 2025-02-07 | [10 empty] | CASE_LIST | 1 |  | warehouse | AAA Storage | 2025-02-07 | warehouse | 1 | 1 | -1 | 0 | 0.06 | 0 | 0.06 | SIEMENS(SIM) |  | 0 | 1 | 1 | 2 | Flow 2: Port → WH → Site | AAA Storage | SIEMENS
1300 | 477QGP51795130/ PS025_DG / 45187517 | HVDC-ADOPT-SIM-0041 | AGI | SCT-19LT-PRC-PO-004 | 13OP-03028.P.01.3046 | 1 | Indoor | Haku 5067 | 29 | 22 | 33 | 0.021054 | 4 | 5.3 | Non Stackable | 3814 0090 | USD | 146.28 | Maersk Hamburg | Germany | Hamburg | Khalifa port | 2024-11-25 | 2025-01-03 |  |  |  | 2025-02-07 | [10 empty] | CASE_LIST | 1 |  | warehouse | AAA Storage | 2025-02-07 | warehouse | 1 | 1 | -1 | 0 | 0.06 | 0 | 0.06 | SIEMENS(SIM) |  | 0 | 1 | 1 | 2 | Flow 2: Port → WH → Site | AAA Storage | SIEMENS
1301 | 477QGP51795130/ PS025_DG / 45187517 | HVDC-ADOPT-SIM-0041 | AGI | SCT-19LT-PRC-PO-004 | 13OP-03028.P.01.3047 | 1 | Indoor | Haku 5067 | 29 | 22 | 33 | 0.021054 | 4 | 5.3 | Non Stackable | 3814 0090 | USD | 146.28 | Maersk Hamburg | Germany | Hamburg | Khalifa port | 2024-11-25 | 2025-01-03 |  |  |  | 2025-02-07 | [10 empty] | CASE_LIST | 1 |  | warehouse | AAA Storage | 2025-02-07 | warehouse | 1 | 1 | -1 | 0 | 0.06 | 0 | 0.06 | SIEMENS(SIM) |  | 0 | 1 | 1 | 2 | Flow 2: Port → WH → Site | AAA Storage | SIEMENS
1302 | 477QGP51795130/ PS025_DG / 45187517 | HVDC-ADOPT-SIM-0041 | AGI | SCT-19LT-PRC-PO-004 | 13OP-03028.P.01.3048 | 1 | Indoor | Lack Alexit 5225 | 29 | 22 | 33 | 0.021054 | 3 | 4.6 | Non Stackable | 3208 2090 | USD | 204.66 | Maersk Hamburg | Germany | Hamburg | Khalifa port | 2024-11-25 | 2025-01-03 |  |  |  | 2025-02-07 | [10 empty] | CASE_LIST | 1 |  | warehouse | AAA Storage | 2025-02-07 | warehouse | 1 | 1 | -1 | 0 | 0.06 | 0 | 0.06 | SIEMENS(SIM) |  | 0 | 1 | 1 | 2 | Flow 2: Port → WH → Site | AAA Storage | SIEMENS
1303 | 477QGP51795130/ PS025_DG / 45187517 | HVDC-ADOPT-SIM-0041 | AGI | SCT-19LT-PRC-PO-004 | 13OP-03028.P.01.3049 | 1 | Indoor | Lack Alexit 5225 | 29 | 22 | 33 | 0.021054 | 3 | 4.6 | Non Stackable | 3208 2090 | USD | 204.66 | Maersk Hamburg | Germany | Hamburg | Khalifa port | 2024-11-25 | 2025-01-03 |  |  |  | 2025-02-07 | [10 empty] | CASE_LIST | 1 |  | warehouse | AAA Storage | 2025-02-07 | warehouse | 1 | 1 | -1 | 0 | 0.06 | 0 | 0.06 | SIEMENS(SIM) |  | 0 | 1 | 1 | 2 | Flow 2: Port → WH → Site | AAA Storage | SIEMENS
1304 | 477QGP51795130/ PS025_DG / 45187517 | HVDC-ADOPT-SIM-0041 | AGI | SCT-19LT-PRC-PO-004 | 13OP-03028.P.01.3050 | 1 | Indoor | Lack Alexit 5225 | 29 | 22 | 33 | 0.021054 | 3 | 4.6 | Non Stackable | 3208 2090 | USD | 204.66 | Maersk Hamburg | Germany | Hamburg | Khalifa port | 2024-11-25 | 2025-01-03 |  |  |  | 2025-02-07 | [10 empty] | CASE_LIST | 1 |  | warehouse | AAA Storage | 2025-02-07 | warehouse | 1 | 1 | -1 | 0 | 0.06 | 0 | 0.06 | SIEMENS(SIM) |  | 0 | 1 | 1 | 2 | Flow 2: Port → WH → Site | AAA Storage | SIEMENS
1305 | 477QGP51795130/ PS025_DG / 45187517 | HVDC-ADOPT-SIM-0041 | AGI | SCT-19LT-PRC-PO-004 | 13OP-03028.P.01.3051 | 1 | Indoor | Lack Alexit 5225 | 29 | 22 | 33 | 0.021054 | 3 | 4.6 | Non Stackable | 3208 2090 | USD | 204.66 | Maersk Hamburg | Germany | Hamburg | Khalifa port | 2024-11-25 | 2025-01-03 |  |  |  | 2025-02-07 | [10 empty] | CASE_LIST | 1 |  | warehouse | AAA Storage | 2025-02-07 | warehouse | 1 | 1 | -1 | 0 | 0.06 | 0 | 0.06 | SIEMENS(SIM) |  | 0 | 1 | 1 | 2 | Flow 2: Port → WH → Site | AAA Storage | SIEMENS
1306 | 477QGP51795130/ PS025_DG / 45187517 | HVDC-ADOPT-SIM-0041 | AGI | SCT-19LT-PRC-PO-004 | 13OP-03028.P.01.3052 | 1 | Indoor | Lack Alexit 5225 | 29 | 22 | 33 | 0.021054 | 3 | 4.6 | Non Stackable | 3208 2090 | USD | 204.66 | Maersk Hamburg | Germany | Hamburg | Khalifa port | 2024-11-25 | 2025-01-03 |  |  |  | 2025-02-07 | [10 empty] | CASE_LIST | 1 |  | warehouse | AAA Storage | 2025-02-07 | warehouse | 1 | 1 | -1 | 0 | 0.06 | 0 | 0.06 | SIEMENS(SIM) |  | 0 | 1 | 1 | 2 | Flow 2: Port → WH → Site | AAA Storage | SIEMENS
1307 | 477QGP51795130/ PS025_DG / 45187517 | HVDC-ADOPT-SIM-0041 | AGI | SCT-19LT-PRC-PO-004 | 13OP-03028.P.01.3053 | 1 | Indoor | Hardener 402 | 29 | 22 | 33 | 0.021054 | 2.3 | 3.9 | Non Stackable | 3911 9019 | USD | 100.08 | Maersk Hamburg | Germany | Hamburg | Khalifa port | 2024-11-25 | 2025-01-03 |  |  |  | 2025-02-07 | [10 empty] | CASE_LIST | 1 |  | warehouse | AAA Storage | 2025-02-07 | warehouse | 1 | 1 | -1 | 0 | 0.06 | 0 | 0.06 | SIEMENS(SIM) |  | 0 | 1 | 1 | 2 | Flow 2: Port → WH → Site | AAA Storage | SIEMENS
1308 | 477QGP51795130/ PS025_DG / 45187517 | HVDC-ADOPT-SIM-0041 | AGI | SCT-19LT-PRC-PO-004 | 13OP-03028.P.01.3054 | 1 | Indoor | Hardener 402 | 29 | 22 | 33 | 0.021054 | 2.3 | 3.9 | Non Stackable | 3911 9019 | USD | 100.08 | Maersk Hamburg | Germany | Hamburg | Khalifa port | 2024-11-25 | 2025-01-03 |  |  |  | 2025-02-07 | [10 empty] | CASE_LIST | 1 |  | warehouse | AAA Storage | 2025-02-07 | warehouse | 1 | 1 | -1 | 0 | 0.06 | 0 | 0.06 | SIEMENS(SIM) |  | 0 | 1 | 1 | 2 | Flow 2: Port → WH → Site | AAA Storage | SIEMENS
1309 | 477QGP51795130/ PS025_DG / 45187517 | HVDC-ADOPT-SIM-0041 | AGI | SCT-19LT-PRC-PO-004 | 13OP-03028.P.01.3055 | 1 | Indoor | Hardener 402 | 29 | 22 | 33 | 0.021054 | 2.3 | 3.9 | Non Stackable | 3911 9019 | USD | 100.08 | Maersk Hamburg | Germany | Hamburg | Khalifa port | 2024-11-25 | 2025-01-03 |  |  |  | 2025-02-07 | [10 empty] | CASE_LIST | 1 |  | warehouse | AAA Storage | 2025-02-07 | warehouse | 1 | 1 | -1 | 0 | 0.06 | 0 | 0.06 | SIEMENS(SIM) |  | 0 | 1 | 1 | 2 | Flow 2: Port → WH → Site | AAA Storage | SIEMENS
1310 | 477QGP51795130/ PS025_DG / 45187517 | HVDC-ADOPT-SIM-0041 | AGI | SCT-19LT-PRC-PO-004 | 13OP-03028.P.01.3056 | 1 | Indoor | Zinc Dust 7831 | 29 | 22 | 33 | 0.021054 | 3 | 4.6 | Non Stackable | 3208 9091 | USD | 161.76 | Maersk Hamburg | Germany | Hamburg | Khalifa port | 2024-11-25 | 2025-01-03 |  |  |  | 2025-02-07 | [10 empty] | CASE_LIST | 1 |  | warehouse | AAA Storage | 2025-02-07 | warehouse | 1 | 1 | -1 | 0 | 0.06 | 0 | 0.06 | SIEMENS(SIM) |  | 0 | 1 | 1 | 2 | Flow 2: Port → WH → Site | AAA Storage | SIEMENS
1311 | 477QGP51795130/ PS025_DG / 45187517 | HVDC-ADOPT-SIM-0041 | AGI | SCT-19LT-PRC-PO-004 | 13OP-03028.P.01.3057 | 1 | Indoor | Zinc Dust 7831 | 29 | 22 | 33 | 0.021054 | 3 | 4.6 | Non Stackable | 3208 9091 | USD | 161.76 | Maersk Hamburg | Germany | Hamburg | Khalifa port | 2024-11-25 | 2025-01-03 |  |  |  | 2025-02-07 | [10 empty] | CASE_LIST | 1 |  | warehouse | AAA Storage | 2025-02-07 | warehouse | 1 | 1 | -1 | 0 | 0.06 | 0 | 0.06 | SIEMENS(SIM) |  | 0 | 1 | 1 | 2 | Flow 2: Port → WH → Site | AAA Storage | SIEMENS
1312 | 477QGP51795130/ PS025_DG / 45187517 | HVDC-ADOPT-SIM-0041 | AGI | SCT-19LT-PRC-PO-004 | 13OP-03028.P.01.3058 | 1 | Indoor | Corrosion Proofing WD40 | 29 | 22 | 33 | 0.021054 | 2.4 | 3.6 | Non Stackable | 3403 1910 | USD | 493.92 | Maersk Hamburg | Germany | Hamburg | Khalifa port | 2024-11-25 | 2025-01-03 |  |  |  | 2025-02-07 | [10 empty] | CASE_LIST | 1 |  | warehouse | AAA Storage | 2025-02-07 | warehouse | 1 | 1 | -1 | 0 | 0.06 | 0 | 0.06 | SIEMENS(SIM) |  | 0 | 1 | 1 | 2 | Flow 2: Port → WH → Site | AAA Storage | SIEMENS
1313 | 477QGP51795130/ PS025_DG / 45187517 | HVDC-ADOPT-SIM-0041 | AGI | SCT-19LT-PRC-PO-004 | 13OP-03028.P.01.3059 | 1 | Indoor | Corrosion Proofing WD40 | 29 | 22 | 33 | 0.021054 | 2.4 | 3.6 | Non Stackable | 3403 1910 | USD | 493.92 | Maersk Hamburg | Germany | Hamburg | Khalifa port | 2024-11-25 | 2025-01-03 |  |  |  | 2025-02-07 | [10 empty] | CASE_LIST | 1 |  | warehouse | AAA Storage | 2025-02-07 | warehouse | 1 | 1 | -1 | 0 | 0.06 | 0 | 0.06 | SIEMENS(SIM) |  | 0 | 1 | 1 | 2 | Flow 2: Port → WH → Site | AAA Storage | SIEMENS
1314 | 477QGP51795130/ PS025_DG / 45187517 | HVDC-ADOPT-SIM-0041 | AGI | SCT-19LT-PRC-PO-004 | 13OP-03028.P.01.3060 | 1 | Indoor | Hardener 402 | 29 | 22 | 33 | 0.021054 | 0.4 | 1.6 | Non Stackable | 3911 9019 | USD | 50.04 | Maersk Hamburg | Germany | Hamburg | Khalifa port | 2024-11-25 | 2025-01-03 |  |  |  | 2025-02-07 | [10 empty] | CASE_LIST | 1 |  | warehouse | AAA Storage | 2025-02-07 | warehouse | 1 | 1 | -1 | 0 | 0.06 | 0 | 0.06 | SIEMENS(SIM) |  | 0 | 1 | 1 | 2 | Flow 2: Port → WH → Site | AAA Storage | SIEMENS
1315 | 477QGP51795130/ PS025_DG / 45187517 | HVDC-ADOPT-SIM-0041 | AGI | SCT-19LT-PRC-PO-004 | 13OP-03028.P.01.3061 | 1 | Indoor | Hardener 402 | 29 | 22 | 33 | 0.021054 | 1.8 | 3.2 | Non Stackable | 3911 9019 | USD | 100.08 | Maersk Hamburg | Germany | Hamburg | Khalifa port | 2024-11-25 | 2025-01-03 |  |  |  | 2025-02-07 | [10 empty] | CASE_LIST | 1 |  | warehouse | AAA Storage | 2025-02-07 | warehouse | 1 | 1 | -1 | 0 | 0.06 | 0 | 0.06 | SIEMENS(SIM) |  | 0 | 1 | 1 | 2 | Flow 2: Port → WH → Site | AAA Storage | SIEMENS
1316 | 477QGP51795130/ PS025_DG / 45187517 | HVDC-ADOPT-SIM-0041 | AGI | SCT-19LT-PRC-PO-004 | 13OP-03028.P.01.3062 | 1 | Indoor | Lack Alexit 5225 | 29 | 22 | 33 | 0.021054 | 3 | 4.6 | Non Stackable | 3208 2090 | USD | 272.13 | Maersk Hamburg | Germany | Hamburg | Khalifa port | 2024-11-25 | 2025-01-03 |  |  |  | 2025-02-07 | [10 empty] | CASE_LIST | 1 |  | warehouse | AAA Storage | 2025-02-07 | warehouse | 1 | 1 | -1 | 0 | 0.06 | 0 | 0.06 | SIEMENS(SIM) |  | 0 | 1 | 1 | 2 | Flow 2: Port → WH → Site | AAA Storage | SIEMENS
1317 | 477QGP51795130/ PS025_DG / 45187517 | HVDC-ADOPT-SIM-0041 | AGI | SCT-19LT-PRC-PO-004 | 13OP-03028.P.01.3063 | 1 | Indoor | Lack Alexit 5225 | 29 | 22 | 33 | 0.021054 | 3 | 4.6 | Non Stackable | 3208 2090 | USD | 181.42 | Maersk Hamburg | Germany | Hamburg | Khalifa port | 2024-11-25 | 2025-01-03 |  |  |  | 2025-02-07 | [10 empty] | CASE_LIST | 1 |  | warehouse | AAA Storage | 2025-02-07 | warehouse | 1 | 1 | -1 | 0 | 0.06 | 0 | 0.06 | SIEMENS(SIM) |  | 0 | 1 | 1 | 2 | Flow 2: Port → WH → Site | AAA Storage | SIEMENS
1318 | 477QGP51795130/ PS025_DG / 45187517 | HVDC-ADOPT-SIM-0041 | AGI | SCT-19LT-PRC-PO-004 | 13OP-03028.P.01.3064 | 1 | Indoor | Varnish Alexit Ral 9006 | 29 | 22 | 33 | 0.021054 | 2 | 3.5 | Non Stackable | 3208 2090 | USD | 52.79 | Maersk Hamburg | Germany | Hamburg | Khalifa port | 2024-11-25 | 2025-01-03 |  |  |  | 2025-02-07 | [10 empty] | CASE_LIST | 1 |  | warehouse | AAA Storage | 2025-02-07 | warehouse | 1 | 1 | -1 | 0 | 0.06 | 0 | 0.06 | SIEMENS(SIM) |  | 0 | 1 | 1 | 2 | Flow 2: Port → WH → Site | AAA Storage | SIEMENS
1319 | 477QGP51795130/ PS025_DG / 45187517 | HVDC-ADOPT-SIM-0041 | AGI | SCT-19LT-PRC-PO-004 | 13OP-03028.P.01.3065 | 1 | Indoor | Hardener 402 | 29 | 22 | 33 | 0.021054 | 0.8 | 2.2 | Non Stackable | 3911 9019 | USD | 100.08 | Maersk Hamburg | Germany | Hamburg | Khalifa port | 2024-11-25 | 2025-01-03 |  |  |  | 2025-02-07 | [10 empty] | CASE_LIST | 1 |  | warehouse | AAA Storage | 2025-02-07 | warehouse | 1 | 1 | -1 | 0 | 0.06 | 0 | 0.06 | SIEMENS(SIM) |  | 0 | 1 | 1 | 2 | Flow 2: Port → WH → Site | AAA Storage | SIEMENS
1320 | 477QGP51795130/ PS025_DG / 45187517 | HVDC-ADOPT-SIM-0041 | AGI | SCT-19LT-PRC-PO-004 | 13OP-03028.P.01.3066 | 1 | Indoor | Tectyl 506 | 29 | 22 | 33 | 0.021054 | 0.7 | 2 | Non Stackable | 3824 9996 | USD | 8.8 | Maersk Hamburg | Germany | Hamburg | Khalifa port | 2024-11-25 | 2025-01-03 |  |  |  | 2025-02-07 | [10 empty] | CASE_LIST | 1 |  | warehouse | AAA Storage | 2025-02-07 | warehouse | 1 | 1 | -1 | 0 | 0.06 | 0 | 0.06 | SIEMENS(SIM) |  | 0 | 1 | 1 | 2 | Flow 2: Port → WH → Site | AAA Storage | SIEMENS
1321 | 477QGP51795130/ PS025_DG / 45187517 | HVDC-ADOPT-SIM-0041 | AGI | SCT-19LT-PRC-PO-004 | 13OP-03028.P.01.3067 | 1 | Indoor | Celerol primer 918 | 29 | 22 | 33 | 0.021054 | 5.5 | 7.7 | Non Stackable | 3208 2090 | USD | 284.57 | Maersk Hamburg | Germany | Hamburg | Khalifa port | 2024-11-25 | 2025-01-03 |  |  |  | 2025-02-07 | [10 empty] | CASE_LIST | 1 |  | warehouse | AAA Storage | 2025-02-07 | warehouse | 1 | 1 | -1 | 0 | 0.06 | 0 | 0.06 | SIEMENS(SIM) |  | 0 | 1 | 1 | 2 | Flow 2: Port → WH → Site | AAA Storage | SIEMENS
1322 | 477QGP51795130/ PS025_DG / 45187517 | HVDC-ADOPT-SIM-0041 | AGI | SCT-19LT-PRC-PO-004 | 13OP-03028.P.01.3148 | 1 | Indoor | Haku 1025 / 920 | 68 | 48 | 67 | 0.21869 | 53 | 82 | Non Stackable | 2710 1221 | USD | 1535.68 | Maersk Hamburg | Germany | Hamburg | Khalifa port | 2024-11-25 | 2025-01-03 |  |  |  | 2025-02-07 | [10 empty] | CASE_LIST | 1 |  | warehouse | AAA Storage | 2025-02-07 | warehouse | 1 | 1 | -1 | 0 | 0.33 | 0 | 0.33 | SIEMENS(SIM) |  | 0 | 1 | 1 | 2 | Flow 2: Port → WH → Site | AAA Storage | SIEMENS
1323 | 477QGP51795130/ PS025_DG / 45187517 | HVDC-ADOPT-SIM-0041 | AGI | SCT-19LT-PRC-PO-004 | 13OP-03028.P.01.3000 | 1 | Indoor | SF6-Gas 600L | 263.2 | 179.2 | 128.8 | 6.0749 | 2120 | 2479 | Non Stackable | 2812 9000 | USD | 66010.94 | Maersk Hamburg | Germany | Hamburg | Khalifa port | 2024-11-25 | 2025-01-03 |  |  |  | 2025-02-07 | [10 empty] | CASE_LIST | 1 |  | warehouse | AAA Storage | 2025-02-07 | warehouse | 1 | 1 | -1 | 0 | 4.72 | 0 | 4.72 | SIEMENS(SIM) |  | 0 | 1 | 1 | 2 | Flow 2: Port → WH → Site | AAA Storage | SIEMENS
1324 | 477QGP51795130/ PS025_DG / 45187517 | HVDC-ADOPT-SIM-0041 | AGI | SCT-19LT-PRC-PO-004 | 13OP-03028.P.01.3001 | 1 | Indoor | SF6-Gas 600L | 263.2 | 179.2 | 128.8 | 6.0749 | 2119 | 2479 | Non Stackable | 2812 9000 | USD | 66010.94 | Maersk Hamburg | Germany | Hamburg | Khalifa port | 2024-11-25 | 2025-01-03 |  |  |  | 2025-02-07 | [10 empty] | CASE_LIST | 1 |  | warehouse | AAA Storage | 2025-02-07 | warehouse | 1 | 1 | -1 | 0 | 4.72 | 0 | 4.72 | SIEMENS(SIM) |  | 0 | 1 | 1 | 2 | Flow 2: Port → WH → Site | AAA Storage | SIEMENS
1325 | 477QGP51795130/ PS025_DG / 45187517 | HVDC-ADOPT-SIM-0041 | AGI | SCT-19LT-PRC-PO-004 | 13OP-03028.P.01.3002 | 1 | Indoor | SF6-Gas 600L | 263.2 | 179.2 | 128.8 | 6.0749 | 2119 | 2479 | Non Stackable | 2812 9000 | USD | 66010.94 | Maersk Hamburg | Germany | Hamburg | Khalifa port | 2024-11-25 | 2025-01-03 |  |  |  | 2025-02-07 | [10 empty] | CASE_LIST | 1 |  | warehouse | AAA Storage | 2025-02-07 | warehouse | 1 | 1 | -1 | 0 | 4.72 | 0 | 4.72 | SIEMENS(SIM) |  | 0 | 1 | 1 | 2 | Flow 2: Port → WH → Site | AAA Storage | SIEMENS
1326 | 477QGP51795130/ PS025_DG / 45187517 | HVDC-ADOPT-SIM-0041 | AGI | SCT-19LT-PRC-PO-004 | 13OP-03028.P.01.3003 | 1 | Indoor | SF6-Gas 600L | 263.2 | 179.2 | 128.8 | 6.0749 | 2125 | 2479 | Non Stackable | 2812 9000 | USD | 66010.94 | Maersk Hamburg | Germany | Hamburg | Khalifa port | 2024-11-25 | 2025-01-03 |  |  |  | 2025-02-07 | [10 empty] | CASE_LIST | 1 |  | warehouse | AAA Storage | 2025-02-07 | warehouse | 1 | 1 | -1 | 0 | 4.72 | 0 | 4.72 | SIEMENS(SIM) |  | 0 | 1 | 1 | 2 | Flow 2: Port → WH → Site | AAA Storage | SIEMENS
1286 | 477QGP51800251/ PS040_DG / 45188962 | HVDC-ADOPT-SIM-0040 | MIR | SCT-19LT-PRC-PO-004 | 13OP-03028.P.05.110 | 1 | Indoor | Varnish Alexit Ral 9006 | 29 | 22 | 33 | 0.021054 | 3.4 | 5.1 | Non Stackable | 32082090 | USD | 41.91 | ALETTE MAERSK | Germany | Hamburg | Khalifa port | 2025-03-03 | 2025-04-06 | [10 empty] | 2025-04-24 |  |  |  | CASE_LIST |  | 1 | site | MIR | 2025-04-24 | site | 0 | 1 | 1 | 2 | 0.06 | 0 | 0.06 | SIEMENS(SIM) |  | 1 | 1 | 0 | 1 | Flow 1: Port → Site | MIR | SIEMENS
1287 | 477QGP51800251/ PS040_DG / 45188962 | HVDC-ADOPT-SIM-0040 | MIR | SCT-19LT-PRC-PO-004 | 13OP-03028.P.05.111 | 1 | Indoor | Varnish Alexit 5225 | 29 | 22 | 33 | 0.021054 | 3.4 | 5.1 | Non Stackable | 32082090 | USD | 63.4 | ALETTE MAERSK | Germany | Hamburg | Khalifa port | 2025-03-03 | 2025-04-06 | [10 empty] | 2025-04-24 |  |  |  | CASE_LIST |  | 1 | site | MIR | 2025-04-24 | site | 0 | 1 | 1 | 2 | 0.06 | 0 | 0.06 | SIEMENS(SIM) |  | 1 | 1 | 0 | 1 | Flow 1: Port → Site | MIR | SIEMENS
1288 | 477QGP51800251/ PS040_DG / 45188962 | HVDC-ADOPT-SIM-0040 | MIR | SCT-19LT-PRC-PO-004 | 13OP-03028.P.05.112 | 1 | Indoor | Varnish Alexit 5225 | 29 | 22 | 33 | 0.021054 | 1.9 | 3.5 | Non Stackable | 32082090 | USD | 31.11 | ALETTE MAERSK | Germany | Hamburg | Khalifa port | 2025-03-03 | 2025-04-06 | [10 empty] | 2025-04-24 |  |  |  | CASE_LIST |  | 1 | site | MIR | 2025-04-24 | site | 0 | 1 | 1 | 2 | 0.06 | 0 | 0.06 | SIEMENS(SIM) |  | 1 | 1 | 0 | 1 | Flow 1: Port → Site | MIR | SIEMENS
1289 | 477QGP51800251/ PS040_DG / 45188962 | HVDC-ADOPT-SIM-0040 | MIR | SCT-19LT-PRC-PO-004 | 13OP-03028.P.05.113 | 1 | Indoor | Lack Alexit 5225 | 29 | 22 | 33 | 0.021054 | 3.4 | 5.1 | Non Stackable | 32082090 | USD | 144.02 | ALETTE MAERSK | Germany | Hamburg | Khalifa port | 2025-03-03 | 2025-04-06 | [10 empty] | 2025-04-24 |  |  |  | CASE_LIST |  | 1 | site | MIR | 2025-04-24 | site | 0 | 1 | 1 | 2 | 0.06 | 0 | 0.06 | SIEMENS(SIM) |  | 1 | 1 | 0 | 1 | Flow 1: Port → Site | MIR | SIEMENS
1290 | 477QGP51800251/ PS040_DG / 45188962 | HVDC-ADOPT-SIM-0040 | MIR | SCT-19LT-PRC-PO-004 | 13OP-03028.P.05.114 | 1 | Indoor | Zinc Dust 7831 | 29 | 22 | 33 | 0.021054 | 3 | 4.5 | Non Stackable | 32089091 | USD | 128.43 | ALETTE MAERSK | Germany | Hamburg | Khalifa port | 2025-03-03 | 2025-04-06 | [10 empty] | 2025-04-24 |  |  |  | CASE_LIST |  | 1 | site | MIR | 2025-04-24 | site | 0 | 1 | 1 | 2 | 0.06 | 0 | 0.06 | SIEMENS(SIM) |  | 1 | 1 | 0 | 1 | Flow 1: Port → Site | MIR | SIEMENS
1291 | 477QGP51800251/ PS040_DG / 45188962 | HVDC-ADOPT-SIM-0040 | MIR | SCT-19LT-PRC-PO-004 | 13OP-03028.P.05.115 | 1 | Indoor | Tectyl 506 | 29 | 22 | 33 | 0.021054 | 2.6 | 3.9 | Non Stackable | 3824 9996 | USD | 6.99 | ALETTE MAERSK | Germany | Hamburg | Khalifa port | 2025-03-03 | 2025-04-06 | [10 empty] | 2025-04-24 |  |  |  | CASE_LIST |  | 1 | site | MIR | 2025-04-24 | site | 0 | 1 | 1 | 2 | 0.06 | 0 | 0.06 | SIEMENS(SIM) |  | 1 | 1 | 0 | 1 | Flow 1: Port → Site | MIR | SIEMENS
1292 | 477QGP51800251/ PS040_DG / 45188962 | HVDC-ADOPT-SIM-0040 | MIR | SCT-19LT-PRC-PO-004 | 13OP-03028.P.05.134 | 1 | Indoor | Forming Gas | 198 | 63 | 56 | 0.69854 | 10 | 172 | Non Stackable | 3824 9996 | USD | 6.51 | ALETTE MAERSK | Germany | Hamburg | Khalifa port | 2025-03-03 | 2025-04-06 | [10 empty] | 2025-04-24 |  |  |  | CASE_LIST |  | 1 | site | MIR | 2025-04-24 | site | 0 | 1 | 1 | 2 | 1.25 | 0 | 1.25 | SIEMENS(SIM) |  | 1 | 1 | 0 | 1 | Flow 1: Port → Site | MIR | SIEMENS
1293 | 477QGP51800251/ PS040_DG / 45188962 | HVDC-ADOPT-SIM-0040 | MIR | SCT-19LT-PRC-PO-004 | 13OP-03028.P.05.116 | 1 | Indoor | Haku 1025/920 | 47 | 37 | 27 | 0.046953 | 6.9 | 11.9 | Non Stackable | 27101221 | USD | 76.2 | ALETTE MAERSK | Germany | Hamburg | Khalifa port | 2025-03-03 | 2025-04-06 | [10 empty] | 2025-04-24 |  |  |  | CASE_LIST |  | 1 | site | MIR | 2025-04-24 | site | 0 | 1 | 1 | 2 | 0.17 | 0 | 0.17 | SIEMENS(SIM) |  | 1 | 1 | 0 | 1 | Flow 1: Port → Site | MIR | SIEMENS
1268 | 477QGP51793613/ PS019 / 45186906 | HVDC-ADOPT-SIM-0039 | SHU | SCT-19LT-PRC-PO-005 | 13OP-03028.P.02.1000 | 1 | Outdoor | Preassembled Accessories | 115 | 85 | 51 | 0.49852 | 85 | 132 | Non Stackable | 8538 9099 | USD | 37586.07 | EVELYN MAERSK | Germany | Hamburg | Khalifa port | 2024-11-01 | 2024-12-05 | [11 empty] | 2024-12-17 |  |  | CASE_LIST |  | 1 | site | SHU | 2024-12-17 | site | 0 | 1 | 1 | 2 | 0.98 | 0 | 0.98 | SIEMENS(SIM) |  | 1 | 1 | 0 | 1 | Flow 1: Port → Site | SHU | SIEMENS
1269 | 477QGP51793613/ PS019 / 45186906 | HVDC-ADOPT-SIM-0039 | SHU | SCT-19LT-PRC-PO-005 | 13OP-03028.P.02.1001 | 1 | Outdoor | Preassembled Accessories | 83 | 83 | 51 | 0.35134 | 83 | 133 | Non Stackable | 8538 9099 | USD | 37586.07 | EVELYN MAERSK | Germany | Hamburg | Khalifa port | 2024-11-01 | 2024-12-05 | [11 empty] | 2024-12-17 |  |  | CASE_LIST |  | 1 | site | SHU | 2024-12-17 | site | 0 | 1 | 1 | 2 | 0.69 | 0 | 0.69 | SIEMENS(SIM) |  | 1 | 1 | 0 | 1 | Flow 1: Port → Site | SHU | SIEMENS
1270 | 477QGP51793613/ PS019 / 45186906 | HVDC-ADOPT-SIM-0039 | SHU | SCT-19LT-PRC-PO-005 | 13OP-03028.P.02.1022 | 1 | Outdoor | Preassembled Accessories | 115 | 85 | 91 | 0.88953 | 180 | 231 | Non Stackable | 8538 9099 | USD | 37586.07 | EVELYN MAERSK | Germany | Hamburg | Khalifa port | 2024-11-01 | 2024-12-05 | [11 empty] | 2024-12-17 |  |  | CASE_LIST |  | 1 | site | SHU | 2024-12-17 | site | 0 | 1 | 1 | 2 | 0.98 | 0 | 0.98 | SIEMENS(SIM) |  | 1 | 1 | 0 | 1 | Flow 1: Port → Site | SHU | SIEMENS
1271 | 477QGP51793613/ PS019 / 45186906 | HVDC-ADOPT-SIM-0039 | SHU | SCT-19LT-PRC-PO-005 | 13OP-03028.P.02.1008 | 1 | Outdoor | Connection Module Passive | 263.2 | 187.2 | 142.8 | 7.0359 | 620 | 982 | Non Stackable | 8538 9099 | USD | 37586.07 | EVELYN MAERSK | Germany | Hamburg | Khalifa port | 2024-11-01 | 2024-12-05 | [11 empty] | 2024-12-17 |  |  | CASE_LIST |  | 1 | site | SHU | 2024-12-17 | site | 0 | 1 | 1 | 2 | 4.93 | 0 | 4.93 | SIEMENS(SIM) |  | 1 | 1 | 0 | 1 | Flow 1: Port → Site | SHU | SIEMENS
1272 | 477QGP51793613/ PS019 / 45186906 | HVDC-ADOPT-SIM-0039 | SHU | SCT-19LT-PRC-PO-005 | 13OP-03028.P.02.1009 | 1 | Outdoor | Connection Module Passive | 247.2 | 107.2 | 134 | 3.551 | 310 | 517 | Non Stackable | 8538 9099 | USD | 37586.07 | EVELYN MAERSK | Germany | Hamburg | Khalifa port | 2024-11-01 | 2024-12-05 | [11 empty] | 2024-12-17 |  |  | CASE_LIST |  | 1 | site | SHU | 2024-12-17 | site | 0 | 1 | 1 | 2 | 2.65 | 0 | 2.65 | SIEMENS(SIM) |  | 1 | 1 | 0 | 1 | Flow 1: Port → Site | SHU | SIEMENS
1273 | 477QGP51793613/ PS019 / 45186906 | HVDC-ADOPT-SIM-0039 | SHU | SCT-19LT-PRC-PO-005 | 13OP-03028.P.02.1010 | 1 | Outdoor | Connection Module Passive | 208.2 | 167.2 | 152.8 | 5.3191 | 640 | 930 | Non Stackable | 8538 9099 | USD | 37586.07 | EVELYN MAERSK | Germany | Hamburg | Khalifa port | 2024-11-01 | 2024-12-05 | [11 empty] | 2024-12-17 |  |  | CASE_LIST |  | 1 | site | SHU | 2024-12-17 | site | 0 | 1 | 1 | 2 | 3.48 | 0 | 3.48 | SIEMENS(SIM) |  | 1 | 1 | 0 | 1 | Flow 1: Port → Site | SHU | SIEMENS
1274 | 477QGP51793613/ PS019 / 45186906 | HVDC-ADOPT-SIM-0039 | SHU | SCT-19LT-PRC-PO-005 | 13OP-03028.P.02.1011 | 1 | Outdoor | Connection Module Passive | 342.2 | 157.2 | 134.8 | 7.2514 | 825 | 1232 | Non Stackable | 8538 9099 | USD | 37586.07 | EVELYN MAERSK | Germany | Hamburg | Khalifa port | 2024-11-01 | 2024-12-05 | [11 empty] | 2024-12-17 |  |  | CASE_LIST |  | 1 | site | SHU | 2024-12-17 | site | 0 | 1 | 1 | 2 | 5.38 | 0 | 5.38 | SIEMENS(SIM) |  | 1 | 1 | 0 | 1 | Flow 1: Port → Site | SHU | SIEMENS
1275 | 477QGP51793613/ PS019 / 45186906 | HVDC-ADOPT-SIM-0039 | SHU | SCT-19LT-PRC-PO-005 | 13OP-03028.P.02.1012 | 1 | Outdoor | Connection Module Passive | 252.2 | 107.2 | 134 | 3.6228 | 310 | 514 | Non Stackable | 8538 9099 | USD | 37586.07 | EVELYN MAERSK | Germany | Hamburg | Khalifa port | 2024-11-01 | 2024-12-05 | [11 empty] | 2024-12-17 |  |  | CASE_LIST |  | 1 | site | SHU | 2024-12-17 | site | 0 | 1 | 1 | 2 | 2.7 | 0 | 2.7 | SIEMENS(SIM) |  | 1 | 1 | 0 | 1 | Flow 1: Port → Site | SHU | SIEMENS
1276 | 477QGP51793613/ PS019 / 45186906 | HVDC-ADOPT-SIM-0039 | SHU | SCT-19LT-PRC-PO-005 | 13OP-03028.P.02.1013 | 1 | Outdoor | Connection Module Passive | 268.2 | 192.2 | 142.8 | 7.3611 | 620 | 999 | Non Stackable | 8538 9099 | USD | 37586.07 | EVELYN MAERSK | Germany | Hamburg | Khalifa port | 2024-11-01 | 2024-12-05 | [11 empty] | 2024-12-17 |  |  | CASE_LIST |  | 1 | site | SHU | 2024-12-17 | site | 0 | 1 | 1 | 2 | 5.15 | 0 | 5.15 | SIEMENS(SIM) |  | 1 | 1 | 0 | 1 | Flow 1: Port → Site | SHU | SIEMENS
1277 | 477QGP51793613/ PS019 / 45186906 | HVDC-ADOPT-SIM-0039 | SHU | SCT-19LT-PRC-PO-005 | 13OP-03028.P.02.1014 | 1 | Outdoor | Connection Module Passive | 258.2 | 132.2 | 190.8 | 6.5128 | 560 | 848 | Non Stackable | 8538 9099 | USD | 37586.07 | EVELYN MAERSK | Germany | Hamburg | Khalifa port | 2024-11-01 | 2024-12-05 | [11 empty] | 2024-12-17 |  |  | CASE_LIST |  | 1 | site | SHU | 2024-12-17 | site | 0 | 1 | 1 | 2 | 3.41 | 0 | 3.41 | SIEMENS(SIM) |  | 1 | 1 | 0 | 1 | Flow 1: Port → Site | SHU | SIEMENS
1278 | 477QGP51793613/ PS019 / 45186906 | HVDC-ADOPT-SIM-0039 | SHU | SCT-19LT-PRC-PO-005 | 13OP-03028.P.02.1015 | 1 | Outdoor | Connection Module Passive | 167.2 | 107.2 | 144 | 2.581 | 315 | 473 | Non Stackable | 8538 9099 | USD | 37586.07 | EVELYN MAERSK | Germany | Hamburg | Khalifa port | 2024-11-01 | 2024-12-05 | [11 empty] | 2024-12-17 |  |  | CASE_LIST |  | 1 | site | SHU | 2024-12-17 | site | 0 | 1 | 1 | 2 | 1.79 | 0 | 1.79 | SIEMENS(SIM) |  | 1 | 1 | 0 | 1 | Flow 1: Port → Site | SHU | SIEMENS
1279 | 477QGP51793613/ PS019 / 45186906 | HVDC-ADOPT-SIM-0039 | SHU | SCT-19LT-PRC-PO-005 | 13OP-03028.P.02.1016 | 1 | Outdoor | Connection Module Passive | 323.2 | 117.2 | 130.8 | 4.9546 | 395 | 644 | Non Stackable | 8538 9099 | USD | 37586.07 | EVELYN MAERSK | Germany | Hamburg | Khalifa port | 2024-11-01 | 2024-12-05 | [11 empty] | 2024-12-17 |  |  | CASE_LIST |  | 1 | site | SHU | 2024-12-17 | site | 0 | 1 | 1 | 2 | 3.79 | 0 | 3.79 | SIEMENS(SIM) |  | 1 | 1 | 0 | 1 | Flow 1: Port → Site | SHU | SIEMENS
1280 | 477QGP51793613/ PS019 / 45186906 | HVDC-ADOPT-SIM-0039 | SHU | SCT-19LT-PRC-PO-005 | 13OP-03028.P.02.1020 | 1 | Outdoor | Connection Module Passive | 502.2 | 232.2 | 131.8 | 15.3693 | 830 | 1589 | Non Stackable | 8538 9099 | USD | 37586.07 | EVELYN MAERSK | Germany | Hamburg | Khalifa port | 2024-11-01 | 2024-12-05 | [11 empty] | 2024-12-17 |  |  | CASE_LIST |  | 1 | site | SHU | 2024-12-17 | site | 0 | 1 | 1 | 2 | 11.66 | 0 | 11.66 | SIEMENS(SIM) |  | 1 | 1 | 0 | 1 | Flow 1: Port → Site | SHU | SIEMENS
1281 | 477QGP51793613/ PS019 / 45186906 | HVDC-ADOPT-SIM-0039 | SHU | SCT-19LT-PRC-PO-005 | 13OP-03028.P.02.1021 | 1 | Outdoor | Connection Module Passive | 427.2 | 237.2 | 131.8 | 13.3555 | 740 | 1453 | Non Stackable | 8538 9099 | USD | 37586.07 | EVELYN MAERSK | Germany | Hamburg | Khalifa port | 2024-11-01 | 2024-12-05 | [11 empty] | 2024-12-17 |  |  | CASE_LIST |  | 1 | site | SHU | 2024-12-17 | site | 0 | 1 | 1 | 2 | 10.13 | 0 | 10.13 | SIEMENS(SIM) |  | 1 | 1 | 0 | 1 | Flow 1: Port → Site | SHU | SIEMENS
1282 | 477QGP51793613/ PS019 / 45186906 | HVDC-ADOPT-SIM-0039 | SHU | SCT-19LT-PRC-PO-005 | 13OP-03028.P.02.1017 | 1 | Outdoor | Pipe Long Outdoor | 767.2 | 247.2 | 131.8 | 24.9961 | 1260 | 2478 | Non Stackable | 8538 9099 | USD | 37586.07 | EVELYN MAERSK | Germany | Hamburg | Khalifa port | 2024-11-01 | 2024-12-05 | [11 empty] | 2024-12-17 |  |  | CASE_LIST |  | 1 | site | SHU | 2024-12-17 | site | 0 | 1 | 1 | 2 | 18.97 | 0 | 18.97 | SIEMENS(SIM) |  | 1 | 1 | 0 | 1 | Flow 1: Port → Site | SHU | SIEMENS
1283 | 477QGP51793613/ PS019 / 45186906 | HVDC-ADOPT-SIM-0039 | SHU | SCT-19LT-PRC-PO-005 | 13OP-03028.P.02.1018 | 1 | Outdoor | Connection Module Passive | 732.2 | 247.2 | 166.8 | 30.1908 | 1700 | 2939 | Non Stackable | 8538 9099 | USD | 37586.07 | EVELYN MAERSK | Germany | Hamburg | Khalifa port | 2024-11-01 | 2024-12-05 | [11 empty] | 2024-12-17 |  |  | CASE_LIST |  | 1 | site | SHU | 2024-12-17 | site | 0 | 1 | 1 | 2 | 18.1 | 0 | 18.1 | SIEMENS(SIM) |  | 1 | 1 | 0 | 1 | Flow 1: Port → Site | SHU | SIEMENS
1284 | 477QGP51793613/ PS019 / 45186906 | HVDC-ADOPT-SIM-0039 | SHU | SCT-19LT-PRC-PO-005 | 13OP-03028.P.02.1019 | 1 | Outdoor | Connection Module Passive | 817.2 | 229.2 | 166.8 | 31.242 | 1900 | 3152 | Non Stackable | 8538 9099 | USD | 37586.07 | EVELYN MAERSK | Germany | Hamburg | Khalifa port | 2024-11-01 | 2024-12-05 | [11 empty] | 2024-12-17 |  |  | CASE_LIST |  | 1 | site | SHU | 2024-12-17 | site | 0 | 1 | 1 | 2 | 18.73 | 0 | 18.73 | SIEMENS(SIM) |  | 1 | 1 | 0 | 1 | Flow 1: Port → Site | SHU | SIEMENS
1285 | 477QGP51793613/ PS019 / 45186906 | HVDC-ADOPT-SIM-0039 | SHU | SCT-19LT-PRC-PO-005 | 13OP-03028.P.02.1023 | 1 | Outdoor | Pendulum Support for the lower | 85 | 35 | 40 | 0.119 | 49 | 64 | Non Stackable | 8538 9099 | USD | 37586.07 | EVELYN MAERSK | Germany | Hamburg | Khalifa port | 2024-11-01 | 2024-12-05 | [11 empty] | 2024-12-17 |  |  | CASE_LIST |  | 1 | site | SHU | 2024-12-17 | site | 0 | 1 | 1 | 2 | 0.3 | 0 | 0.3 | SIEMENS(SIM) |  | 1 | 1 | 0 | 1 | Flow 1: Port → Site | SHU | SIEMENS
1250 | 477QGP51793619/ PS020_DG / 45186913 | HVDC-ADOPT-SIM-0038 | MIR | SCT-19LT-PRC-PO-004 | 13OP-03028.P.01.2531 | 1 | Indoor | Varnish_Alexit 5225-R | 29 | 22 | 33 | 0.021054 | 3.4 | 5.2 | Non Stackable | 3208 2090 | USD | 96.78 | Anne Maersk | Germany | Hamburg | Khalifa port | 2024-11-06 | 2024-12-09 | [10 empty] | 2025-01-10 |  |  |  | CASE_LIST |  | 1 | site | MIR | 2025-01-10 | site | 0 | 1 | 1 | 2 | 0.06 | 0 | 0.06 | SIEMENS(SIM) |  | 1 | 1 | 0 | 1 | Flow 1: Port → Site | MIR | SIEMENS
1251 | 477QGP51793619/ PS020_DG / 45186913 | HVDC-ADOPT-SIM-0038 | MIR | SCT-19LT-PRC-PO-004 | 13OP-03028.P.01.2532 | 1 | Indoor | Varnish_Alexit 5225-R | 29 | 22 | 33 | 0.021054 | 3.4 | 5.2 | Non Stackable | 3208 2090 | USD | 96.78 | Anne Maersk | Germany | Hamburg | Khalifa port | 2024-11-06 | 2024-12-09 | [10 empty] | 2025-01-10 |  |  |  | CASE_LIST |  | 1 | site | MIR | 2025-01-10 | site | 0 | 1 | 1 | 2 | 0.06 | 0 | 0.06 | SIEMENS(SIM) |  | 1 | 1 | 0 | 1 | Flow 1: Port → Site | MIR | SIEMENS
1252 | 477QGP51793619/ PS020_DG / 45186913 | HVDC-ADOPT-SIM-0038 | MIR | SCT-19LT-PRC-PO-004 | 13OP-03028.P.01.2533 | 1 | Indoor | Varnish_Alexit 5225-R | 29 | 22 | 33 | 0.021054 | 3.4 | 5.2 | Non Stackable | 3208 2090 | USD | 96.78 | Anne Maersk | Germany | Hamburg | Khalifa port | 2024-11-06 | 2024-12-09 | [10 empty] | 2025-01-10 |  |  |  | CASE_LIST |  | 1 | site | MIR | 2025-01-10 | site | 0 | 1 | 1 | 2 | 0.06 | 0 | 0.06 | SIEMENS(SIM) |  | 1 | 1 | 0 | 1 | Flow 1: Port → Site | MIR | SIEMENS
1253 | 477QGP51793619/ PS020_DG / 45186913 | HVDC-ADOPT-SIM-0038 | MIR | SCT-19LT-PRC-PO-004 | 13OP-03028.P.01.2534 | 1 | Indoor | Varnish_Alexit 9006 | 29 | 22 | 33 | 0.021054 | 1.7 | 3.2 | Non Stackable | 3208 2090 | USD | 63.97 | Anne Maersk | Germany | Hamburg | Khalifa port | 2024-11-06 | 2024-12-09 | [10 empty] | 2025-01-10 |  |  |  | CASE_LIST |  | 1 | site | MIR | 2025-01-10 | site | 0 | 1 | 1 | 2 | 0.06 | 0 | 0.06 | SIEMENS(SIM) |  | 1 | 1 | 0 | 1 | Flow 1: Port → Site | MIR | SIEMENS
1254 | 477QGP51793619/ PS020_DG / 45186913 | HVDC-ADOPT-SIM-0038 | MIR | SCT-19LT-PRC-PO-004 | 13OP-03028.P.01.2535 | 1 | Indoor | Haku 5067 | 29 | 22 | 33 | 0.021054 | 4 | 5.3 | Non Stackable | 3814 0090 | USD | 177.28 | Anne Maersk | Germany | Hamburg | Khalifa port | 2024-11-06 | 2024-12-09 | [10 empty] | 2025-01-10 |  |  |  | CASE_LIST |  | 1 | site | MIR | 2025-01-10 | site | 0 | 1 | 1 | 2 | 0.06 | 0 | 0.06 | SIEMENS(SIM) |  | 1 | 1 | 0 | 1 | Flow 1: Port → Site | MIR | SIEMENS
1255 | 477QGP51793619/ PS020_DG / 45186913 | HVDC-ADOPT-SIM-0038 | MIR | SCT-19LT-PRC-PO-004 | 13OP-03028.P.01.2536 | 1 | Indoor | Zinc Dust 7831 | 29 | 22 | 33 | 0.021054 | 2 | 3.6 | Non Stackable | 3208 9091 | USD | 130.68 | Anne Maersk | Germany | Hamburg | Khalifa port | 2024-11-06 | 2024-12-09 | [10 empty] | 2025-01-10 |  |  |  | CASE_LIST |  | 1 | site | MIR | 2025-01-10 | site | 0 | 1 | 1 | 2 | 0.06 | 0 | 0.06 | SIEMENS(SIM) |  | 1 | 1 | 0 | 1 | Flow 1: Port → Site | MIR | SIEMENS
1256 | 477QGP51793619/ PS020_DG / 45186913 | HVDC-ADOPT-SIM-0038 | MIR | SCT-19LT-PRC-PO-004 | 13OP-03028.P.01.2537 | 1 | Indoor | Varnish_Alexit 461-12 | 29 | 22 | 33 | 0.021054 | 2.2 | 3.8 | Non Stackable | 3208 2090 | USD | 47.49 | Anne Maersk | Germany | Hamburg | Khalifa port | 2024-11-06 | 2024-12-09 | [10 empty] | 2025-01-10 |  |  |  | CASE_LIST |  | 1 | site | MIR | 2025-01-10 | site | 0 | 1 | 1 | 2 | 0.06 | 0 | 0.06 | SIEMENS(SIM) |  | 1 | 1 | 0 | 1 | Flow 1: Port → Site | MIR | SIEMENS
1257 | 477QGP51793619/ PS020_DG / 45186913 | HVDC-ADOPT-SIM-0038 | MIR | SCT-19LT-PRC-PO-004 | 13OP-03028.P.01.2538 | 1 | Indoor | Tectyl 506 | 29 | 22 | 33 | 0.021054 | 0.45 | 1.5 | Non Stackable | 3824 9996 | USD | 10.67 | Anne Maersk | Germany | Hamburg | Khalifa port | 2024-11-06 | 2024-12-09 | [10 empty] | 2025-01-10 |  |  |  | CASE_LIST |  | 1 | site | MIR | 2025-01-10 | site | 0 | 1 | 1 | 2 | 0.06 | 0 | 0.06 | SIEMENS(SIM) |  | 1 | 1 | 0 | 1 | Flow 1: Port → Site | MIR | SIEMENS
1258 | 477QGP51793619/ PS020_DG / 45186913 | HVDC-ADOPT-SIM-0038 | MIR | SCT-19LT-PRC-PO-004 | 13OP-03028.P.01.2541 | 1 | Indoor | Martoxid | 52 | 50 | 40 | 0.104 | 7.35 | 22.35 | Non Stackable | 2818 2000 | USD | 1.85 | Anne Maersk | Germany | Hamburg | Khalifa port | 2024-11-06 | 2024-12-09 | [10 empty] | 2025-01-10 |  |  |  | CASE_LIST |  | 1 | site | MIR | 2025-01-10 | site | 0 | 1 | 1 | 2 | 0.26 | 0 | 0.26 | SIEMENS(SIM) |  | 1 | 1 | 0 | 1 | Flow 1: Port → Site | MIR | SIEMENS
1259 | 477QGP51793619/ PS020_DG / 45186913 | HVDC-ADOPT-SIM-0038 | MIR | SCT-19LT-PRC-PO-004 | 13OP-03028.P.01.2539 | 1 | Indoor | Laquer Repair | 29 | 22 | 33 | 0.021054 | 0.7 | 2.1 | Non Stackable | 3208 9091 | USD | 45 | Anne Maersk | Germany | Hamburg | Khalifa port | 2024-11-06 | 2024-12-09 | [10 empty] | 2025-01-10 |  |  |  | CASE_LIST |  | 1 | site | MIR | 2025-01-10 | site | 0 | 1 | 1 | 2 | 0.06 | 0 | 0.06 | SIEMENS(SIM) |  | 1 | 1 | 0 | 1 | Flow 1: Port → Site | MIR | SIEMENS
1260 | 477QGP51793619/ PS020_DG / 45186913 | HVDC-ADOPT-SIM-0038 | MIR | SCT-19LT-PRC-PO-004 | 13OP-03028.P.01.2514 | 1 | Indoor | SF6-Gas 600L | 263 | 97 | 135 | 3.444 | 600 | 1250 | Non Stackable | 2812 9000 | USD | 40852.92 | Anne Maersk | Germany | Hamburg | Khalifa port | 2024-11-06 | 2024-12-09 | [10 empty] | 2025-01-10 |  |  |  | CASE_LIST |  | 1 | site | MIR | 2025-01-10 | site | 0 | 1 | 1 | 2 | 2.55 | 0 | 2.55 | SIEMENS(SIM) |  | 1 | 1 | 0 | 1 | Flow 1: Port → Site | MIR | SIEMENS
1261 | 477QGP51793619/ PS020_DG / 45186913 | HVDC-ADOPT-SIM-0038 | MIR | SCT-19LT-PRC-PO-004 | 13OP-03028.P.01.2530 | 1 | Indoor | SF6-Gas 50L | 140 | 100 | 65 | 0.91 | 250 | 485 | Non Stackable | 2812 9000 | USD | 16335.35 | Anne Maersk | Germany | Hamburg | Khalifa port | 2024-11-06 | 2024-12-09 | [10 empty] | 2025-01-10 |  |  |  | CASE_LIST |  | 1 | site | MIR | 2025-01-10 | site | 0 | 1 | 1 | 2 | 1.4 | 0 | 1.4 | SIEMENS(SIM) |  | 1 | 1 | 0 | 1 | Flow 1: Port → Site | MIR | SIEMENS
1262 | 477QGP51793619/ PS020_DG / 45186913 | HVDC-ADOPT-SIM-0038 | MIR | SCT-19LT-PRC-PO-004 | 13OP-03028.P.01.2517 | 1 | Indoor | 1646 RC-Divider | 153.2 | 107.2 | 255.8 | 4.201 | 660 | 889 | Non Stackable | 8504 3121 | USD | 143786.7 | Anne Maersk | Germany | Hamburg | Khalifa port | 2024-11-06 | 2024-12-09 | [10 empty] | 2025-01-10 |  |  |  | CASE_LIST |  | 1 | site | MIR | 2025-01-10 | site | 0 | 1 | 1 | 2 | 1.64 | 0 | 1.64 | SIEMENS(SIM) |  | 1 | 1 | 0 | 1 | Flow 1: Port → Site | MIR | SIEMENS
1263 | 477QGP51793619/ PS020_DG / 45186913 | HVDC-ADOPT-SIM-0038 | MIR | SCT-19LT-PRC-PO-004 | 13OP-03028.P.01.2518 | 1 | Indoor | 1643 RC-Divider | 153.2 | 107.2 | 255.8 | 4.201 | 660 | 889 | Non Stackable | 8504 3121 | USD | 146082.9 | Anne Maersk | Germany | Hamburg | Khalifa port | 2024-11-06 | 2024-12-09 | [10 empty] | 2025-01-10 |  |  |  | CASE_LIST |  | 1 | site | MIR | 2025-01-10 | site | 0 | 1 | 1 | 2 | 1.64 | 0 | 1.64 | SIEMENS(SIM) |  | 1 | 1 | 0 | 1 | Flow 1: Port → Site | MIR | SIEMENS
1264 | 477QGP51793619/ PS020_DG / 45186913 | HVDC-ADOPT-SIM-0038 | MIR | SCT-19LT-PRC-PO-004 | 13OP-03028.P.01.2520 | 1 | Indoor | 1648 RC-Divider | 153.2 | 107.2 | 255.8 | 4.201 | 660 | 889 | Non Stackable | 8504 3121 | USD | 143786.7 | Anne Maersk | Germany | Hamburg | Khalifa port | 2024-11-06 | 2024-12-09 | [10 empty] | 2025-01-10 |  |  |  | CASE_LIST |  | 1 | site | MIR | 2025-01-10 | site | 0 | 1 | 1 | 2 | 1.64 | 0 | 1.64 | SIEMENS(SIM) |  | 1 | 1 | 0 | 1 | Flow 1: Port → Site | MIR | SIEMENS
1265 | 477QGP51793619/ PS020_DG / 45186913 | HVDC-ADOPT-SIM-0038 | MIR | SCT-19LT-PRC-PO-004 | 13OP-03028.P.01.2515 | 1 | Indoor | 1644 RC-Divider | 153.2 | 107.2 | 255.8 | 4.201 | 660 | 891 | Non Stackable | 8504 3121 | USD | 146082.9 | Anne Maersk | Germany | Hamburg | Khalifa port | 2024-11-06 | 2024-12-09 | [10 empty] | 2025-01-10 |  |  |  | CASE_LIST |  | 1 | site | MIR | 2025-01-10 | site | 0 | 1 | 1 | 2 | 1.64 | 0 | 1.64 | SIEMENS(SIM) |  | 1 | 1 | 0 | 1 | Flow 1: Port → Site | MIR | SIEMENS
1266 | 477QGP51793619/ PS020_DG / 45186913 | HVDC-ADOPT-SIM-0038 | MIR | SCT-19LT-PRC-PO-004 | 13OP-03028.P.01.2516 | 1 | Indoor | 1645 RC-Divider | 153.2 | 107.2 | 255.8 | 4.201 | 660 | 889 | Non Stackable | 8504 3121 | USD | 146082.9 | Anne Maersk | Germany | Hamburg | Khalifa port | 2024-11-06 | 2024-12-09 | [10 empty] | 2025-01-10 |  |  |  | CASE_LIST |  | 1 | site | MIR | 2025-01-10 | site | 0 | 1 | 1 | 2 | 1.64 | 0 | 1.64 | SIEMENS(SIM) |  | 1 | 1 | 0 | 1 | Flow 1: Port → Site | MIR | SIEMENS
1267 | 477QGP51793619/ PS020_DG / 45186913 | HVDC-ADOPT-SIM-0038 | MIR | SCT-19LT-PRC-PO-004 | 13OP-03028.P.01.2519 | 1 | Indoor | 1647 RC-Divider | 153.2 | 107.2 | 255.8 | 4.201 | 660 | 889 | Non Stackable | 8504 3121 | USD | 143786.7 | Anne Maersk | Germany | Hamburg | Khalifa port | 2024-11-06 | 2024-12-09 | [10 empty] | 2025-01-10 |  |  |  | CASE_LIST |  | 1 | site | MIR | 2025-01-10 | site | 0 | 1 | 1 | 2 | 1.64 | 0 | 1.64 | SIEMENS(SIM) |  | 1 | 1 | 0 | 1 | Flow 1: Port → Site | MIR | SIEMENS
1202 | 477QGP51796315 / PS027 / 45187870 | HVDC-ADOPT-SIM-0037 | AGI | SCT-19LT-PRC-PO-004 | 13OP-03028.P.01.3149 | 1 | Outdoor | 1401 CB Bay | 559.2 | 199.2 | 296.5 | 33.0279 | 3650 | 4729 | Non Stackable | 8537 2099 | USD | 133055.2 | Angelica Maersk | Germany | Hamburg | Khalifa port | 2024-12-15 | 2025-01-24 | [13 empty] | 2025-08-21 | CASE_LIST |  | 1 | site | AGI | 2025-08-21 | site | 0 | 1 | 1 | 2 | 11.14 | 0 | 11.14 | SIEMENS(SIM) |  | 1 | 1 | 0 | 1 | Flow 1: Port → Site | AGI | SIEMENS
1203 | 477QGP51796315 / PS027 / 45187870 | HVDC-ADOPT-SIM-0037 | AGI | SCT-19LT-PRC-PO-004 | 13OP-03028.P.01.3151 | 1 | Outdoor | 3001 CB Bay | 559.2 | 199.2 | 296.5 | 33.0279 | 3760 | 4839 | Non Stackable | 8537 2099 | USD | 133055.2 | Angelica Maersk | Germany | Hamburg | Khalifa port | 2024-12-15 | 2025-01-24 | [13 empty] | 2025-08-25 | CASE_LIST |  | 1 | site | AGI | 2025-08-25 | site | 0 | 1 | 1 | 2 | 11.14 | 0 | 11.14 | SIEMENS(SIM) |  | 1 | 1 | 0 | 1 | Flow 1: Port → Site | AGI | SIEMENS
1204 | 477QGP51796315 / PS027 / 45187870 | HVDC-ADOPT-SIM-0037 | AGI | SCT-19LT-PRC-PO-004 | 13OP-03028.P.01.3152 | 1 | Outdoor | 2701 CB Bay | 559.2 | 199.2 | 296.5 | 33.0279 | 3740 | 4819 | Non Stackable | 8537 2099 | USD | 133055.2 | Angelica Maersk | Germany | Hamburg | Khalifa port | 2024-12-15 | 2025-01-24 | [13 empty] | 2025-08-25 | CASE_LIST |  | 1 | site | AGI | 2025-08-25 | site | 0 | 1 | 1 | 2 | 11.14 | 0 | 11.14 | SIEMENS(SIM) |  | 1 | 1 | 0 | 1 | Flow 1: Port → Site | AGI | SIEMENS
1205 | 477QGP51796315 / PS027 / 45187870 | HVDC-ADOPT-SIM-0037 | AGI | SCT-19LT-PRC-PO-004 | 13OP-03028.P.01.3153 | 1 | Outdoor | 702 Connection Module Active | 198.2 | 182.2 | 132.8 | 4.7957 | 480 | 772 | Non Stackable | 8537 2099 | USD | 133055.2 | Angelica Maersk | Germany | Hamburg | Khalifa port | 2024-12-15 | 2025-01-24 | [6 empty] | 2025-07-19 | [7 empty] | CASE_LIST | 1 |  | warehouse | MOSB | 2025-07-19 | warehouse | 1 | 1 | -1 | 0 | 3.61 | 0 | 3.61 | SIEMENS(SIM) |  | 0 | 1 | 1 | 5 | Flow 5: Mixed / Waiting / Incomplete leg | MOSB | SIEMENS
1206 | 477QGP51796315 / PS027 / 45187870 | HVDC-ADOPT-SIM-0037 | AGI | SCT-19LT-PRC-PO-004 | 13OP-03028.P.01.3004 | 1 | Outdoor | 202 Connection Module Active | 203.2 | 187.2 | 135.8 | 5.1657 | 480 | 774 | Non Stackable | 8537 2099 | USD | 133055.2 | Angelica Maersk | Germany | Hamburg | Khalifa port | 2024-12-15 | 2025-01-24 | [6 empty] | 2025-07-15 | [7 empty] | CASE_LIST | 1 |  | warehouse | MOSB | 2025-07-15 | warehouse | 1 | 1 | -1 | 0 | 3.8 | 0 | 3.8 | SIEMENS(SIM) |  | 0 | 1 | 1 | 5 | Flow 5: Mixed / Waiting / Incomplete leg | MOSB | SIEMENS
1207 | 477QGP51796315 / PS027 / 45187870 | HVDC-ADOPT-SIM-0037 | AGI | SCT-19LT-PRC-PO-004 | 13OP-03028.P.01.3154 | 1 | Outdoor | 402 Connection Module Active | 203.2 | 187.2 | 135.8 | 5.1657 | 480 | 774 | Non Stackable | 8537 2099 | USD | 133055.2 | Angelica Maersk | Germany | Hamburg | Khalifa port | 2024-12-15 | 2025-01-24 | [13 empty] | 2025-09-06 | CASE_LIST |  | 1 | site | AGI | 2025-09-06 | site | 0 | 1 | 1 | 2 | 3.8 | 0 | 3.8 | SIEMENS(SIM) |  | 1 | 1 | 0 | 1 | Flow 1: Port → Site | AGI | SIEMENS
1208 | 477QGP51796315 / PS027 / 45187870 | HVDC-ADOPT-SIM-0037 | AGI | SCT-19LT-PRC-PO-004 | 13OP-03028.P.01.3155 | 1 | Outdoor | 602 Connection Module Active | 203.2 | 187.2 | 135.8 | 5.1657 | 480 | 774 | Non Stackable | 8537 2099 | USD | 133055.2 | Angelica Maersk | Germany | Hamburg | Khalifa port | 2024-12-15 | 2025-01-24 | [13 empty] | 2025-08-24 | CASE_LIST |  | 1 | site | AGI | 2025-08-24 | site | 0 | 1 | 1 | 2 | 3.8 | 0 | 3.8 | SIEMENS(SIM) |  | 1 | 1 | 0 | 1 | Flow 1: Port → Site | AGI | SIEMENS
1209 | 477QGP51796315 / PS027 / 45187870 | HVDC-ADOPT-SIM-0037 | AGI | SCT-19LT-PRC-PO-004 | 13OP-03028.P.01.3156 | 1 | Outdoor | 802 Connection Module Active | 203.2 | 187.2 | 135.8 | 5.1657 | 480 | 774 | Non Stackable | 8537 2099 | USD | 133055.2 | Angelica Maersk | Germany | Hamburg | Khalifa port | 2024-12-15 | 2025-01-24 | [6 empty] | 2025-07-19 | [7 empty] | CASE_LIST | 1 |  | warehouse | MOSB | 2025-07-19 | warehouse | 1 | 1 | -1 | 0 | 3.8 | 0 | 3.8 | SIEMENS(SIM) |  | 0 | 1 | 1 | 5 | Flow 5: Mixed / Waiting / Incomplete leg | MOSB | SIEMENS
1210 | 477QGP51796315 / PS027 / 45187870 | HVDC-ADOPT-SIM-0037 | AGI | SCT-19LT-PRC-PO-004 | 13OP-03028.P.01.3157 | 1 | Outdoor | 902 Connection Module Active | 203.2 | 187.2 | 135.8 | 5.1657 | 480 | 774 | Non Stackable | 8537 2099 | USD | 133055.2 | Angelica Maersk | Germany | Hamburg | Khalifa port | 2024-12-15 | 2025-01-24 | [13 empty] | 2025-08-27 | CASE_LIST |  | 1 | site | AGI | 2025-08-27 | site | 0 | 1 | 1 | 2 | 3.8 | 0 | 3.8 | SIEMENS(SIM) |  | 1 | 1 | 0 | 1 | Flow 1: Port → Site | AGI | SIEMENS
1211 | 477QGP51796315 / PS027 / 45187870 | HVDC-ADOPT-SIM-0037 | AGI | SCT-19LT-PRC-PO-004 | 13OP-03028.P.01.3158 | 1 | Outdoor | 1102 Connection Module Active | 203.2 | 187.2 | 135.8 | 5.1657 | 480 | 774 | Non Stackable | 8537 2099 | USD | 133055.2 | Angelica Maersk | Germany | Hamburg | Khalifa port | 2024-12-15 | 2025-01-24 | [13 empty] | 2025-08-27 | CASE_LIST |  | 1 | site | AGI | 2025-08-27 | site | 0 | 1 | 1 | 2 | 3.8 | 0 | 3.8 | SIEMENS(SIM) |  | 1 | 1 | 0 | 1 | Flow 1: Port → Site | AGI | SIEMENS
1212 | 477QGP51796315 / PS027 / 45187870 | HVDC-ADOPT-SIM-0037 | AGI | SCT-19LT-PRC-PO-004 | 13OP-03028.P.01.3159 | 1 | Outdoor | 1202 Connection Module Active | 203.2 | 187.2 | 135.8 | 5.1657 | 480 | 774 | Non Stackable | 8537 2099 | USD | 133055.2 | Angelica Maersk | Germany | Hamburg | Khalifa port | 2024-12-15 | 2025-01-24 | [13 empty] | 2025-09-16 | CASE_LIST |  | 1 | site | AGI | 2025-09-16 | site | 0 | 1 | 1 | 2 | 3.8 | 0 | 3.8 | SIEMENS(SIM) |  | 1 | 1 | 0 | 1 | Flow 1: Port → Site | AGI | SIEMENS
1213 | 477QGP51796315 / PS027 / 45187870 | HVDC-ADOPT-SIM-0037 | AGI | SCT-19LT-PRC-PO-004 | 13OP-03028.P.01.3160 | 1 | Outdoor | 1302 Connection Module Active | 203.2 | 187.2 | 135.8 | 5.1657 | 480 | 774 | Non Stackable | 8537 2099 | USD | 133055.2 | Angelica Maersk | Germany | Hamburg | Khalifa port | 2024-12-15 | 2025-01-24 | [13 empty] | 2025-08-23 | CASE_LIST |  | 1 | site | AGI | 2025-08-23 | site | 0 | 1 | 1 | 2 | 3.8 | 0 | 3.8 | SIEMENS(SIM) |  | 1 | 1 | 0 | 1 | Flow 1: Port → Site | AGI | SIEMENS
1214 | 477QGP51796315 / PS027 / 45187870 | HVDC-ADOPT-SIM-0037 | AGI | SCT-19LT-PRC-PO-004 | 13OP-03028.P.01.3161 | 1 | Outdoor | 1002 Connection Module Active | 203.2 | 187.2 | 135.8 | 5.1657 | 480 | 774 | Non Stackable | 8537 2099 | USD | 133055.2 | Angelica Maersk | Germany | Hamburg | Khalifa port | 2024-12-15 | 2025-01-24 | [13 empty] | 2025-08-27 | CASE_LIST |  | 1 | site | AGI | 2025-08-27 | site | 0 | 1 | 1 | 2 | 3.8 | 0 | 3.8 | SIEMENS(SIM) |  | 1 | 1 | 0 | 1 | Flow 1: Port → Site | AGI | SIEMENS
1215 | 477QGP51796315 / PS027 / 45187870 | HVDC-ADOPT-SIM-0037 | AGI | SCT-19LT-PRC-PO-004 | 13OP-03028.P.01.3162 | 1 | Outdoor | 2202 Connection Module Active | 203.2 | 187.2 | 135.8 | 5.1657 | 480 | 774 | Non Stackable | 8537 2099 | USD | 133055.2 | Angelica Maersk | Germany | Hamburg | Khalifa port | 2024-12-15 | 2025-01-24 | [13 empty] | 2025-08-16 | CASE_LIST |  | 1 | site | AGI | 2025-08-16 | site | 0 | 1 | 1 | 2 | 3.8 | 0 | 3.8 | SIEMENS(SIM) |  | 1 | 1 | 0 | 1 | Flow 1: Port → Site | AGI | SIEMENS
1216 | 477QGP51796315 / PS027 / 45187870 | HVDC-ADOPT-SIM-0037 | AGI | SCT-19LT-PRC-PO-004 | 13OP-03028.P.01.3163 | 1 | Outdoor | 2302 Connection Module Active | 198 | 177 | 133 | 4.6611 | 470 | 745 | Non Stackable | 8537 2099 | USD | 133055.2 | Angelica Maersk | Germany | Hamburg | Khalifa port | 2024-12-15 | 2025-01-24 | [13 empty] | 2025-08-23 | CASE_LIST |  | 1 | site | AGI | 2025-08-23 | site | 0 | 1 | 1 | 2 | 3.5 | 0 | 3.5 | SIEMENS(SIM) |  | 1 | 1 | 0 | 1 | Flow 1: Port → Site | AGI | SIEMENS
1217 | 477QGP51796315 / PS027 / 45187870 | HVDC-ADOPT-SIM-0037 | AGI | SCT-19LT-PRC-PO-004 | 13OP-03028.P.01.3164 | 1 | Outdoor | 2402 Connection Module Active | 202 | 177 | 133 | 4.7553 | 480 | 762 | Non Stackable | 8537 2099 | USD | 133055.2 | Angelica Maersk | Germany | Hamburg | Khalifa port | 2024-12-15 | 2025-01-24 | [13 empty] | 2025-08-27 | CASE_LIST |  | 1 | site | AGI | 2025-08-27 | site | 0 | 1 | 1 | 2 | 3.58 | 0 | 3.58 | SIEMENS(SIM) |  | 1 | 1 | 0 | 1 | Flow 1: Port → Site | AGI | SIEMENS
1218 | 477QGP51796315 / PS027 / 45187870 | HVDC-ADOPT-SIM-0037 | AGI | SCT-19LT-PRC-PO-004 | 13OP-03028.P.01.3165 | 1 | Outdoor | 2602 Connection Module Active | 202 | 182 | 138 | 5.0734 | 480 | 775 | Non Stackable | 8537 2099 | USD | 133055.2 | Angelica Maersk | Germany | Hamburg | Khalifa port | 2024-12-15 | 2025-01-24 | [13 empty] | 2025-08-16 | CASE_LIST |  | 1 | site | AGI | 2025-08-16 | site | 0 | 1 | 1 | 2 | 3.68 | 0 | 3.68 | SIEMENS(SIM) |  | 1 | 1 | 0 | 1 | Flow 1: Port → Site | AGI | SIEMENS
1219 | 477QGP51796315 / PS027 / 45187870 | HVDC-ADOPT-SIM-0037 | AGI | SCT-19LT-PRC-PO-004 | 13OP-03028.P.01.3166 | 1 | Outdoor | 2702 Connection Module Active | 197 | 177 | 133 | 4.6376 | 480 | 759 | Non Stackable | 8537 2099 | USD | 133055.2 | Angelica Maersk | Germany | Hamburg | Khalifa port | 2024-12-15 | 2025-01-24 | [13 empty] | 2025-08-23 | CASE_LIST |  | 1 | site | AGI | 2025-08-23 | site | 0 | 1 | 1 | 2 | 3.49 | 0 | 3.49 | SIEMENS(SIM) |  | 1 | 1 | 0 | 1 | Flow 1: Port → Site | AGI | SIEMENS
1220 | 477QGP51796315 / PS027 / 45187870 | HVDC-ADOPT-SIM-0037 | AGI | SCT-19LT-PRC-PO-004 | 13OP-03028.P.01.3167 | 1 | Outdoor | 2502 Connection Module Active | 202 | 177 | 133 | 4.7553 | 480 | 768 | Non Stackable | 8537 2099 | USD | 133055.2 | Angelica Maersk | Germany | Hamburg | Khalifa port | 2024-12-15 | 2025-01-24 | [13 empty] | 2025-08-16 | CASE_LIST |  | 1 | site | AGI | 2025-08-16 | site | 0 | 1 | 1 | 2 | 3.58 | 0 | 3.58 | SIEMENS(SIM) |  | 1 | 1 | 0 | 1 | Flow 1: Port → Site | AGI | SIEMENS
1221 | 477QGP51796315 / PS027 / 45187870 | HVDC-ADOPT-SIM-0037 | AGI | SCT-19LT-PRC-PO-004 | 13OP-03028.P.01.3168 | 1 | Outdoor | 3302 Connection Module Active | 202 | 177 | 138 | 4.9341 | 480 | 766 | Non Stackable | 8537 2099 | USD | 133055.2 | Angelica Maersk | Germany | Hamburg | Khalifa port | 2024-12-15 | 2025-01-24 | [13 empty] | 2025-08-26 | CASE_LIST |  | 1 | site | AGI | 2025-08-26 | site | 0 | 1 | 1 | 2 | 3.58 | 0 | 3.58 | SIEMENS(SIM) |  | 1 | 1 | 0 | 1 | Flow 1: Port → Site | AGI | SIEMENS
1222 | 477QGP51796315 / PS027 / 45187870 | HVDC-ADOPT-SIM-0037 | AGI | SCT-19LT-PRC-PO-004 | 13OP-03028.P.01.3150 | 1 | Outdoor | 2801 CB Bay | 559.2 | 199.2 | 296.5 | 33.0279 | 3860 | 4939 | Non Stackable | 8537 2099 | USD | 133055.2 | Angelica Maersk | Germany | Hamburg | Khalifa port | 2024-12-15 | 2025-01-24 | [6 empty] | 2025-07-29 | [7 empty] | CASE_LIST | 1 |  | warehouse | MOSB | 2025-07-29 | warehouse | 1 | 1 | -1 | 0 | 11.14 | 0 | 11.14 | SIEMENS(SIM) |  | 0 | 1 | 1 | 5 | Flow 5: Mixed / Waiting / Incomplete leg | MOSB | SIEMENS
1223 | 477QGP51796315 / PS027 / 45187870 | HVDC-ADOPT-SIM-0037 | AGI | SCT-19LT-PRC-PO-004 | 13OP-03028.P.01.3189 | 1 | Outdoor | 1807, 1806 Connection Module Passive | 207 | 189 | 143 | 5.5946 | 330 | 656 | Non Stackable | 8537 2099 | USD | 133055.2 | Angelica Maersk | Germany | Hamburg | Khalifa port | 2024-12-15 | 2025-01-24 | [13 empty] | 2025-09-06 | CASE_LIST |  | 1 | site | AGI | 2025-09-06 | site | 0 | 1 | 1 | 2 | 3.91 | 0 | 3.91 | SIEMENS(SIM) |  | 1 | 1 | 0 | 1 | Flow 1: Port → Site | AGI | SIEMENS
1224 | 477QGP51796315 / PS027 / 45187870 | HVDC-ADOPT-SIM-0037 | AGI | SCT-19LT-PRC-PO-004 | 13OP-03028.P.01.3171 | 1 | Outdoor | 302 Connection Module Active | 203.2 | 187.2 | 135.8 | 5.1657 | 490 | 784 | Non Stackable | 8537 2099 | USD | 133055.2 | Angelica Maersk | Germany | Hamburg | Khalifa port | 2024-12-15 | 2025-01-24 | [13 empty] | 2025-08-26 | CASE_LIST |  | 1 | site | AGI | 2025-08-26 | site | 0 | 1 | 1 | 2 | 3.8 | 0 | 3.8 | SIEMENS(SIM) |  | 1 | 1 | 0 | 1 | Flow 1: Port → Site | AGI | SIEMENS
1225 | 477QGP51796315 / PS027 / 45187870 | HVDC-ADOPT-SIM-0037 | AGI | SCT-19LT-PRC-PO-004 | 13OP-03028.P.01.3172 | 1 | Outdoor | 502 Connection Module Active | 203.2 | 187.2 | 135.8 | 5.1657 | 480 | 774 | Non Stackable | 8537 2099 | USD | 133055.2 | Angelica Maersk | Germany | Hamburg | Khalifa port | 2024-12-15 | 2025-01-24 | [13 empty] | 2025-08-24 | CASE_LIST |  | 1 | site | AGI | 2025-08-24 | site | 0 | 1 | 1 | 2 | 3.8 | 0 | 3.8 | SIEMENS(SIM) |  | 1 | 1 | 0 | 1 | Flow 1: Port → Site | AGI | SIEMENS
1226 | 477QGP51796315 / PS027 / 45187870 | HVDC-ADOPT-SIM-0037 | AGI | SCT-19LT-PRC-PO-004 | 13OP-03028.P.01.3005 | 1 | Outdoor | 1606 Connection Module Passive | 207 | 107 | 144 | 3.1895 | 400 | 585 | Non Stackable | 8537 2099 | USD | 133055.2 | Angelica Maersk | Germany | Hamburg | Khalifa port | 2024-12-15 | 2025-01-24 | [13 empty] | 2025-09-06 | CASE_LIST |  | 1 | site | AGI | 2025-09-06 | site | 0 | 1 | 1 | 2 | 2.21 | 0 | 2.21 | SIEMENS(SIM) |  | 1 | 1 | 0 | 1 | Flow 1: Port → Site | AGI | SIEMENS
1227 | 477QGP51796315 / PS027 / 45187870 | HVDC-ADOPT-SIM-0037 | AGI | SCT-19LT-PRC-PO-004 | 13OP-03028.P.01.3173 | 1 | Outdoor | 1702 Connection Module Active | 263.2 | 137.2 | 140.8 | 5.0844 | 500 | 753 | Non Stackable | 8537 2099 | USD | 133055.2 | Angelica Maersk | Germany | Hamburg | Khalifa port | 2024-12-15 | 2025-01-24 | [13 empty] | 2025-08-25 | CASE_LIST |  | 1 | site | AGI | 2025-08-25 | site | 0 | 1 | 1 | 2 | 3.61 | 0 | 3.61 | SIEMENS(SIM) |  | 1 | 1 | 0 | 1 | Flow 1: Port → Site | AGI | SIEMENS
1228 | 477QGP51796315 / PS027 / 45187870 | HVDC-ADOPT-SIM-0037 | AGI | SCT-19LT-PRC-PO-004 | 13OP-03028.P.01.3174 | 1 | Outdoor | 1703 Connection Module Active | 193.2 | 147.2 | 140.8 | 4.0042 | 480 | 702 | Non Stackable | 8537 2099 | USD | 133055.2 | Angelica Maersk | Germany | Hamburg | Khalifa port | 2024-12-15 | 2025-01-24 | [6 empty] | 2025-07-15 | [7 empty] | CASE_LIST | 1 |  | warehouse | MOSB | 2025-07-15 | warehouse | 1 | 1 | -1 | 0 | 2.84 | 0 | 2.84 | SIEMENS(SIM) |  | 0 | 1 | 1 | 5 | Flow 5: Mixed / Waiting / Incomplete leg | MOSB | SIEMENS
1229 | 477QGP51796315 / PS027 / 45187870 | HVDC-ADOPT-SIM-0037 | AGI | SCT-19LT-PRC-PO-004 | 13OP-03028.P.01.3175 | 1 | Outdoor | 1403 Connection Module Passive | 127 | 112 | 113 | 1.6073 | 170 | 284 | Non Stackable | 8537 2099 | USD | 133055.2 | Angelica Maersk | Germany | Hamburg | Khalifa port | 2024-12-15 | 2025-01-24 | [13 empty] | 2025-08-27 | CASE_LIST |  | 1 | site | AGI | 2025-08-27 | site | 0 | 1 | 1 | 2 | 1.42 | 0 | 1.42 | SIEMENS(SIM) |  | 1 | 1 | 0 | 1 | Flow 1: Port → Site | AGI | SIEMENS
1230 | 477QGP51796315 / PS027 / 45187870 | HVDC-ADOPT-SIM-0037 | AGI | SCT-19LT-PRC-PO-004 | 13OP-03028.P.01.3176 | 1 | Outdoor | 1406 Connection Module Passive | 207 | 107 | 144 | 3.1895 | 400 | 585 | Non Stackable | 8537 2099 | USD | 133055.2 | Angelica Maersk | Germany | Hamburg | Khalifa port | 2024-12-15 | 2025-01-24 | [13 empty] | 2025-08-24 | CASE_LIST |  | 1 | site | AGI | 2025-08-24 | site | 0 | 1 | 1 | 2 | 2.21 | 0 | 2.21 | SIEMENS(SIM) |  | 1 | 1 | 0 | 1 | Flow 1: Port → Site | AGI | SIEMENS
1231 | 477QGP51796315 / PS027 / 45187870 | HVDC-ADOPT-SIM-0037 | AGI | SCT-19LT-PRC-PO-004 | 13OP-03028.P.01.3177 | 1 | Outdoor | 1603 Connection Module Passive | 122 | 107 | 113 | 1.4751 | 165 | 274 | Non Stackable | 8537 2099 | USD | 133055.2 | Angelica Maersk | Germany | Hamburg | Khalifa port | 2024-12-15 | 2025-01-24 | [6 empty] | 2025-07-18 | [7 empty] | CASE_LIST | 1 |  | warehouse | MOSB | 2025-07-18 | warehouse | 1 | 1 | -1 | 0 | 1.31 | 0 | 1.31 | SIEMENS(SIM) |  | 0 | 1 | 1 | 5 | Flow 5: Mixed / Waiting / Incomplete leg | MOSB | SIEMENS
1232 | 477QGP51796315 / PS027 / 45187870 | HVDC-ADOPT-SIM-0037 | AGI | SCT-19LT-PRC-PO-004 | 13OP-03028.P.01.3178 | 1 | Outdoor | 1705 Connection Module Passive | 157 | 107 | 123 | 2.0663 | 230 | 358 | Non Stackable | 8537 2099 | USD | 133055.2 | Angelica Maersk | Germany | Hamburg | Khalifa port | 2024-12-15 | 2025-01-24 | [13 empty] | 2025-08-13 | CASE_LIST |  | 1 | site | AGI | 2025-08-13 | site | 0 | 1 | 1 | 2 | 1.68 | 0 | 1.68 | SIEMENS(SIM) |  | 1 | 1 | 0 | 1 | Flow 1: Port → Site | AGI | SIEMENS
1233 | 477QGP51796315 / PS027 / 45187870 | HVDC-ADOPT-SIM-0037 | AGI | SCT-19LT-PRC-PO-004 | 13OP-03028.P.01.3183 | 1 | Outdoor | 1804 Connection Module Active | 197 | 147 | 141 | 4.0832 | 490 | 708 | Non Stackable | 8537 2099 | USD | 133055.2 | Angelica Maersk | Germany | Hamburg | Khalifa port | 2024-12-15 | 2025-01-24 | [13 empty] | 2025-08-26 | CASE_LIST |  | 1 | site | AGI | 2025-08-26 | site | 0 | 1 | 1 | 2 | 2.9 | 0 | 2.9 | SIEMENS(SIM) |  | 1 | 1 | 0 | 1 | Flow 1: Port → Site | AGI | SIEMENS
1234 | 477QGP51796315 / PS027 / 45187870 | HVDC-ADOPT-SIM-0037 | AGI | SCT-19LT-PRC-PO-004 | 13OP-03028.P.01.3188 | 1 | Outdoor | 1708 Connection Module Passive | 187 | 107 | 113 | 2.261 | 185 | 327 | Non Stackable | 8537 2099 | USD | 133055.2 | Angelica Maersk | Germany | Hamburg | Khalifa port | 2024-12-15 | 2025-01-24 | [13 empty] | 2025-08-27 | CASE_LIST |  | 1 | site | AGI | 2025-08-27 | site | 0 | 1 | 1 | 2 | 2 | 0 | 2 | SIEMENS(SIM) |  | 1 | 1 | 0 | 1 | Flow 1: Port → Site | AGI | SIEMENS
1235 | 477QGP51796315 / PS027 / 45187870 | HVDC-ADOPT-SIM-0037 | AGI | SCT-19LT-PRC-PO-004 | 13OP-03028.P.01.3190 | 1 | Outdoor | 1803 Connection Module Active | 212 | 162 | 143 | 4.9112 | 600 | 878 | Non Stackable | 8537 2099 | USD | 133055.2 | Angelica Maersk | Germany | Hamburg | Khalifa port | 2024-12-15 | 2025-01-24 | [13 empty] | 2025-08-16 | CASE_LIST |  | 1 | site | AGI | 2025-08-16 | site | 0 | 1 | 1 | 2 | 3.43 | 0 | 3.43 | SIEMENS(SIM) |  | 1 | 1 | 0 | 1 | Flow 1: Port → Site | AGI | SIEMENS
1236 | 477QGP51796315 / PS027 / 45187870 | HVDC-ADOPT-SIM-0037 | AGI | SCT-19LT-PRC-PO-004 | 13OP-03028.P.01.3180 | 1 | Outdoor | 2102, 2103 Connection Module Passive | 167 | 147 | 134 | 3.2896 | 360 | 561 | Non Stackable | 8537 2099 | USD | 133055.2 | Angelica Maersk | Germany | Hamburg | Khalifa port | 2024-12-15 | 2025-01-24 | [13 empty] | 2025-08-16 | CASE_LIST |  | 1 | site | AGI | 2025-08-16 | site | 0 | 1 | 1 | 2 | 2.45 | 0 | 2.45 | SIEMENS(SIM) |  | 1 | 1 | 0 | 1 | Flow 1: Port → Site | AGI | SIEMENS
1237 | 477QGP51796315 / PS027 / 45187870 | HVDC-ADOPT-SIM-0037 | AGI | SCT-19LT-PRC-PO-004 | 13OP-03028.P.01.3192 | 1 | Outdoor | 23/002, 23/001 Label | 37 | 27 | 27 | 0.026973 | 1.4 | 5.4 | Non Stackable | 8537 2099 | USD | 133055.2 | Angelica Maersk | Germany | Hamburg | Khalifa port | 2024-12-15 | 2025-01-24 | [13 empty] | 2025-08-13 | CASE_LIST |  | 1 | site | AGI | 2025-08-13 | site | 0 | 1 | 1 | 2 | 0.1 | 0 | 0.1 | SIEMENS(SIM) |  | 1 | 1 | 0 | 1 | Flow 1: Port → Site | AGI | SIEMENS
1238 | 477QGP51796315 / PS027 / 45187870 | HVDC-ADOPT-SIM-0037 | AGI | SCT-19LT-PRC-PO-004 | 13OP-03028.P.01.3179 | 1 | Outdoor | 1906 Connection Module Passive | 207 | 107 | 144 | 3.1895 | 385 | 570 | Non Stackable | 8537 2099 | USD | 133055.2 | Angelica Maersk | Germany | Hamburg | Khalifa port | 2024-12-15 | 2025-01-24 | [13 empty] | 2025-08-23 | CASE_LIST |  | 1 | site | AGI | 2025-08-23 | site | 0 | 1 | 1 | 2 | 2.21 | 0 | 2.21 | SIEMENS(SIM) |  | 1 | 1 | 0 | 1 | Flow 1: Port → Site | AGI | SIEMENS
1239 | 477QGP51796315 / PS027 / 45187870 | HVDC-ADOPT-SIM-0037 | AGI | SCT-19LT-PRC-PO-004 | 13OP-03028.P.01.3181 | 1 | Outdoor | 2106 Connection Module Passive | 207 | 112 | 144 | 3.3385 | 395 | 580 | Non Stackable | 8537 2099 | USD | 133055.2 | Angelica Maersk | Germany | Hamburg | Khalifa port | 2024-12-15 | 2025-01-24 | [13 empty] | 2025-08-23 | CASE_LIST |  | 1 | site | AGI | 2025-08-23 | site | 0 | 1 | 1 | 2 | 2.32 | 0 | 2.32 | SIEMENS(SIM) |  | 1 | 1 | 0 | 1 | Flow 1: Port → Site | AGI | SIEMENS
1240 | 477QGP51796315 / PS027 / 45187870 | HVDC-ADOPT-SIM-0037 | AGI | SCT-19LT-PRC-PO-004 | 13OP-03028.P.01.3182 | 1 | Outdoor | 2802 Connection Module Active | 202 | 177 | 133 | 4.7553 | 480 | 755 | Non Stackable | 8537 2099 | USD | 133055.2 | Angelica Maersk | Germany | Hamburg | Khalifa port | 2024-12-15 | 2025-01-24 | [13 empty] | 2025-09-06 | CASE_LIST |  | 1 | site | AGI | 2025-09-06 | site | 0 | 1 | 1 | 2 | 3.58 | 0 | 3.58 | SIEMENS(SIM) |  | 1 | 1 | 0 | 1 | Flow 1: Port → Site | AGI | SIEMENS
1241 | 477QGP51796315 / PS027 / 45187870 | HVDC-ADOPT-SIM-0037 | AGI | SCT-19LT-PRC-PO-004 | 13OP-03028.P.01.3184 | 1 | Outdoor | 2902 Connection Module Active | 202 | 177 | 133 | 4.7553 | 480 | 762 | Non Stackable | 8537 2099 | USD | 133055.2 | Angelica Maersk | Germany | Hamburg | Khalifa port | 2024-12-15 | 2025-01-24 | [6 empty] | 2025-07-15 | [7 empty] | CASE_LIST | 1 |  | warehouse | MOSB | 2025-07-15 | warehouse | 1 | 1 | -1 | 0 | 3.58 | 0 | 3.58 | SIEMENS(SIM) |  | 0 | 1 | 1 | 5 | Flow 5: Mixed / Waiting / Incomplete leg | MOSB | SIEMENS
1242 | 477QGP51796315 / PS027 / 45187870 | HVDC-ADOPT-SIM-0037 | AGI | SCT-19LT-PRC-PO-004 | 13OP-03028.P.01.3185 | 1 | Outdoor | 3002 Connection Module Active | 202 | 177 | 133 | 4.7553 | 480 | 755 | Non Stackable | 8537 2099 | USD | 133055.2 | Angelica Maersk | Germany | Hamburg | Khalifa port | 2024-12-15 | 2025-01-24 | [13 empty] | 2025-08-26 | CASE_LIST |  | 1 | site | AGI | 2025-08-26 | site | 0 | 1 | 1 | 2 | 3.58 | 0 | 3.58 | SIEMENS(SIM) |  | 1 | 1 | 0 | 1 | Flow 1: Port → Site | AGI | SIEMENS
1243 | 477QGP51796315 / PS027 / 45187870 | HVDC-ADOPT-SIM-0037 | AGI | SCT-19LT-PRC-PO-004 | 13OP-03028.P.01.3186 | 1 | Outdoor | 3102 Connection Module Active | 202 | 177 | 133 | 4.7553 | 480 | 755 | Non Stackable | 8537 2099 | USD | 133055.2 | Angelica Maersk | Germany | Hamburg | Khalifa port | 2024-12-15 | 2025-01-24 | [13 empty] | 2025-09-06 | CASE_LIST |  | 1 | site | AGI | 2025-09-06 | site | 0 | 1 | 1 | 2 | 3.58 | 0 | 3.58 | SIEMENS(SIM) |  | 1 | 1 | 0 | 1 | Flow 1: Port → Site | AGI | SIEMENS
1244 | 477QGP51796315 / PS027 / 45187870 | HVDC-ADOPT-SIM-0037 | AGI | SCT-19LT-PRC-PO-004 | 13OP-03028.P.01.3187 | 1 | Outdoor | 3202 Connection Module Active | 202 | 177 | 133 | 4.7553 | 480 | 755 | Non Stackable | 8537 2099 | USD | 133055.2 | Angelica Maersk | Germany | Hamburg | Khalifa port | 2024-12-15 | 2025-01-24 | [13 empty] | 2025-08-16 | CASE_LIST |  | 1 | site | AGI | 2025-08-16 | site | 0 | 1 | 1 | 2 | 3.58 | 0 | 3.58 | SIEMENS(SIM) |  | 1 | 1 | 0 | 1 | Flow 1: Port → Site | AGI | SIEMENS
1245 | 477QGP51796315 / PS027 / 45187870 | HVDC-ADOPT-SIM-0037 | AGI | SCT-19LT-PRC-PO-004 | 13OP-03028.P.01.3140 | 1 | Outdoor | 1501 Circuit Breaker | 409.2 | 199.2 | 296.5 | 24.1685 | 2800 | 3645 | Non Stackable | 8537 2099 | USD | 133055.2 | Angelica Maersk | Germany | Hamburg | Khalifa port | 2024-12-15 | 2025-01-24 | [13 empty] | 2025-08-25 | CASE_LIST |  | 1 | site | AGI | 2025-08-25 | site | 0 | 1 | 1 | 2 | 8.15 | 0 | 8.15 | SIEMENS(SIM) |  | 1 | 1 | 0 | 1 | Flow 1: Port → Site | AGI | SIEMENS
1246 | 477QGP51796315 / PS027 / 45187870 | HVDC-ADOPT-SIM-0037 | AGI | SCT-19LT-PRC-PO-004 | 13OP-03028.P.01.3170 | 1 | Outdoor | 3101 CB Bay | 559 | 199 | 296 | 32.9273 | 3740 | 4811 | Non Stackable | 8537 2099 | USD | 133055.2 | Angelica Maersk | Germany | Hamburg | Khalifa port | 2024-12-15 | 2025-01-24 | [6 empty] | 2025-07-29 | [7 empty] | CASE_LIST | 1 |  | warehouse | MOSB | 2025-07-29 | warehouse | 1 | 1 | -1 | 0 | 11.12 | 0 | 11.12 | SIEMENS(SIM) |  | 0 | 1 | 1 | 5 | Flow 5: Mixed / Waiting / Incomplete leg | MOSB | SIEMENS
1247 | 477QGP51796315 / PS027 / 45187870 | HVDC-ADOPT-SIM-0037 | AGI | SCT-19LT-PRC-PO-004 | 13OP-03028.P.01.3169 | 1 | Outdoor | 3301 CB Bay | 559 | 199 | 296 | 32.9273 | 3700 | 4771 | Non Stackable | 8537 2099 | USD | 133055.2 | Angelica Maersk | Germany | Hamburg | Khalifa port | 2024-12-15 | 2025-01-24 | [6 empty] | 2025-07-29 | [7 empty] | CASE_LIST | 1 |  | warehouse | MOSB | 2025-07-29 | warehouse | 1 | 1 | -1 | 0 | 11.12 | 0 | 11.12 | SIEMENS(SIM) |  | 0 | 1 | 1 | 5 | Flow 5: Mixed / Waiting / Incomplete leg | MOSB | SIEMENS
1248 | 477QGP51796316 / PS027 / 45187873 | HVDC-ADOPT-SIM-0037 | AGI | SCT-19LT-PRC-PO-004 | 13OP-03028.P.01.3193 | 1 | Outdoor | 2901 CB Bay | 559.2 | 199.2 | 296.5 | 33.0279 | 3730 | 4801 | Non Stackable | 8537 2099 | USD | 580559.1 | Angelica Maersk | Germany | Hamburg | Khalifa port | 2024-12-15 | 2025-01-24 | [13 empty] | 2025-08-25 | CASE_LIST |  | 1 | site | AGI | 2025-08-25 | site | 0 | 1 | 1 | 2 | 11.14 | 0 | 11.14 | SIEMENS(SIM) |  | 1 | 1 | 0 | 1 | Flow 1: Port → Site | AGI | SIEMENS
1249 | 477QGP51796316 / PS027 / 45187873 | HVDC-ADOPT-SIM-0037 | AGI | SCT-19LT-PRC-PO-004 | 13OP-03028.P.01.3194 | 1 | Outdoor | 3201 CB Bay | 559.2 | 199.2 | 296.5 | 33.0279 | 3870 | 4941 | Non Stackable | 8537 2099 | USD | 580559.1 | Angelica Maersk | Germany | Hamburg | Khalifa port | 2024-12-15 | 2025-01-24 | [13 empty] | 2025-08-25 | CASE_LIST |  | 1 | site | AGI | 2025-08-25 | site | 0 | 1 | 1 | 2 | 11.14 | 0 | 11.14 | SIEMENS(SIM) |  | 1 | 1 | 0 | 1 | Flow 1: Port → Site | AGI | SIEMENS
1089 | 477QGP51796208 / PS026 / 45187875 | HVDC-ADOPT-SIM-0036 | AGI | SCT-19LT-PRC-PO-004 | 13OP-03028.P.01.3018 | 1 | Outdoor | 2001 Circuit breaker unit | 409.2 | 199.2 | 296.5 | 24.1685 | 2940 | 3785 | Non Stackable | 8537 2099 | USD | 298524.4 | Angelica Maersk | Germany | Hamburg | Khalifa port | 2024-12-15 | 2025-01-24 | [13 empty] | 2025-08-25 | CASE_LIST |  | 1 | site | AGI | 2025-08-25 | site | 0 | 1 | 1 | 2 | 8.15 | 0 | 8.15 | SIEMENS(SIM) |  | 1 | 1 | 0 | 1 | Flow 1: Port → Site | AGI | SIEMENS
1090 | 477QGP51796208 / PS026 / 45187875 | HVDC-ADOPT-SIM-0036 | AGI | SCT-19LT-PRC-PO-004 | 13OP-03028.P.01.3019 | 1 | Outdoor | 2301 CB bay, single pole drive | 559.2 | 199.2 | 296.5 | 33.0279 | 3730 | 4788 | Non Stackable | 8537 2099 | USD | 298524.4 | Angelica Maersk | Germany | Hamburg | Khalifa port | 2024-12-15 | 2025-01-24 | [13 empty] | 2025-08-21 | CASE_LIST |  | 1 | site | AGI | 2025-08-21 | site | 0 | 1 | 1 | 2 | 11.14 | 0 | 11.14 | SIEMENS(SIM) |  | 1 | 1 | 0 | 1 | Flow 1: Port → Site | AGI | SIEMENS
1091 | 477QGP51796208 / PS026 / 45187875 | HVDC-ADOPT-SIM-0036 | AGI | SCT-19LT-PRC-PO-004 | 13OP-03028.P.01.3020 | 1 | Outdoor | 2201 CB bay, single pole drive | 559.2 | 199.2 | 296.5 | 33.0279 | 3720 | 4778 | Non Stackable | 8537 2099 | USD | 298524.4 | Angelica Maersk | Germany | Hamburg | Khalifa port | 2024-12-15 | 2025-01-24 | [13 empty] | 2025-08-21 | CASE_LIST |  | 1 | site | AGI | 2025-08-21 | site | 0 | 1 | 1 | 2 | 11.14 | 0 | 11.14 | SIEMENS(SIM) |  | 1 | 1 | 0 | 1 | Flow 1: Port → Site | AGI | SIEMENS
1092 | 477QGP51796208 / PS026 / 45187875 | HVDC-ADOPT-SIM-0036 | AGI | SCT-19LT-PRC-PO-004 | 13OP-03028.P.01.3021 | 1 | Outdoor | 1201 CB bay, single pole drive | 559.2 | 199.2 | 296.5 | 33.0279 | 3850 | 4908 | Non Stackable | 8537 2099 | USD | 298524.4 | Angelica Maersk | Germany | Hamburg | Khalifa port | 2024-12-15 | 2025-01-24 | [13 empty] | 2025-08-21 | CASE_LIST |  | 1 | site | AGI | 2025-08-21 | site | 0 | 1 | 1 | 2 | 11.14 | 0 | 11.14 | SIEMENS(SIM) |  | 1 | 1 | 0 | 1 | Flow 1: Port → Site | AGI | SIEMENS
1093 | 477QGP51796208 / PS026 / 45187875 | HVDC-ADOPT-SIM-0036 | AGI | SCT-19LT-PRC-PO-004 | 13OP-03028.P.01.3011 | 1 | Outdoor | 601 CB bay, single pole drive | 559.2 | 199.2 | 296.8 | 33.0613 | 3740 | 4814 | Non Stackable | 8537 2099 | USD | 298524.4 | Angelica Maersk | Germany | Hamburg | Khalifa port | 2024-12-15 | 2025-01-24 | [13 empty] | 2025-08-21 | CASE_LIST |  | 1 | site | AGI | 2025-08-21 | site | 0 | 1 | 1 | 2 | 11.14 | 0 | 11.14 | SIEMENS(SIM) |  | 1 | 1 | 0 | 1 | Flow 1: Port → Site | AGI | SIEMENS
1094 | 477QGP51796208 / PS026 / 45187875 | HVDC-ADOPT-SIM-0036 | AGI | SCT-19LT-PRC-PO-004 | 13OP-03028.P.01.3012 | 1 | Outdoor | 501 CB bay, single pole drive | 559.2 | 199.2 | 296.5 | 33.0279 | 3750 | 4817 | Non Stackable | 8537 2099 | USD | 298524.4 | Angelica Maersk | Germany | Hamburg | Khalifa port | 2024-12-15 | 2025-01-24 | [13 empty] | 2025-08-21 | CASE_LIST |  | 1 | site | AGI | 2025-08-21 | site | 0 | 1 | 1 | 2 | 11.14 | 0 | 11.14 | SIEMENS(SIM) |  | 1 | 1 | 0 | 1 | Flow 1: Port → Site | AGI | SIEMENS
1095 | 477QGP51796208 / PS026 / 45187875 | HVDC-ADOPT-SIM-0036 | AGI | SCT-19LT-PRC-PO-004 | 13OP-03028.P.01.3014 | 1 | Outdoor | 701 CB bay, single pole drive | 559.2 | 199.2 | 296.5 | 33.0279 | 3750 | 4817 | Non Stackable | 8537 2099 | USD | 298524.4 | Angelica Maersk | Germany | Hamburg | Khalifa port | 2024-12-15 | 2025-01-24 | [6 empty] | 2025-07-10 | [7 empty] | CASE_LIST | 1 |  | warehouse | MOSB | 2025-07-10 | warehouse | 1 | 1 | -1 | 0 | 11.14 | 0 | 11.14 | SIEMENS(SIM) |  | 0 | 1 | 1 | 5 | Flow 5: Mixed / Waiting / Incomplete leg | MOSB | SIEMENS
1096 | 477QGP51796208 / PS026 / 45187875 | HVDC-ADOPT-SIM-0036 | AGI | SCT-19LT-PRC-PO-004 | 13OP-03028.P.01.3101 | 1 | Outdoor | 1901 CB bay, single pole drive | 559.2 | 199.2 | 296.5 | 33.0279 | 3650 | 4708 | Non Stackable | 8537 2099 | USD | 298524.4 | Angelica Maersk | Germany | Hamburg | Khalifa port | 2024-12-15 | 2025-01-24 | [13 empty] | 2025-08-21 | CASE_LIST |  | 1 | site | AGI | 2025-08-21 | site | 0 | 1 | 1 | 2 | 11.14 | 0 | 11.14 | SIEMENS(SIM) |  | 1 | 1 | 0 | 1 | Flow 1: Port → Site | AGI | SIEMENS
1097 | 477QGP51796208 / PS026 / 45187875 | HVDC-ADOPT-SIM-0036 | AGI | SCT-19LT-PRC-PO-004 | 13OP-03028.P.01.3009 | 1 | Outdoor | 901 CB bay, single pole drive | 559.2 | 199.2 | 296.8 | 33.0613 | 3740 | 4814 | Non Stackable | 8537 2099 | USD | 298524.4 | Angelica Maersk | Germany | Hamburg | Khalifa port | 2024-12-15 | 2025-01-24 | [13 empty] | 2025-08-21 | CASE_LIST |  | 1 | site | AGI | 2025-08-21 | site | 0 | 1 | 1 | 2 | 11.14 | 0 | 11.14 | SIEMENS(SIM) |  | 1 | 1 | 0 | 1 | Flow 1: Port → Site | AGI | SIEMENS
1098 | 477QGP51796208 / PS026 / 45187875 | HVDC-ADOPT-SIM-0036 | AGI | SCT-19LT-PRC-PO-004 | 13OP-03028.P.01.3102 | 1 | Outdoor | 1701 Circuit breaker unit bay | 459.2 | 229.2 | 296.5 | 31.2062 | 2590 | 3548 | Non Stackable | 8537 2099 | USD | 298524.4 | Angelica Maersk | Germany | Hamburg | Khalifa port | 2024-12-15 | 2025-01-24 | [13 empty] | 2025-08-25 | CASE_LIST |  | 1 | site | AGI | 2025-08-25 | site | 0 | 1 | 1 | 2 | 10.52 | 0 | 10.52 | SIEMENS(SIM) |  | 1 | 1 | 0 | 1 | Flow 1: Port → Site | AGI | SIEMENS
1099 | 477QGP51796208 / PS026 / 45187875 | HVDC-ADOPT-SIM-0036 | AGI | SCT-19LT-PRC-PO-004 | 13OP-03028.P.01.3013 | 1 | Outdoor | 1601 CB bay, single pole drive | 559.2 | 199.2 | 296.5 | 33.0279 | 3920 | 4987 | Non Stackable | 8537 2099 | USD | 298524.4 | Angelica Maersk | Germany | Hamburg | Khalifa port | 2024-12-15 | 2025-01-24 | [6 empty] | 2025-07-29 | [7 empty] | CASE_LIST | 1 |  | warehouse | MOSB | 2025-07-29 | warehouse | 1 | 1 | -1 | 0 | 11.14 | 0 | 11.14 | SIEMENS(SIM) |  | 0 | 1 | 1 | 5 | Flow 5: Mixed / Waiting / Incomplete leg | MOSB | SIEMENS
1100 | 477QGP51796208 / PS026 / 45187875 | HVDC-ADOPT-SIM-0036 | AGI | SCT-19LT-PRC-PO-004 | 13OP-03028.P.01.3135 | 1 | Outdoor | 2101 CB bay, single pole drive | 559 | 199 | 296 | 32.9273 | 3660 | 4718 | Non Stackable | 8537 2099 | USD | 298524.4 | Angelica Maersk | Germany | Hamburg | Khalifa port | 2024-12-15 | 2025-01-24 | [13 empty] | 2025-08-21 | CASE_LIST |  | 1 | site | AGI | 2025-08-21 | site | 0 | 1 | 1 | 2 | 11.12 | 0 | 11.12 | SIEMENS(SIM) |  | 1 | 1 | 0 | 1 | Flow 1: Port → Site | AGI | SIEMENS
1101 | 477QGP51796208 / PS026 / 45187875 | HVDC-ADOPT-SIM-0036 | AGI | SCT-19LT-PRC-PO-004 | 13OP-03028.P.01.3006 | 1 | Outdoor | 801 CB bay, single pole drive | 559 | 199 | 297 | 33.0386 | 3830 | 4904 | Non Stackable | 8537 2099 | USD | 298524.4 | Angelica Maersk | Germany | Hamburg | Khalifa port | 2024-12-15 | 2025-01-24 | [13 empty] | 2025-08-21 | CASE_LIST |  | 1 | site | AGI | 2025-08-21 | site | 0 | 1 | 1 | 2 | 11.12 | 0 | 11.12 | SIEMENS(SIM) |  | 1 | 1 | 0 | 1 | Flow 1: Port → Site | AGI | SIEMENS
1102 | 477QGP51796208 / PS026 / 45187875 | HVDC-ADOPT-SIM-0036 | AGI | SCT-19LT-PRC-PO-004 | 13OP-03028.P.01.3007 | 1 | Outdoor | 1101 CB bay, single pole drive | 559 | 199 | 296 | 32.9273 | 3750 | 4808 | Non Stackable | 8537 2099 | USD | 298524.4 | Angelica Maersk | Germany | Hamburg | Khalifa port | 2024-12-15 | 2025-01-24 | [13 empty] | 2025-08-21 | CASE_LIST |  | 1 | site | AGI | 2025-08-21 | site | 0 | 1 | 1 | 2 | 11.12 | 0 | 11.12 | SIEMENS(SIM) |  | 1 | 1 | 0 | 1 | Flow 1: Port → Site | AGI | SIEMENS
1103 | 477QGP51796208 / PS026 / 45187875 | HVDC-ADOPT-SIM-0036 | AGI | SCT-19LT-PRC-PO-004 | 13OP-03028.P.01.3010 | 1 | Outdoor | 1301 CB bay, single pole drive | 559 | 199 | 296 | 32.9273 | 3730 | 4788 | Non Stackable | 8537 2099 | USD | 298524.4 | Angelica Maersk | Germany | Hamburg | Khalifa port | 2024-12-15 | 2025-01-24 | [6 empty] | 2025-07-11 | [7 empty] | CASE_LIST | 1 |  | warehouse | MOSB | 2025-07-11 | warehouse | 1 | 1 | -1 | 0 | 11.12 | 0 | 11.12 | SIEMENS(SIM) |  | 0 | 1 | 1 | 5 | Flow 5: Mixed / Waiting / Incomplete leg | MOSB | SIEMENS
1104 | 477QGP51796208 / PS026 / 45187875 | HVDC-ADOPT-SIM-0036 | AGI | SCT-19LT-PRC-PO-004 | 13OP-03028.P.01.3008 | 1 | Outdoor | 1001 CB bay, single pole drive | 559.2 | 199.2 | 296.8 | 33.0613 | 3730 | 4782 | Non Stackable | 8537 2099 | USD | 298524.4 | Angelica Maersk | Germany | Hamburg | Khalifa port | 2024-12-15 | 2025-01-24 | [13 empty] | 2025-08-21 | CASE_LIST |  | 1 | site | AGI | 2025-08-21 | site | 0 | 1 | 1 | 2 | 11.14 | 0 | 11.14 | SIEMENS(SIM) |  | 1 | 1 | 0 | 1 | Flow 1: Port → Site | AGI | SIEMENS
1105 | 477QGP51796208 / PS026 / 45187875 | HVDC-ADOPT-SIM-0036 | AGI | SCT-19LT-PRC-PO-004 | 13OP-03028.P.01.3015 | 1 | Outdoor | 2501 CB bay, single pole drive | 559.2 | 199.2 | 296.5 | 33.0279 | 3740 | 4807 | Non Stackable | 8537 2099 | USD | 298524.4 | Angelica Maersk | Germany | Hamburg | Khalifa port | 2024-12-15 | 2025-01-24 | [13 empty] | 2025-08-21 | CASE_LIST |  | 1 | site | AGI | 2025-08-21 | site | 0 | 1 | 1 | 2 | 11.14 | 0 | 11.14 | SIEMENS(SIM) |  | 1 | 1 | 0 | 1 | Flow 1: Port → Site | AGI | SIEMENS
1106 | 477QGP51796208 / PS026 / 45187875 | HVDC-ADOPT-SIM-0036 | AGI | SCT-19LT-PRC-PO-004 | 13OP-03028.P.01.3137 | 1 | Outdoor | 401 CB bay, single pole drive | 549 | 199 | 297 | 32.4475 | 3840 | 4907 | Non Stackable | 8537 2099 | USD | 298524.4 | Angelica Maersk | Germany | Hamburg | Khalifa port | 2024-12-15 | 2025-01-24 | [13 empty] | 2025-08-21 | CASE_LIST |  | 1 | site | AGI | 2025-08-21 | site | 0 | 1 | 1 | 2 | 10.93 | 0 | 10.93 | SIEMENS(SIM) |  | 1 | 1 | 0 | 1 | Flow 1: Port → Site | AGI | SIEMENS
1107 | 477QGP51796208 / PS026 / 45187875 | HVDC-ADOPT-SIM-0036 | AGI | SCT-19LT-PRC-PO-004 | 13OP-03028.P.01.3016 | 1 | Outdoor | 2601 CB bay, single pole drive | 559.2 | 199.2 | 296.5 | 33.0279 | 3740 | 4807 | Non Stackable | 8537 2099 | USD | 298524.4 | Angelica Maersk | Germany | Hamburg | Khalifa port | 2024-12-15 | 2025-01-24 | [13 empty] | 2025-08-21 | CASE_LIST |  | 1 | site | AGI | 2025-08-21 | site | 0 | 1 | 1 | 2 | 11.14 | 0 | 11.14 | SIEMENS(SIM) |  | 1 | 1 | 0 | 1 | Flow 1: Port → Site | AGI | SIEMENS
1108 | 477QGP51796208 / PS026 / 45187875 | HVDC-ADOPT-SIM-0036 | AGI | SCT-19LT-PRC-PO-004 | 13OP-03028.P.01.3017 | 1 | Outdoor | 2401 CB bay, single pole drive | 559.2 | 199.2 | 296.5 | 33.0279 | 3850 | 4917 | Non Stackable | 8537 2099 | USD | 298524.4 | Angelica Maersk | Germany | Hamburg | Khalifa port | 2024-12-15 | 2025-01-24 | [13 empty] | 2025-08-21 | CASE_LIST |  | 1 | site | AGI | 2025-08-21 | site | 0 | 1 | 1 | 2 | 11.14 | 0 | 11.14 | SIEMENS(SIM) |  | 1 | 1 | 0 | 1 | Flow 1: Port → Site | AGI | SIEMENS
1109 | 477QGP51796213 / PS026 / 45187876 | HVDC-ADOPT-SIM-0036 | AGI | SCT-19LT-PRC-PO-004 | 13OP-03028.P.01.3035 | 1 | Outdoor | Connection Module Passive | 167 | 107 | 136 | 2.4302 | 225 | 380 | Non Stackable | 8537 2099 | USD | 50254.62 | Angelica Maersk | Germany | Hamburg | Khalifa port | 2024-12-15 | 2025-01-24 | [13 empty] | 2025-08-13 | CASE_LIST |  | 1 | site | AGI | 2025-08-13 | site | 0 | 1 | 1 | 2 | 1.79 | 0 | 1.79 | SIEMENS(SIM) |  | 1 | 1 | 0 | 1 | Flow 1: Port → Site | AGI | SIEMENS
1110 | 477QGP51796213 / PS026 / 45187876 | HVDC-ADOPT-SIM-0036 | AGI | SCT-19LT-PRC-PO-004 | 13OP-03028.P.01.3036 | 1 | Outdoor | Connection Module Passive | 212 | 107 | 126 | 2.8582 | 190 | 360 | Non Stackable | 8537 2099 | USD | 50254.62 | Angelica Maersk | Germany | Hamburg | Khalifa port | 2024-12-15 | 2025-01-24 | [13 empty] | 2025-09-16 | CASE_LIST |  | 1 | site | AGI | 2025-09-16 | site | 0 | 1 | 1 | 2 | 2.27 | 0 | 2.27 | SIEMENS(SIM) |  | 1 | 1 | 0 | 1 | Flow 1: Port → Site | AGI | SIEMENS
1111 | 477QGP51796213 / PS026 / 45187876 | HVDC-ADOPT-SIM-0036 | AGI | SCT-19LT-PRC-PO-004 | 13OP-03028.P.01.3037 | 1 | Outdoor | Connection Module Passive | 147 | 114 | 128 | 2.145 | 215 | 351 | Non Stackable | 8537 2099 | USD | 50254.62 | Angelica Maersk | Germany | Hamburg | Khalifa port | 2024-12-15 | 2025-01-24 | [13 empty] | 2025-08-13 | CASE_LIST |  | 1 | site | AGI | 2025-08-13 | site | 0 | 1 | 1 | 2 | 1.68 | 0 | 1.68 | SIEMENS(SIM) |  | 1 | 1 | 0 | 1 | Flow 1: Port → Site | AGI | SIEMENS
1112 | 477QGP51796213 / PS026 / 45187876 | HVDC-ADOPT-SIM-0036 | AGI | SCT-19LT-PRC-PO-004 | 13OP-03028.P.01.3023 | 1 | Outdoor | Connection Module Active | 277 | 192 | 145 | 7.7117 | 650 | 1032 | Non Stackable | 8537 2099 | USD | 50254.62 | Angelica Maersk | Germany | Hamburg | Khalifa port | 2024-12-15 | 2025-01-24 | [13 empty] | 2025-08-25 | CASE_LIST |  | 1 | site | AGI | 2025-08-25 | site | 0 | 1 | 1 | 2 | 5.32 | 0 | 5.32 | SIEMENS(SIM) |  | 1 | 1 | 0 | 1 | Flow 1: Port → Site | AGI | SIEMENS
1113 | 477QGP51796213 / PS026 / 45187876 | HVDC-ADOPT-SIM-0036 | AGI | SCT-19LT-PRC-PO-004 | 13OP-03028.P.01.3024 | 1 | Outdoor | Connection Module Passive | 442 | 187 | 137 | 11.3236 | 790 | 1332 | Non Stackable | 8537 2099 | USD | 50254.62 | Angelica Maersk | Germany | Hamburg | Khalifa port | 2024-12-15 | 2025-01-24 | [13 empty] | 2025-08-25 | CASE_LIST |  | 1 | site | AGI | 2025-08-25 | site | 0 | 1 | 1 | 2 | 8.27 | 0 | 8.27 | SIEMENS(SIM) |  | 1 | 1 | 0 | 1 | Flow 1: Port → Site | AGI | SIEMENS
1114 | 477QGP51796213 / PS026 / 45187876 | HVDC-ADOPT-SIM-0036 | AGI | SCT-19LT-PRC-PO-004 | 13OP-03028.P.01.3025 | 1 | Outdoor | Connection Module Passive | 147 | 107 | 123 | 1.9347 | 210 | 338 | Non Stackable | 8537 2099 | USD | 50254.62 | Angelica Maersk | Germany | Hamburg | Khalifa port | 2024-12-15 | 2025-01-24 | [13 empty] | 2025-08-16 | CASE_LIST |  | 1 | site | AGI | 2025-08-16 | site | 0 | 1 | 1 | 2 | 1.57 | 0 | 1.57 | SIEMENS(SIM) |  | 1 | 1 | 0 | 1 | Flow 1: Port → Site | AGI | SIEMENS
1115 | 477QGP51796213 / PS026 / 45187876 | HVDC-ADOPT-SIM-0036 | AGI | SCT-19LT-PRC-PO-004 | 13OP-03028.P.01.3026 | 1 | Outdoor | Connection Module Passive | 447 | 187 | 147 | 12.2876 | 800 | 1402 | Non Stackable | 8537 2099 | USD | 50254.62 | Angelica Maersk | Germany | Hamburg | Khalifa port | 2024-12-15 | 2025-01-24 | [13 empty] | 2025-08-25 | CASE_LIST |  | 1 | site | AGI | 2025-08-25 | site | 0 | 1 | 1 | 2 | 8.36 | 0 | 8.36 | SIEMENS(SIM) |  | 1 | 1 | 0 | 1 | Flow 1: Port → Site | AGI | SIEMENS
1116 | 477QGP51796213 / PS026 / 45187876 | HVDC-ADOPT-SIM-0036 | AGI | SCT-19LT-PRC-PO-004 | 13OP-03028.P.01.3027 | 1 | Outdoor | Connection Module Passive | 272 | 107 | 119 | 3.4634 | 290 | 208 | Non Stackable | 8537 2099 | USD | 50254.62 | Angelica Maersk | Germany | Hamburg | Khalifa port | 2024-12-15 | 2025-01-24 | [13 empty] | 2025-08-25 | CASE_LIST |  | 1 | site | AGI | 2025-08-25 | site | 0 | 1 | 1 | 2 | 2.91 | 0 | 2.91 | SIEMENS(SIM) |  | 1 | 1 | 0 | 1 | Flow 1: Port → Site | AGI | SIEMENS
1117 | 477QGP51796213 / PS026 / 45187876 | HVDC-ADOPT-SIM-0036 | AGI | SCT-19LT-PRC-PO-004 | 13OP-03028.P.01.3028 | 1 | Outdoor | Connection Module Passive | 117 | 112 | 113 | 1.4808 | 175 | 283 | Non Stackable | 8537 2099 | USD | 50254.62 | Angelica Maersk | Germany | Hamburg | Khalifa port | 2024-12-15 | 2025-01-24 | [13 empty] | 2025-08-13 | CASE_LIST |  | 1 | site | AGI | 2025-08-13 | site | 0 | 1 | 1 | 2 | 1.31 | 0 | 1.31 | SIEMENS(SIM) |  | 1 | 1 | 0 | 1 | Flow 1: Port → Site | AGI | SIEMENS
1118 | 477QGP51796213 / PS026 / 45187876 | HVDC-ADOPT-SIM-0036 | AGI | SCT-19LT-PRC-PO-004 | 13OP-03028.P.01.3029 | 1 | Outdoor | Connection Module Passive | 147 | 107 | 123 | 1.9347 | 210 | 334 | Non Stackable | 8537 2099 | USD | 50254.62 | Angelica Maersk | Germany | Hamburg | Khalifa port | 2024-12-15 | 2025-01-24 | [13 empty] | 2025-09-06 | CASE_LIST |  | 1 | site | AGI | 2025-09-06 | site | 0 | 1 | 1 | 2 | 1.57 | 0 | 1.57 | SIEMENS(SIM) |  | 1 | 1 | 0 | 1 | Flow 1: Port → Site | AGI | SIEMENS
1119 | 477QGP51796213 / PS026 / 45187876 | HVDC-ADOPT-SIM-0036 | AGI | SCT-19LT-PRC-PO-004 | 13OP-03028.P.01.3030 | 1 | Outdoor | Connection Module Passive | 447 | 107 | 130 | 6.2178 | 390 | 742 | Non Stackable | 8537 2099 | USD | 50254.62 | Angelica Maersk | Germany | Hamburg | Khalifa port | 2024-12-15 | 2025-01-24 | [13 empty] | 2025-08-25 | CASE_LIST |  | 1 | site | AGI | 2025-08-25 | site | 0 | 1 | 1 | 2 | 4.78 | 0 | 4.78 | SIEMENS(SIM) |  | 1 | 1 | 0 | 1 | Flow 1: Port → Site | AGI | SIEMENS
1120 | 477QGP51796213 / PS026 / 45187876 | HVDC-ADOPT-SIM-0036 | AGI | SCT-19LT-PRC-PO-004 | 13OP-03028.P.01.3031 | 1 | Outdoor | Connection Module Passive | 232 | 177 | 148 | 6.0775 | 670 | 1011 | Non Stackable | 8537 2099 | USD | 50254.62 | Angelica Maersk | Germany | Hamburg | Khalifa port | 2024-12-15 | 2025-01-24 | [6 empty] | 2025-07-19 | [7 empty] | CASE_LIST | 1 |  | warehouse | MOSB | 2025-07-19 | warehouse | 1 | 1 | -1 | 0 | 4.11 | 0 | 4.11 | SIEMENS(SIM) |  | 0 | 1 | 1 | 5 | Flow 5: Mixed / Waiting / Incomplete leg | MOSB | SIEMENS
1121 | 477QGP51796213 / PS026 / 45187876 | HVDC-ADOPT-SIM-0036 | AGI | SCT-19LT-PRC-PO-004 | 13OP-03028.P.01.3032 | 1 | Outdoor | Connection Module Passive | 138 | 112 | 126 | 1.9475 | 170 | 298 | Non Stackable | 8537 2099 | USD | 50254.62 | Angelica Maersk | Germany | Hamburg | Khalifa port | 2024-12-15 | 2025-01-24 | [13 empty] | 2025-08-16 | CASE_LIST |  | 1 | site | AGI | 2025-08-16 | site | 0 | 1 | 1 | 2 | 1.55 | 0 | 1.55 | SIEMENS(SIM) |  | 1 | 1 | 0 | 1 | Flow 1: Port → Site | AGI | SIEMENS
1122 | 477QGP51796213 / PS026 / 45187876 | HVDC-ADOPT-SIM-0036 | AGI | SCT-19LT-PRC-PO-004 | 13OP-03028.P.01.3033 | 1 | Outdoor | Connection Module Passive | 447 | 107 | 140 | 6.6961 | 400 | 765 | Non Stackable | 8537 2099 | USD | 50254.62 | Angelica Maersk | Germany | Hamburg | Khalifa port | 2024-12-15 | 2025-01-24 | [13 empty] | 2025-08-25 | CASE_LIST |  | 1 | site | AGI | 2025-08-25 | site | 0 | 1 | 1 | 2 | 4.78 | 0 | 4.78 | SIEMENS(SIM) |  | 1 | 1 | 0 | 1 | Flow 1: Port → Site | AGI | SIEMENS
1123 | 477QGP51796213 / PS026 / 45187876 | HVDC-ADOPT-SIM-0036 | AGI | SCT-19LT-PRC-PO-004 | 13OP-03028.P.01.3034 | 1 | Outdoor | Connection Module Passive | 447 | 197 | 142 | 12.5044 | 800 | 1441 | Non Stackable | 8537 2099 | USD | 50254.62 | Angelica Maersk | Germany | Hamburg | Khalifa port | 2024-12-15 | 2025-01-24 | [13 empty] | 2025-08-25 | CASE_LIST |  | 1 | site | AGI | 2025-08-25 | site | 0 | 1 | 1 | 2 | 8.81 | 0 | 8.81 | SIEMENS(SIM) |  | 1 | 1 | 0 | 1 | Flow 1: Port → Site | AGI | SIEMENS
1124 | 477QGP51796213 / PS026 / 45187876 | HVDC-ADOPT-SIM-0036 | AGI | SCT-19LT-PRC-PO-004 | 13OP-03028.P.01.3103 | 1 | Outdoor | Voltage transformer | 133 | 117 | 161 | 2.5053 | 435 | 605 | Non Stackable | 8537 2099 | USD | 50254.62 | Angelica Maersk | Germany | Hamburg | Khalifa port | 2024-12-15 | 2025-01-24 | [6 empty] | 2025-07-13 | [7 empty] | CASE_LIST | 1 |  | warehouse | MOSB | 2025-07-13 | warehouse | 1 | 1 | -1 | 0 | 1.56 | 0 | 1.56 | SIEMENS(SIM) |  | 0 | 1 | 1 | 5 | Flow 5: Mixed / Waiting / Incomplete leg | MOSB | SIEMENS
1125 | 477QGP51796213 / PS026 / 45187876 | HVDC-ADOPT-SIM-0036 | AGI | SCT-19LT-PRC-PO-004 | 13OP-03028.P.01.3104 | 1 | Outdoor | Voltage transformer | 133 | 117 | 161 | 2.5053 | 435 | 601 | Non Stackable | 8537 2099 | USD | 50254.62 | Angelica Maersk | Germany | Hamburg | Khalifa port | 2024-12-15 | 2025-01-24 | [13 empty] | 2025-08-16 | CASE_LIST |  | 1 | site | AGI | 2025-08-16 | site | 0 | 1 | 1 | 2 | 1.56 | 0 | 1.56 | SIEMENS(SIM) |  | 1 | 1 | 0 | 1 | Flow 1: Port → Site | AGI | SIEMENS
1126 | 477QGP51796213 / PS026 / 45187876 | HVDC-ADOPT-SIM-0036 | AGI | SCT-19LT-PRC-PO-004 | 13OP-03028.P.01.3105 | 1 | Outdoor | Voltage transformer | 133 | 117 | 161 | 2.5053 | 435 | 605 | Non Stackable | 8537 2099 | USD | 50254.62 | Angelica Maersk | Germany | Hamburg | Khalifa port | 2024-12-15 | 2025-01-24 | [6 empty] | 2025-07-14 | [7 empty] | CASE_LIST | 1 |  | warehouse | MOSB | 2025-07-14 | warehouse | 1 | 1 | -1 | 0 | 1.56 | 0 | 1.56 | SIEMENS(SIM) |  | 0 | 1 | 1 | 5 | Flow 5: Mixed / Waiting / Incomplete leg | MOSB | SIEMENS
1127 | 477QGP51796213 / PS026 / 45187876 | HVDC-ADOPT-SIM-0036 | AGI | SCT-19LT-PRC-PO-004 | 13OP-03028.P.01.3106 | 1 | Outdoor | Voltage transformer | 133 | 117 | 161 | 2.5053 | 435 | 605 | Non Stackable | 8537 2099 | USD | 50254.62 | Angelica Maersk | Germany | Hamburg | Khalifa port | 2024-12-15 | 2025-01-24 | [6 empty] | 2025-07-16 | [7 empty] | CASE_LIST | 1 |  | warehouse | MOSB | 2025-07-16 | warehouse | 1 | 1 | -1 | 0 | 1.56 | 0 | 1.56 | SIEMENS(SIM) |  | 0 | 1 | 1 | 5 | Flow 5: Mixed / Waiting / Incomplete leg | MOSB | SIEMENS
1128 | 477QGP51796213 / PS026 / 45187876 | HVDC-ADOPT-SIM-0036 | AGI | SCT-19LT-PRC-PO-004 | 13OP-03028.P.01.3107 | 1 | Outdoor | Voltage transformer | 133 | 117 | 161 | 2.5053 | 435 | 605 | Non Stackable | 8537 2099 | USD | 50254.62 | Angelica Maersk | Germany | Hamburg | Khalifa port | 2024-12-15 | 2025-01-24 | [13 empty] | 2025-08-16 | CASE_LIST |  | 1 | site | AGI | 2025-08-16 | site | 0 | 1 | 1 | 2 | 1.56 | 0 | 1.56 | SIEMENS(SIM) |  | 1 | 1 | 0 | 1 | Flow 1: Port → Site | AGI | SIEMENS
1129 | 477QGP51796213 / PS026 / 45187876 | HVDC-ADOPT-SIM-0036 | AGI | SCT-19LT-PRC-PO-004 | 13OP-03028.P.01.3108 | 1 | Outdoor | Voltage transformer | 133 | 117 | 161 | 2.5053 | 435 | 605 | Non Stackable | 8537 2099 | USD | 50254.62 | Angelica Maersk | Germany | Hamburg | Khalifa port | 2024-12-15 | 2025-01-24 | [6 empty] | 2025-07-14 | [7 empty] | CASE_LIST | 1 |  | warehouse | MOSB | 2025-07-14 | warehouse | 1 | 1 | -1 | 0 | 1.56 | 0 | 1.56 | SIEMENS(SIM) |  | 0 | 1 | 1 | 5 | Flow 5: Mixed / Waiting / Incomplete leg | MOSB | SIEMENS
1130 | 477QGP51796213 / PS026 / 45187876 | HVDC-ADOPT-SIM-0036 | AGI | SCT-19LT-PRC-PO-004 | 13OP-03028.P.01.3109 | 1 | Outdoor | Voltage transformer | 133 | 117 | 161 | 2.5053 | 435 | 605 | Non Stackable | 8537 2099 | USD | 50254.62 | Angelica Maersk | Germany | Hamburg | Khalifa port | 2024-12-15 | 2025-01-24 | [6 empty] | 2025-07-14 | [7 empty] | CASE_LIST | 1 |  | warehouse | MOSB | 2025-07-14 | warehouse | 1 | 1 | -1 | 0 | 1.56 | 0 | 1.56 | SIEMENS(SIM) |  | 0 | 1 | 1 | 5 | Flow 5: Mixed / Waiting / Incomplete leg | MOSB | SIEMENS
1131 | 477QGP51796213 / PS026 / 45187876 | HVDC-ADOPT-SIM-0036 | AGI | SCT-19LT-PRC-PO-004 | 13OP-03028.P.01.3110 | 1 | Outdoor | Voltage transformer | 133 | 117 | 161 | 2.5053 | 435 | 605 | Non Stackable | 8537 2099 | USD | 50254.62 | Angelica Maersk | Germany | Hamburg | Khalifa port | 2024-12-15 | 2025-01-24 | [13 empty] | 2025-08-23 | CASE_LIST |  | 1 | site | AGI | 2025-08-23 | site | 0 | 1 | 1 | 2 | 1.56 | 0 | 1.56 | SIEMENS(SIM) |  | 1 | 1 | 0 | 1 | Flow 1: Port → Site | AGI | SIEMENS
1132 | 477QGP51796213 / PS026 / 45187876 | HVDC-ADOPT-SIM-0036 | AGI | SCT-19LT-PRC-PO-004 | 13OP-03028.P.01.3111 | 1 | Outdoor | Voltage transformer | 133 | 117 | 161 | 2.5053 | 435 | 610 | Non Stackable | 8537 2099 | USD | 50254.62 | Angelica Maersk | Germany | Hamburg | Khalifa port | 2024-12-15 | 2025-01-24 | [6 empty] | 2025-07-14 | [7 empty] | CASE_LIST | 1 |  | warehouse | MOSB | 2025-07-14 | warehouse | 1 | 1 | -1 | 0 | 1.56 | 0 | 1.56 | SIEMENS(SIM) |  | 0 | 1 | 1 | 5 | Flow 5: Mixed / Waiting / Incomplete leg | MOSB | SIEMENS
1133 | 477QGP51796213 / PS026 / 45187876 | HVDC-ADOPT-SIM-0036 | AGI | SCT-19LT-PRC-PO-004 | 13OP-03028.P.01.3112 | 1 | Outdoor | Voltage transformer | 133 | 117 | 161 | 2.5053 | 435 | 605 | Non Stackable | 8537 2099 | USD | 50254.62 | Angelica Maersk | Germany | Hamburg | Khalifa port | 2024-12-15 | 2025-01-24 | [6 empty] | 2025-07-16 | [7 empty] | CASE_LIST | 1 |  | warehouse | MOSB | 2025-07-16 | warehouse | 1 | 1 | -1 | 0 | 1.56 | 0 | 1.56 | SIEMENS(SIM) |  | 0 | 1 | 1 | 5 | Flow 5: Mixed / Waiting / Incomplete leg | MOSB | SIEMENS
1134 | 477QGP51796213 / PS026 / 45187876 | HVDC-ADOPT-SIM-0036 | AGI | SCT-19LT-PRC-PO-004 | 13OP-03028.P.01.3113 | 1 | Outdoor | Voltage transformer | 133 | 117 | 161 | 2.5053 | 435 | 608 | Non Stackable | 8537 2099 | USD | 50254.62 | Angelica Maersk | Germany | Hamburg | Khalifa port | 2024-12-15 | 2025-01-24 | [13 empty] | 2025-08-26 | CASE_LIST |  | 1 | site | AGI | 2025-08-26 | site | 0 | 1 | 1 | 2 | 1.56 | 0 | 1.56 | SIEMENS(SIM) |  | 1 | 1 | 0 | 1 | Flow 1: Port → Site | AGI | SIEMENS
1135 | 477QGP51796213 / PS026 / 45187876 | HVDC-ADOPT-SIM-0036 | AGI | SCT-19LT-PRC-PO-004 | 13OP-03028.P.01.3114 | 1 | Outdoor | Voltage transformer | 133 | 117 | 161 | 2.5053 | 435 | 605 | Non Stackable | 8537 2099 | USD | 50254.62 | Angelica Maersk | Germany | Hamburg | Khalifa port | 2024-12-15 | 2025-01-24 | [6 empty] | 2025-07-16 | [7 empty] | CASE_LIST | 1 |  | warehouse | MOSB | 2025-07-16 | warehouse | 1 | 1 | -1 | 0 | 1.56 | 0 | 1.56 | SIEMENS(SIM) |  | 0 | 1 | 1 | 5 | Flow 5: Mixed / Waiting / Incomplete leg | MOSB | SIEMENS
1136 | 477QGP51796213 / PS026 / 45187876 | HVDC-ADOPT-SIM-0036 | AGI | SCT-19LT-PRC-PO-004 | 13OP-03028.P.01.3115 | 1 | Outdoor | Voltage transformer | 133 | 117 | 161 | 2.5053 | 435 | 605 | Non Stackable | 8537 2099 | USD | 50254.62 | Angelica Maersk | Germany | Hamburg | Khalifa port | 2024-12-15 | 2025-01-24 | [6 empty] | 2025-07-16 | [7 empty] | CASE_LIST | 1 |  | warehouse | MOSB | 2025-07-16 | warehouse | 1 | 1 | -1 | 0 | 1.56 | 0 | 1.56 | SIEMENS(SIM) |  | 0 | 1 | 1 | 5 | Flow 5: Mixed / Waiting / Incomplete leg | MOSB | SIEMENS
1137 | 477QGP51796213 / PS026 / 45187876 | HVDC-ADOPT-SIM-0036 | AGI | SCT-19LT-PRC-PO-004 | 13OP-03028.P.01.3116 | 1 | Outdoor | Voltage transformer | 133 | 117 | 161 | 2.5053 | 435 | 605 | Non Stackable | 8537 2099 | USD | 50254.62 | Angelica Maersk | Germany | Hamburg | Khalifa port | 2024-12-15 | 2025-01-24 | [6 empty] | 2025-07-16 | [7 empty] | CASE_LIST | 1 |  | warehouse | MOSB | 2025-07-16 | warehouse | 1 | 1 | -1 | 0 | 1.56 | 0 | 1.56 | SIEMENS(SIM) |  | 0 | 1 | 1 | 5 | Flow 5: Mixed / Waiting / Incomplete leg | MOSB | SIEMENS
1138 | 477QGP51796213 / PS026 / 45187876 | HVDC-ADOPT-SIM-0036 | AGI | SCT-19LT-PRC-PO-004 | 13OP-03028.P.01.3117 | 1 | Outdoor | Voltage transformer | 133 | 117 | 161 | 2.5053 | 435 | 605 | Non Stackable | 8537 2099 | USD | 50254.62 | Angelica Maersk | Germany | Hamburg | Khalifa port | 2024-12-15 | 2025-01-24 | [6 empty] | 2025-07-16 | [7 empty] | CASE_LIST | 1 |  | warehouse | MOSB | 2025-07-16 | warehouse | 1 | 1 | -1 | 0 | 1.56 | 0 | 1.56 | SIEMENS(SIM) |  | 0 | 1 | 1 | 5 | Flow 5: Mixed / Waiting / Incomplete leg | MOSB | SIEMENS
1139 | 477QGP51796213 / PS026 / 45187876 | HVDC-ADOPT-SIM-0036 | AGI | SCT-19LT-PRC-PO-004 | 13OP-03028.P.01.3118 | 1 | Outdoor | Voltage transformer | 133 | 117 | 161 | 2.5053 | 435 | 605 | Non Stackable | 8537 2099 | USD | 50254.62 | Angelica Maersk | Germany | Hamburg | Khalifa port | 2024-12-15 | 2025-01-24 | [13 empty] | 2025-08-16 | CASE_LIST |  | 1 | site | AGI | 2025-08-16 | site | 0 | 1 | 1 | 2 | 1.56 | 0 | 1.56 | SIEMENS(SIM) |  | 1 | 1 | 0 | 1 | Flow 1: Port → Site | AGI | SIEMENS
1140 | 477QGP51796213 / PS026 / 45187876 | HVDC-ADOPT-SIM-0036 | AGI | SCT-19LT-PRC-PO-004 | 13OP-03028.P.01.3119 | 1 | Outdoor | Voltage transformer | 133 | 117 | 161 | 2.5053 | 435 | 605 | Non Stackable | 8537 2099 | USD | 50254.62 | Angelica Maersk | Germany | Hamburg | Khalifa port | 2024-12-15 | 2025-01-24 | [6 empty] | 2025-07-16 | [7 empty] | CASE_LIST | 1 |  | warehouse | MOSB | 2025-07-16 | warehouse | 1 | 1 | -1 | 0 | 1.56 | 0 | 1.56 | SIEMENS(SIM) |  | 0 | 1 | 1 | 5 | Flow 5: Mixed / Waiting / Incomplete leg | MOSB | SIEMENS
1141 | 477QGP51796213 / PS026 / 45187876 | HVDC-ADOPT-SIM-0036 | AGI | SCT-19LT-PRC-PO-004 | 13OP-03028.P.01.3120 | 1 | Outdoor | Voltage transformer | 133 | 117 | 161 | 2.5053 | 435 | 605 | Non Stackable | 8537 2099 | USD | 50254.62 | Angelica Maersk | Germany | Hamburg | Khalifa port | 2024-12-15 | 2025-01-24 | [6 empty] | 2025-07-16 | [7 empty] | CASE_LIST | 1 |  | warehouse | MOSB | 2025-07-16 | warehouse | 1 | 1 | -1 | 0 | 1.56 | 0 | 1.56 | SIEMENS(SIM) |  | 0 | 1 | 1 | 5 | Flow 5: Mixed / Waiting / Incomplete leg | MOSB | SIEMENS
1142 | 477QGP51796213 / PS026 / 45187876 | HVDC-ADOPT-SIM-0036 | AGI | SCT-19LT-PRC-PO-004 | 13OP-03028.P.01.3121 | 1 | Outdoor | Voltage transformer | 133 | 117 | 161 | 2.5053 | 435 | 605 | Non Stackable | 8537 2099 | USD | 50254.62 | Angelica Maersk | Germany | Hamburg | Khalifa port | 2024-12-15 | 2025-01-24 | [13 empty] | 2025-08-16 | CASE_LIST |  | 1 | site | AGI | 2025-08-16 | site | 0 | 1 | 1 | 2 | 1.56 | 0 | 1.56 | SIEMENS(SIM) |  | 1 | 1 | 0 | 1 | Flow 1: Port → Site | AGI | SIEMENS
1143 | 477QGP51796213 / PS026 / 45187876 | HVDC-ADOPT-SIM-0036 | AGI | SCT-19LT-PRC-PO-004 | 13OP-03028.P.01.3122 | 1 | Outdoor | Voltage transformer | 133 | 117 | 161 | 2.5053 | 435 | 605 | Non Stackable | 8537 2099 | USD | 50254.62 | Angelica Maersk | Germany | Hamburg | Khalifa port | 2024-12-15 | 2025-01-24 | [6 empty] | 2025-07-17 | [7 empty] | CASE_LIST | 1 |  | warehouse | MOSB | 2025-07-17 | warehouse | 1 | 1 | -1 | 0 | 1.56 | 0 | 1.56 | SIEMENS(SIM) |  | 0 | 1 | 1 | 5 | Flow 5: Mixed / Waiting / Incomplete leg | MOSB | SIEMENS
1144 | 477QGP51796213 / PS026 / 45187876 | HVDC-ADOPT-SIM-0036 | AGI | SCT-19LT-PRC-PO-004 | 13OP-03028.P.01.3123 | 1 | Outdoor | Voltage transformer | 133 | 117 | 161 | 2.5053 | 435 | 605 | Non Stackable | 8537 2099 | USD | 50254.62 | Angelica Maersk | Germany | Hamburg | Khalifa port | 2024-12-15 | 2025-01-24 | [6 empty] | 2025-07-17 | [7 empty] | CASE_LIST | 1 |  | warehouse | MOSB | 2025-07-17 | warehouse | 1 | 1 | -1 | 0 | 1.56 | 0 | 1.56 | SIEMENS(SIM) |  | 0 | 1 | 1 | 5 | Flow 5: Mixed / Waiting / Incomplete leg | MOSB | SIEMENS
1145 | 477QGP51796213 / PS026 / 45187876 | HVDC-ADOPT-SIM-0036 | AGI | SCT-19LT-PRC-PO-004 | 13OP-03028.P.01.3124 | 1 | Outdoor | Voltage transformer | 133 | 117 | 161 | 2.5053 | 435 | 605 | Non Stackable | 8537 2099 | USD | 50254.62 | Angelica Maersk | Germany | Hamburg | Khalifa port | 2024-12-15 | 2025-01-24 | [13 empty] | 2025-08-16 | CASE_LIST |  | 1 | site | AGI | 2025-08-16 | site | 0 | 1 | 1 | 2 | 1.56 | 0 | 1.56 | SIEMENS(SIM) |  | 1 | 1 | 0 | 1 | Flow 1: Port → Site | AGI | SIEMENS
1146 | 477QGP51796213 / PS026 / 45187876 | HVDC-ADOPT-SIM-0036 | AGI | SCT-19LT-PRC-PO-004 | 13OP-03028.P.01.3125 | 1 | Outdoor | Voltage transformer | 133 | 117 | 161 | 2.5053 | 435 | 605 | Non Stackable | 8537 2099 | USD | 50254.62 | Angelica Maersk | Germany | Hamburg | Khalifa port | 2024-12-15 | 2025-01-24 | [6 empty] | 2025-07-16 | [7 empty] | CASE_LIST | 1 |  | warehouse | MOSB | 2025-07-16 | warehouse | 1 | 1 | -1 | 0 | 1.56 | 0 | 1.56 | SIEMENS(SIM) |  | 0 | 1 | 1 | 5 | Flow 5: Mixed / Waiting / Incomplete leg | MOSB | SIEMENS
1147 | 477QGP51796213 / PS026 / 45187876 | HVDC-ADOPT-SIM-0036 | AGI | SCT-19LT-PRC-PO-004 | 13OP-03028.P.01.3126 | 1 | Outdoor | Voltage transformer | 133 | 117 | 161 | 2.5053 | 430 | 600 | Non Stackable | 8537 2099 | USD | 50254.62 | Angelica Maersk | Germany | Hamburg | Khalifa port | 2024-12-15 | 2025-01-24 | [13 empty] | 2025-08-16 | CASE_LIST |  | 1 | site | AGI | 2025-08-16 | site | 0 | 1 | 1 | 2 | 1.56 | 0 | 1.56 | SIEMENS(SIM) |  | 1 | 1 | 0 | 1 | Flow 1: Port → Site | AGI | SIEMENS
1148 | 477QGP51796213 / PS026 / 45187876 | HVDC-ADOPT-SIM-0036 | AGI | SCT-19LT-PRC-PO-004 | 13OP-03028.P.01.3127 | 1 | Outdoor | Voltage transformer | 133 | 117 | 161 | 2.5053 | 430 | 600 | Non Stackable | 8537 2099 | USD | 50254.62 | Angelica Maersk | Germany | Hamburg | Khalifa port | 2024-12-15 | 2025-01-24 | [13 empty] | 2025-08-16 | CASE_LIST |  | 1 | site | AGI | 2025-08-16 | site | 0 | 1 | 1 | 2 | 1.56 | 0 | 1.56 | SIEMENS(SIM) |  | 1 | 1 | 0 | 1 | Flow 1: Port → Site | AGI | SIEMENS
1149 | 477QGP51796213 / PS026 / 45187876 | HVDC-ADOPT-SIM-0036 | AGI | SCT-19LT-PRC-PO-004 | 13OP-03028.P.01.3128 | 1 | Outdoor | Voltage transformer | 133 | 117 | 161 | 2.5053 | 430 | 604 | Non Stackable | 8537 2099 | USD | 50254.62 | Angelica Maersk | Germany | Hamburg | Khalifa port | 2024-12-15 | 2025-01-24 | [13 empty] | 2025-08-16 | CASE_LIST |  | 1 | site | AGI | 2025-08-16 | site | 0 | 1 | 1 | 2 | 1.56 | 0 | 1.56 | SIEMENS(SIM) |  | 1 | 1 | 0 | 1 | Flow 1: Port → Site | AGI | SIEMENS
1150 | 477QGP51796213 / PS026 / 45187876 | HVDC-ADOPT-SIM-0036 | AGI | SCT-19LT-PRC-PO-004 | 13OP-03028.P.01.3129 | 1 | Outdoor | Voltage transformer | 133 | 117 | 161 | 2.5053 | 430 | 600 | Non Stackable | 8537 2099 | USD | 50254.62 | Angelica Maersk | Germany | Hamburg | Khalifa port | 2024-12-15 | 2025-01-24 | [6 empty] | 2025-07-16 | [7 empty] | CASE_LIST | 1 |  | warehouse | MOSB | 2025-07-16 | warehouse | 1 | 1 | -1 | 0 | 1.56 | 0 | 1.56 | SIEMENS(SIM) |  | 0 | 1 | 1 | 5 | Flow 5: Mixed / Waiting / Incomplete leg | MOSB | SIEMENS
1151 | 477QGP51796213 / PS026 / 45187876 | HVDC-ADOPT-SIM-0036 | AGI | SCT-19LT-PRC-PO-004 | 13OP-03028.P.01.3130 | 1 | Outdoor | Voltage transformer | 133 | 117 | 161 | 2.5053 | 435 | 607 | Non Stackable | 8537 2099 | USD | 50254.62 | Angelica Maersk | Germany | Hamburg | Khalifa port | 2024-12-15 | 2025-01-24 | [13 empty] | 2025-08-16 | CASE_LIST |  | 1 | site | AGI | 2025-08-16 | site | 0 | 1 | 1 | 2 | 1.56 | 0 | 1.56 | SIEMENS(SIM) |  | 1 | 1 | 0 | 1 | Flow 1: Port → Site | AGI | SIEMENS
1152 | 477QGP51796213 / PS026 / 45187876 | HVDC-ADOPT-SIM-0036 | AGI | SCT-19LT-PRC-PO-004 | 13OP-03028.P.01.3131 | 1 | Outdoor | Voltage transformer | 133 | 117 | 161 | 2.5053 | 435 | 599 | Non Stackable | 8537 2099 | USD | 50254.62 | Angelica Maersk | Germany | Hamburg | Khalifa port | 2024-12-15 | 2025-01-24 | [13 empty] | 2025-08-16 | CASE_LIST |  | 1 | site | AGI | 2025-08-16 | site | 0 | 1 | 1 | 2 | 1.56 | 0 | 1.56 | SIEMENS(SIM) |  | 1 | 1 | 0 | 1 | Flow 1: Port → Site | AGI | SIEMENS
1153 | 477QGP51796213 / PS026 / 45187876 | HVDC-ADOPT-SIM-0036 | AGI | SCT-19LT-PRC-PO-004 | 13OP-03028.P.01.3132 | 1 | Outdoor | Voltage transformer | 133 | 117 | 161 | 2.5053 | 435 | 605 | Non Stackable | 8537 2099 | USD | 50254.62 | Angelica Maersk | Germany | Hamburg | Khalifa port | 2024-12-15 | 2025-01-24 | [13 empty] | 2025-08-16 | CASE_LIST |  | 1 | site | AGI | 2025-08-16 | site | 0 | 1 | 1 | 2 | 1.56 | 0 | 1.56 | SIEMENS(SIM) |  | 1 | 1 | 0 | 1 | Flow 1: Port → Site | AGI | SIEMENS
1154 | 477QGP51796213 / PS026 / 45187876 | HVDC-ADOPT-SIM-0036 | AGI | SCT-19LT-PRC-PO-004 | 13OP-03028.P.01.3133 | 1 | Outdoor | Voltage transformer | 133 | 117 | 161 | 2.5053 | 435 | 605 | Non Stackable | 8537 2099 | USD | 50254.62 | Angelica Maersk | Germany | Hamburg | Khalifa port | 2024-12-15 | 2025-01-24 | [13 empty] | 2025-08-16 | CASE_LIST |  | 1 | site | AGI | 2025-08-16 | site | 0 | 1 | 1 | 2 | 1.56 | 0 | 1.56 | SIEMENS(SIM) |  | 1 | 1 | 0 | 1 | Flow 1: Port → Site | AGI | SIEMENS
1155 | 477QGP51796213 / PS026 / 45187876 | HVDC-ADOPT-SIM-0036 | AGI | SCT-19LT-PRC-PO-004 | 13OP-03028.P.01.3134 | 1 | Outdoor | Voltage transformer | 133 | 117 | 161 | 2.5053 | 435 | 605 | Non Stackable | 8537 2099 | USD | 50254.62 | Angelica Maersk | Germany | Hamburg | Khalifa port | 2024-12-15 | 2025-01-24 | [6 empty] | 2025-07-18 | [7 empty] | CASE_LIST | 1 |  | warehouse | MOSB | 2025-07-18 | warehouse | 1 | 1 | -1 | 0 | 1.56 | 0 | 1.56 | SIEMENS(SIM) |  | 0 | 1 | 1 | 5 | Flow 5: Mixed / Waiting / Incomplete leg | MOSB | SIEMENS
1156 | 477QGP51796213 / PS026 / 45187876 | HVDC-ADOPT-SIM-0036 | AGI | SCT-19LT-PRC-PO-004 | 13OP-03028.P.01.3136 | 1 | Outdoor | Circuit Breaker | 499.2 | 197.2 | 253.8 | 24.9846 | 2450 | 3400 | Non Stackable | 8537 2099 | USD | 50254.62 | Angelica Maersk | Germany | Hamburg | Khalifa port | 2024-12-15 | 2025-01-24 | [13 empty] | 2025-08-25 | CASE_LIST |  | 1 | site | AGI | 2025-08-25 | site | 0 | 1 | 1 | 2 | 9.84 | 0 | 9.84 | SIEMENS(SIM) |  | 1 | 1 | 0 | 1 | Flow 1: Port → Site | AGI | SIEMENS
1157 | 477QGP51796213 / PS026 / 45187876 | HVDC-ADOPT-SIM-0036 | AGI | SCT-19LT-PRC-PO-004 | 13OP-03028.P.01.3022 | 1 | Outdoor | Preassembled Accessories | 68 | 42 | 67 | 0.19135 | 42 | 71 | Non Stackable | 8537 2099 | USD | 50254.62 | Angelica Maersk | Germany | Hamburg | Khalifa port | 2024-12-15 | 2025-01-24 | [13 empty] | 2025-07-26 | CASE_LIST |  | 1 | site | AGI | 2025-07-26 | site | 0 | 1 | 1 | 2 | 0.29 | 0 | 0.29 | SIEMENS(SIM) |  | 1 | 1 | 0 | 1 | Flow 1: Port → Site | AGI | SIEMENS
1158 | 477QGP51796213 / PS026 / 45187876 | HVDC-ADOPT-SIM-0036 | AGI | SCT-19LT-PRC-PO-004 | 13OP-03028.P.01.3141 | 1 | Outdoor | Filter bag | 128 | 88 | 100 | 1.1264 | 277 | 369 | Non Stackable | 8537 2099 | USD | 50254.62 | Angelica Maersk | Germany | Hamburg | Khalifa port | 2024-12-15 | 2025-01-24 | [13 empty] | 2025-07-26 | CASE_LIST |  | 1 | site | AGI | 2025-07-26 | site | 0 | 1 | 1 | 2 | 1.13 | 0 | 1.13 | SIEMENS(SIM) |  | 1 | 1 | 0 | 1 | Flow 1: Port → Site | AGI | SIEMENS
1159 | 477QGP51796213 / PS026 / 45187876 | HVDC-ADOPT-SIM-0036 | AGI | SCT-19LT-PRC-PO-004 | 13OP-03028.P.01.3142 | 1 | Outdoor | Screw, Head Screw, Washer etc. | 115 | 85 | 91 | 0.88953 | 612 | 668 | Non Stackable | 8537 2099 | USD | 50254.62 | Angelica Maersk | Germany | Hamburg | Khalifa port | 2024-12-15 | 2025-01-24 | [13 empty] | 2025-07-26 | CASE_LIST |  | 1 | site | AGI | 2025-07-26 | site | 0 | 1 | 1 | 2 | 0.98 | 0 | 0.98 | SIEMENS(SIM) |  | 1 | 1 | 0 | 1 | Flow 1: Port → Site | AGI | SIEMENS
1160 | 477QGP51796213 / PS026 / 45187876 | HVDC-ADOPT-SIM-0036 | AGI | SCT-19LT-PRC-PO-004 | 13OP-03028.P.01.3143 | 1 | Outdoor | Cabe Tape, Connector | 115 | 85 | 91 | 0.88953 | 355 | 411 | Non Stackable | 8537 2099 | USD | 50254.62 | Angelica Maersk | Germany | Hamburg | Khalifa port | 2024-12-15 | 2025-01-24 | [13 empty] | 2025-07-26 | CASE_LIST |  | 1 | site | AGI | 2025-07-26 | site | 0 | 1 | 1 | 2 | 0.98 | 0 | 0.98 | SIEMENS(SIM) |  | 1 | 1 | 0 | 1 | Flow 1: Port → Site | AGI | SIEMENS
1161 | 477QGP51796213 / PS026 / 45187876 | HVDC-ADOPT-SIM-0036 | AGI | SCT-19LT-PRC-PO-004 | 13OP-03028.P.01.3144 | 1 | Outdoor | Outgoing Cable Unit, Adapter etc | 115 | 85 | 91 | 0.88953 | 505 | 561 | Non Stackable | 8537 2099 | USD | 50254.62 | Angelica Maersk | Germany | Hamburg | Khalifa port | 2024-12-15 | 2025-01-24 | [13 empty] | 2025-07-26 | CASE_LIST |  | 1 | site | AGI | 2025-07-26 | site | 0 | 1 | 1 | 2 | 0.98 | 0 | 0.98 | SIEMENS(SIM) |  | 1 | 1 | 0 | 1 | Flow 1: Port → Site | AGI | SIEMENS
1162 | 477QGP51796213 / PS026 / 45187876 | HVDC-ADOPT-SIM-0036 | AGI | SCT-19LT-PRC-PO-004 | 13OP-03028.P.01.3145 | 1 | Outdoor | Support plate bus bar etc | 115 | 85 | 91 | 0.88953 | 469 | 525 | Non Stackable | 8537 2099 | USD | 50254.62 | Angelica Maersk | Germany | Hamburg | Khalifa port | 2024-12-15 | 2025-01-24 | [13 empty] | 2025-07-26 | CASE_LIST |  | 1 | site | AGI | 2025-07-26 | site | 0 | 1 | 1 | 2 | 0.98 | 0 | 0.98 | SIEMENS(SIM) |  | 1 | 1 | 0 | 1 | Flow 1: Port → Site | AGI | SIEMENS
1163 | 477QGP51796213 / PS026 / 45187876 | HVDC-ADOPT-SIM-0036 | AGI | SCT-19LT-PRC-PO-004 | 13OP-03028.P.01.3146 | 1 | Outdoor | Flange cover etc. | 115 | 85 | 91 | 0.88953 | 86 | 137 | Non Stackable | 8537 2099 | USD | 50254.62 | Angelica Maersk | Germany | Hamburg | Khalifa port | 2024-12-15 | 2025-01-24 | [13 empty] | 2025-07-28 | CASE_LIST |  | 1 | site | AGI | 2025-07-28 | site | 0 | 1 | 1 | 2 | 0.98 | 0 | 0.98 | SIEMENS(SIM) |  | 1 | 1 | 0 | 1 | Flow 1: Port → Site | AGI | SIEMENS
1164 | 477QGP51796213 / PS026 / 45187876 | HVDC-ADOPT-SIM-0036 | AGI | SCT-19LT-PRC-PO-004 | 13OP-03028.P.01.3039 | 1 | Outdoor | Braket, Contact piece etc | 128 | 88 | 100 | 1.1264 | 819 | 875 | Non Stackable | 8537 2099 | USD | 50254.62 | Angelica Maersk | Germany | Hamburg | Khalifa port | 2024-12-15 | 2025-01-24 | [13 empty] | 2025-07-26 | CASE_LIST |  | 1 | site | AGI | 2025-07-26 | site | 0 | 1 | 1 | 2 | 1.13 | 0 | 1.13 | SIEMENS(SIM) |  | 1 | 1 | 0 | 1 | Flow 1: Port → Site | AGI | SIEMENS
1165 | 477QGP51796213 / PS026 / 45187876 | HVDC-ADOPT-SIM-0036 | AGI | SCT-19LT-PRC-PO-004 | 13OP-03028.P.01.3147 | 1 | Outdoor | Fixing Bracket | 115 | 85 | 58 | 0.56695 | 190 | 237 | Non Stackable | 8537 2099 | USD | 50254.62 | Angelica Maersk | Germany | Hamburg | Khalifa port | 2024-12-15 | 2025-01-24 | [13 empty] | 2025-07-26 | CASE_LIST |  | 1 | site | AGI | 2025-07-26 | site | 0 | 1 | 1 | 2 | 0.98 | 0 | 0.98 | SIEMENS(SIM) |  | 1 | 1 | 0 | 1 | Flow 1: Port → Site | AGI | SIEMENS
1166 | 477QGP51796213 / PS026 / 45187876 | HVDC-ADOPT-SIM-0036 | AGI | SCT-19LT-PRC-PO-004 | 13OP-03028.P.01.3138 | 1 | Outdoor | Single Pole drive | 559 | 199 | 297 | 33.0386 | 3740 | 4819 | Non Stackable | 8537 2099 | USD | 50254.62 | Angelica Maersk | Germany | Hamburg | Khalifa port | 2024-12-15 | 2025-01-24 | [13 empty] | 2025-08-21 | CASE_LIST |  | 1 | site | AGI | 2025-08-21 | site | 0 | 1 | 1 | 2 | 11.12 | 0 | 11.12 | SIEMENS(SIM) |  | 1 | 1 | 0 | 1 | Flow 1: Port → Site | AGI | SIEMENS
1167 | 477QGP51796213 / PS026 / 45187876 | HVDC-ADOPT-SIM-0036 | AGI | SCT-19LT-PRC-PO-004 | 13OP-03028.P.01.3139 | 1 | Outdoor | Single Pole drive | 559 | 189 | 297 | 31.3784 | 3700 | 4757 | Non Stackable | 8537 2099 | USD | 50254.62 | Angelica Maersk | Germany | Hamburg | Khalifa port | 2024-12-15 | 2025-01-24 | [13 empty] | 2025-08-21 | CASE_LIST |  | 1 | site | AGI | 2025-08-21 | site | 0 | 1 | 1 | 2 | 10.57 | 0 | 10.57 | SIEMENS(SIM) |  | 1 | 1 | 0 | 1 | Flow 1: Port → Site | AGI | SIEMENS
1168 | 477QGP51796213 / PS026 / 45187876 | HVDC-ADOPT-SIM-0036 | AGI | SCT-19LT-PRC-PO-004 | 13OP-03028.P.01.3073 | 1 | Outdoor | Hign Voltage Surge Arrester | 150 | 110 | 192 | 3.168 | 339 | 576 | Non Stackable | 8537 2099 | USD | 50254.62 | Angelica Maersk | Germany | Hamburg | Khalifa port | 2024-12-15 | 2025-01-24 | [6 empty] | 2025-07-16 | [7 empty] | CASE_LIST | 1 |  | warehouse | MOSB | 2025-07-16 | warehouse | 1 | 1 | -1 | 0 | 1.65 | 0 | 1.65 | SIEMENS(SIM) |  | 0 | 1 | 1 | 5 | Flow 5: Mixed / Waiting / Incomplete leg | MOSB | SIEMENS
1169 | 477QGP51796213 / PS026 / 45187876 | HVDC-ADOPT-SIM-0036 | AGI | SCT-19LT-PRC-PO-004 | 13OP-03028.P.01.3074 | 1 | Outdoor | Hign Voltage Surge Arrester | 150 | 110 | 192 | 3.168 | 339 | 579 | Non Stackable | 8537 2099 | USD | 50254.62 | Angelica Maersk | Germany | Hamburg | Khalifa port | 2024-12-15 | 2025-01-24 | [6 empty] | 2025-07-16 | [7 empty] | CASE_LIST | 1 |  | warehouse | MOSB | 2025-07-16 | warehouse | 1 | 1 | -1 | 0 | 1.65 | 0 | 1.65 | SIEMENS(SIM) |  | 0 | 1 | 1 | 5 | Flow 5: Mixed / Waiting / Incomplete leg | MOSB | SIEMENS
1170 | 477QGP51796213 / PS026 / 45187876 | HVDC-ADOPT-SIM-0036 | AGI | SCT-19LT-PRC-PO-004 | 13OP-03028.P.01.3075 | 1 | Outdoor | Hign Voltage Surge Arrester | 150 | 110 | 192 | 3.168 | 314 | 545 | Non Stackable | 8537 2099 | USD | 50254.62 | Angelica Maersk | Germany | Hamburg | Khalifa port | 2024-12-15 | 2025-01-24 | [6 empty] | 2025-07-16 | [7 empty] | CASE_LIST | 1 |  | warehouse | MOSB | 2025-07-16 | warehouse | 1 | 1 | -1 | 0 | 1.65 | 0 | 1.65 | SIEMENS(SIM) |  | 0 | 1 | 1 | 5 | Flow 5: Mixed / Waiting / Incomplete leg | MOSB | SIEMENS
1171 | 477QGP51796213 / PS026 / 45187876 | HVDC-ADOPT-SIM-0036 | AGI | SCT-19LT-PRC-PO-004 | 13OP-03028.P.01.3076 | 1 | Outdoor | Hign Voltage Surge Arrester | 150 | 110 | 192 | 3.168 | 314 | 548 | Non Stackable | 8537 2099 | USD | 50254.62 | Angelica Maersk | Germany | Hamburg | Khalifa port | 2024-12-15 | 2025-01-24 | [6 empty] | 2025-07-16 | [7 empty] | CASE_LIST | 1 |  | warehouse | MOSB | 2025-07-16 | warehouse | 1 | 1 | -1 | 0 | 1.65 | 0 | 1.65 | SIEMENS(SIM) |  | 0 | 1 | 1 | 5 | Flow 5: Mixed / Waiting / Incomplete leg | MOSB | SIEMENS
1172 | 477QGP51796213 / PS026 / 45187876 | HVDC-ADOPT-SIM-0036 | AGI | SCT-19LT-PRC-PO-004 | 13OP-03028.P.01.3077 | 1 | Outdoor | Hign Voltage Surge Arrester | 150 | 110 | 192 | 3.168 | 314 | 547 | Non Stackable | 8537 2099 | USD | 50254.62 | Angelica Maersk | Germany | Hamburg | Khalifa port | 2024-12-15 | 2025-01-24 | [6 empty] | 2025-07-16 | [7 empty] | CASE_LIST | 1 |  | warehouse | MOSB | 2025-07-16 | warehouse | 1 | 1 | -1 | 0 | 1.65 | 0 | 1.65 | SIEMENS(SIM) |  | 0 | 1 | 1 | 5 | Flow 5: Mixed / Waiting / Incomplete leg | MOSB | SIEMENS
1173 | 477QGP51796213 / PS026 / 45187876 | HVDC-ADOPT-SIM-0036 | AGI | SCT-19LT-PRC-PO-004 | 13OP-03028.P.01.3078 | 1 | Outdoor | Hign Voltage Surge Arrester | 150 | 110 | 192 | 3.168 | 315 | 551 | Non Stackable | 8537 2099 | USD | 50254.62 | Angelica Maersk | Germany | Hamburg | Khalifa port | 2024-12-15 | 2025-01-24 | [6 empty] | 2025-07-16 | [7 empty] | CASE_LIST | 1 |  | warehouse | MOSB | 2025-07-16 | warehouse | 1 | 1 | -1 | 0 | 1.65 | 0 | 1.65 | SIEMENS(SIM) |  | 0 | 1 | 1 | 5 | Flow 5: Mixed / Waiting / Incomplete leg | MOSB | SIEMENS
1174 | 477QGP51796213 / PS026 / 45187876 | HVDC-ADOPT-SIM-0036 | AGI | SCT-19LT-PRC-PO-004 | 13OP-03028.P.01.3079 | 1 | Outdoor | Hign Voltage Surge Arrester | 150 | 110 | 192 | 3.168 | 315 | 543 | Non Stackable | 8537 2099 | USD | 50254.62 | Angelica Maersk | Germany | Hamburg | Khalifa port | 2024-12-15 | 2025-01-24 | [6 empty] | 2025-07-16 | [7 empty] | CASE_LIST | 1 |  | warehouse | MOSB | 2025-07-16 | warehouse | 1 | 1 | -1 | 0 | 1.65 | 0 | 1.65 | SIEMENS(SIM) |  | 0 | 1 | 1 | 5 | Flow 5: Mixed / Waiting / Incomplete leg | MOSB | SIEMENS
1175 | 477QGP51796213 / PS026 / 45187876 | HVDC-ADOPT-SIM-0036 | AGI | SCT-19LT-PRC-PO-004 | 13OP-03028.P.01.3080 | 1 | Outdoor | Hign Voltage Surge Arrester | 150 | 110 | 192 | 3.168 | 315 | 546 | Non Stackable | 8537 2099 | USD | 50254.62 | Angelica Maersk | Germany | Hamburg | Khalifa port | 2024-12-15 | 2025-01-24 | [6 empty] | 2025-07-16 | [7 empty] | CASE_LIST | 1 |  | warehouse | MOSB | 2025-07-16 | warehouse | 1 | 1 | -1 | 0 | 1.65 | 0 | 1.65 | SIEMENS(SIM) |  | 0 | 1 | 1 | 5 | Flow 5: Mixed / Waiting / Incomplete leg | MOSB | SIEMENS
1176 | 477QGP51796213 / PS026 / 45187876 | HVDC-ADOPT-SIM-0036 | AGI | SCT-19LT-PRC-PO-004 | 13OP-03028.P.01.3081 | 1 | Outdoor | Hign Voltage Surge Arrester | 150 | 110 | 192 | 3.168 | 315 | 543 | Non Stackable | 8537 2099 | USD | 50254.62 | Angelica Maersk | Germany | Hamburg | Khalifa port | 2024-12-15 | 2025-01-24 | [6 empty] | 2025-07-16 | [7 empty] | CASE_LIST | 1 |  | warehouse | MOSB | 2025-07-16 | warehouse | 1 | 1 | -1 | 0 | 1.65 | 0 | 1.65 | SIEMENS(SIM) |  | 0 | 1 | 1 | 5 | Flow 5: Mixed / Waiting / Incomplete leg | MOSB | SIEMENS
1177 | 477QGP51796213 / PS026 / 45187876 | HVDC-ADOPT-SIM-0036 | AGI | SCT-19LT-PRC-PO-004 | 13OP-03028.P.01.3082 | 1 | Outdoor | Hign Voltage Surge Arrester | 150 | 110 | 192 | 3.168 | 315 | 546 | Non Stackable | 8537 2099 | USD | 50254.62 | Angelica Maersk | Germany | Hamburg | Khalifa port | 2024-12-15 | 2025-01-24 | [6 empty] | 2025-07-16 | [7 empty] | CASE_LIST | 1 |  | warehouse | MOSB | 2025-07-16 | warehouse | 1 | 1 | -1 | 0 | 1.65 | 0 | 1.65 | SIEMENS(SIM) |  | 0 | 1 | 1 | 5 | Flow 5: Mixed / Waiting / Incomplete leg | MOSB | SIEMENS
1178 | 477QGP51796213 / PS026 / 45187876 | HVDC-ADOPT-SIM-0036 | AGI | SCT-19LT-PRC-PO-004 | 13OP-03028.P.01.3083 | 1 | Outdoor | Hign Voltage Surge Arrester | 150 | 110 | 192 | 3.168 | 315 | 544 | Non Stackable | 8537 2099 | USD | 50254.62 | Angelica Maersk | Germany | Hamburg | Khalifa port | 2024-12-15 | 2025-01-24 | [6 empty] | 2025-07-16 | [7 empty] | CASE_LIST | 1 |  | warehouse | MOSB | 2025-07-16 | warehouse | 1 | 1 | -1 | 0 | 1.65 | 0 | 1.65 | SIEMENS(SIM) |  | 0 | 1 | 1 | 5 | Flow 5: Mixed / Waiting / Incomplete leg | MOSB | SIEMENS
1179 | 477QGP51796213 / PS026 / 45187876 | HVDC-ADOPT-SIM-0036 | AGI | SCT-19LT-PRC-PO-004 | 13OP-03028.P.01.3084 | 1 | Outdoor | Hign Voltage Surge Arrester | 150 | 110 | 192 | 3.168 | 314 | 542 | Non Stackable | 8537 2099 | USD | 50254.62 | Angelica Maersk | Germany | Hamburg | Khalifa port | 2024-12-15 | 2025-01-24 | [6 empty] | 2025-07-16 | [7 empty] | CASE_LIST | 1 |  | warehouse | MOSB | 2025-07-16 | warehouse | 1 | 1 | -1 | 0 | 1.65 | 0 | 1.65 | SIEMENS(SIM) |  | 0 | 1 | 1 | 5 | Flow 5: Mixed / Waiting / Incomplete leg | MOSB | SIEMENS
1180 | 477QGP51796213 / PS026 / 45187876 | HVDC-ADOPT-SIM-0036 | AGI | SCT-19LT-PRC-PO-004 | 13OP-03028.P.01.3085 | 1 | Outdoor | Hign Voltage Surge Arrester | 150 | 110 | 192 | 3.168 | 314 | 546 | Non Stackable | 8537 2099 | USD | 50254.62 | Angelica Maersk | Germany | Hamburg | Khalifa port | 2024-12-15 | 2025-01-24 | [6 empty] | 2025-07-16 | [7 empty] | CASE_LIST | 1 |  | warehouse | MOSB | 2025-07-16 | warehouse | 1 | 1 | -1 | 0 | 1.65 | 0 | 1.65 | SIEMENS(SIM) |  | 0 | 1 | 1 | 5 | Flow 5: Mixed / Waiting / Incomplete leg | MOSB | SIEMENS
1181 | 477QGP51796213 / PS026 / 45187876 | HVDC-ADOPT-SIM-0036 | AGI | SCT-19LT-PRC-PO-004 | 13OP-03028.P.01.3086 | 1 | Outdoor | Hign Voltage Surge Arrester | 150 | 110 | 192 | 3.168 | 314 | 545 | Non Stackable | 8537 2099 | USD | 50254.62 | Angelica Maersk | Germany | Hamburg | Khalifa port | 2024-12-15 | 2025-01-24 | [6 empty] | 2025-07-17 | [7 empty] | CASE_LIST | 1 |  | warehouse | MOSB | 2025-07-17 | warehouse | 1 | 1 | -1 | 0 | 1.65 | 0 | 1.65 | SIEMENS(SIM) |  | 0 | 1 | 1 | 5 | Flow 5: Mixed / Waiting / Incomplete leg | MOSB | SIEMENS
1182 | 477QGP51796213 / PS026 / 45187876 | HVDC-ADOPT-SIM-0036 | AGI | SCT-19LT-PRC-PO-004 | 13OP-03028.P.01.3087 | 1 | Outdoor | Hign Voltage Surge Arrester | 150 | 110 | 232 | 3.828 | 314 | 564 | Non Stackable | 8537 2099 | USD | 50254.62 | Angelica Maersk | Germany | Hamburg | Khalifa port | 2024-12-15 | 2025-01-24 | [6 empty] | 2025-07-16 | [7 empty] | CASE_LIST | 1 |  | warehouse | MOSB | 2025-07-16 | warehouse | 1 | 1 | -1 | 0 | 1.65 | 0 | 1.65 | SIEMENS(SIM) |  | 0 | 1 | 1 | 5 | Flow 5: Mixed / Waiting / Incomplete leg | MOSB | SIEMENS
1183 | 477QGP51796213 / PS026 / 45187876 | HVDC-ADOPT-SIM-0036 | AGI | SCT-19LT-PRC-PO-004 | 13OP-03028.P.01.3088 | 1 | Outdoor | Hign Voltage Surge Arrester | 150 | 110 | 232 | 3.828 | 314 | 560 | Non Stackable | 8537 2099 | USD | 50254.62 | Angelica Maersk | Germany | Hamburg | Khalifa port | 2024-12-15 | 2025-01-24 | [6 empty] | 2025-07-16 | [7 empty] | CASE_LIST | 1 |  | warehouse | MOSB | 2025-07-16 | warehouse | 1 | 1 | -1 | 0 | 1.65 | 0 | 1.65 | SIEMENS(SIM) |  | 0 | 1 | 1 | 5 | Flow 5: Mixed / Waiting / Incomplete leg | MOSB | SIEMENS
1184 | 477QGP51796213 / PS026 / 45187876 | HVDC-ADOPT-SIM-0036 | AGI | SCT-19LT-PRC-PO-004 | 13OP-03028.P.01.3089 | 1 | Outdoor | Hign Voltage Surge Arrester | 150 | 110 | 232 | 3.828 | 314 | 563 | Non Stackable | 8537 2099 | USD | 50254.62 | Angelica Maersk | Germany | Hamburg | Khalifa port | 2024-12-15 | 2025-01-24 | [6 empty] | 2025-07-16 | [7 empty] | CASE_LIST | 1 |  | warehouse | MOSB | 2025-07-16 | warehouse | 1 | 1 | -1 | 0 | 1.65 | 0 | 1.65 | SIEMENS(SIM) |  | 0 | 1 | 1 | 5 | Flow 5: Mixed / Waiting / Incomplete leg | MOSB | SIEMENS
1185 | 477QGP51796213 / PS026 / 45187876 | HVDC-ADOPT-SIM-0036 | AGI | SCT-19LT-PRC-PO-004 | 13OP-03028.P.01.3090 | 1 | Outdoor | Hign Voltage Surge Arrester | 150 | 110 | 192 | 3.168 | 314 | 541 | Non Stackable | 8537 2099 | USD | 50254.62 | Angelica Maersk | Germany | Hamburg | Khalifa port | 2024-12-15 | 2025-01-24 | [6 empty] | 2025-07-19 | [7 empty] | CASE_LIST | 1 |  | warehouse | MOSB | 2025-07-19 | warehouse | 1 | 1 | -1 | 0 | 1.65 | 0 | 1.65 | SIEMENS(SIM) |  | 0 | 1 | 1 | 5 | Flow 5: Mixed / Waiting / Incomplete leg | MOSB | SIEMENS
1186 | 477QGP51796213 / PS026 / 45187876 | HVDC-ADOPT-SIM-0036 | AGI | SCT-19LT-PRC-PO-004 | 13OP-03028.P.01.3091 | 1 | Outdoor | Hign Voltage Surge Arrester | 150 | 110 | 192 | 3.168 | 314 | 546 | Non Stackable | 8537 2099 | USD | 50254.62 | Angelica Maersk | Germany | Hamburg | Khalifa port | 2024-12-15 | 2025-01-24 | [6 empty] | 2025-07-16 | [7 empty] | CASE_LIST | 1 |  | warehouse | MOSB | 2025-07-16 | warehouse | 1 | 1 | -1 | 0 | 1.65 | 0 | 1.65 | SIEMENS(SIM) |  | 0 | 1 | 1 | 5 | Flow 5: Mixed / Waiting / Incomplete leg | MOSB | SIEMENS
1187 | 477QGP51796213 / PS026 / 45187876 | HVDC-ADOPT-SIM-0036 | AGI | SCT-19LT-PRC-PO-004 | 13OP-03028.P.01.3092 | 1 | Outdoor | Hign Voltage Surge Arrester | 150 | 110 | 192 | 3.168 | 314 | 544 | Non Stackable | 8537 2099 | USD | 50254.62 | Angelica Maersk | Germany | Hamburg | Khalifa port | 2024-12-15 | 2025-01-24 | [6 empty] | 2025-07-16 | [7 empty] | CASE_LIST | 1 |  | warehouse | MOSB | 2025-07-16 | warehouse | 1 | 1 | -1 | 0 | 1.65 | 0 | 1.65 | SIEMENS(SIM) |  | 0 | 1 | 1 | 5 | Flow 5: Mixed / Waiting / Incomplete leg | MOSB | SIEMENS
1188 | 477QGP51796213 / PS026 / 45187876 | HVDC-ADOPT-SIM-0036 | AGI | SCT-19LT-PRC-PO-004 | 13OP-03028.P.01.3093 | 1 | Outdoor | Hign Voltage Surge Arrester | 150 | 110 | 192 | 3.168 | 314 | 541 | Non Stackable | 8537 2099 | USD | 50254.62 | Angelica Maersk | Germany | Hamburg | Khalifa port | 2024-12-15 | 2025-01-24 | [6 empty] | 2025-07-16 | [7 empty] | CASE_LIST | 1 |  | warehouse | MOSB | 2025-07-16 | warehouse | 1 | 1 | -1 | 0 | 1.65 | 0 | 1.65 | SIEMENS(SIM) |  | 0 | 1 | 1 | 5 | Flow 5: Mixed / Waiting / Incomplete leg | MOSB | SIEMENS
1189 | 477QGP51796213 / PS026 / 45187876 | HVDC-ADOPT-SIM-0036 | AGI | SCT-19LT-PRC-PO-004 | 13OP-03028.P.01.3094 | 1 | Outdoor | Hign Voltage Surge Arrester | 150 | 110 | 192 | 3.168 | 314 | 539 | Non Stackable | 8537 2099 | USD | 50254.62 | Angelica Maersk | Germany | Hamburg | Khalifa port | 2024-12-15 | 2025-01-24 | [6 empty] | 2025-07-16 | [7 empty] | CASE_LIST | 1 |  | warehouse | MOSB | 2025-07-16 | warehouse | 1 | 1 | -1 | 0 | 1.65 | 0 | 1.65 | SIEMENS(SIM) |  | 0 | 1 | 1 | 5 | Flow 5: Mixed / Waiting / Incomplete leg | MOSB | SIEMENS
1190 | 477QGP51796213 / PS026 / 45187876 | HVDC-ADOPT-SIM-0036 | AGI | SCT-19LT-PRC-PO-004 | 13OP-03028.P.01.3095 | 1 | Outdoor | Hign Voltage Surge Arrester | 150 | 110 | 192 | 3.168 | 314 | 543 | Non Stackable | 8537 2099 | USD | 50254.62 | Angelica Maersk | Germany | Hamburg | Khalifa port | 2024-12-15 | 2025-01-24 | [6 empty] | 2025-07-19 | [7 empty] | CASE_LIST | 1 |  | warehouse | MOSB | 2025-07-19 | warehouse | 1 | 1 | -1 | 0 | 1.65 | 0 | 1.65 | SIEMENS(SIM) |  | 0 | 1 | 1 | 5 | Flow 5: Mixed / Waiting / Incomplete leg | MOSB | SIEMENS
1191 | 477QGP51796213 / PS026 / 45187876 | HVDC-ADOPT-SIM-0036 | AGI | SCT-19LT-PRC-PO-004 | 13OP-03028.P.01.3096 | 1 | Outdoor | Hign Voltage Surge Arrester | 150 | 110 | 232 | 3.828 | 314 | 562 | Non Stackable | 8537 2099 | USD | 50254.62 | Angelica Maersk | Germany | Hamburg | Khalifa port | 2024-12-15 | 2025-01-24 | [6 empty] | 2025-07-16 | [7 empty] | CASE_LIST | 1 |  | warehouse | MOSB | 2025-07-16 | warehouse | 1 | 1 | -1 | 0 | 1.65 | 0 | 1.65 | SIEMENS(SIM) |  | 0 | 1 | 1 | 5 | Flow 5: Mixed / Waiting / Incomplete leg | MOSB | SIEMENS
1192 | 477QGP51796213 / PS026 / 45187876 | HVDC-ADOPT-SIM-0036 | AGI | SCT-19LT-PRC-PO-004 | 13OP-03028.P.01.3097 | 1 | Outdoor | Hign Voltage Surge Arrester | 150 | 110 | 232 | 3.828 | 314 | 560 | Non Stackable | 8537 2099 | USD | 50254.62 | Angelica Maersk | Germany | Hamburg | Khalifa port | 2024-12-15 | 2025-01-24 | [6 empty] | 2025-07-16 | [7 empty] | CASE_LIST | 1 |  | warehouse | MOSB | 2025-07-16 | warehouse | 1 | 1 | -1 | 0 | 1.65 | 0 | 1.65 | SIEMENS(SIM) |  | 0 | 1 | 1 | 5 | Flow 5: Mixed / Waiting / Incomplete leg | MOSB | SIEMENS
1193 | 477QGP51796213 / PS026 / 45187876 | HVDC-ADOPT-SIM-0036 | AGI | SCT-19LT-PRC-PO-004 | 13OP-03028.P.01.3098 | 1 | Outdoor | Hign Voltage Surge Arrester | 150 | 110 | 232 | 3.828 | 314 | 563 | Non Stackable | 8537 2099 | USD | 50254.62 | Angelica Maersk | Germany | Hamburg | Khalifa port | 2024-12-15 | 2025-01-24 | [6 empty] | 2025-07-16 | [7 empty] | CASE_LIST | 1 |  | warehouse | MOSB | 2025-07-16 | warehouse | 1 | 1 | -1 | 0 | 1.65 | 0 | 1.65 | SIEMENS(SIM) |  | 0 | 1 | 1 | 5 | Flow 5: Mixed / Waiting / Incomplete leg | MOSB | SIEMENS
1194 | 477QGP51796213 / PS026 / 45187876 | HVDC-ADOPT-SIM-0036 | AGI | SCT-19LT-PRC-PO-004 | 13OP-03028.P.01.3099 | 1 | Outdoor | Hign Voltage Surge Arrester | 150 | 110 | 192 | 3.168 | 339 | 572 | Non Stackable | 8537 2099 | USD | 50254.62 | Angelica Maersk | Germany | Hamburg | Khalifa port | 2024-12-15 | 2025-01-24 | [6 empty] | 2025-07-16 | [7 empty] | CASE_LIST | 1 |  | warehouse | MOSB | 2025-07-16 | warehouse | 1 | 1 | -1 | 0 | 1.65 | 0 | 1.65 | SIEMENS(SIM) |  | 0 | 1 | 1 | 5 | Flow 5: Mixed / Waiting / Incomplete leg | MOSB | SIEMENS
1195 | 477QGP51796213 / PS026 / 45187876 | HVDC-ADOPT-SIM-0036 | AGI | SCT-19LT-PRC-PO-004 | 13OP-03028.P.01.3100 | 1 | Outdoor | Hign Voltage Surge Arrester | 150 | 110 | 192 | 3.168 | 339 | 576 | Non Stackable | 8537 2099 | USD | 50254.62 | Angelica Maersk | Germany | Hamburg | Khalifa port | 2024-12-15 | 2025-01-24 | [6 empty] | 2025-07-16 | [7 empty] | CASE_LIST | 1 |  | warehouse | MOSB | 2025-07-16 | warehouse | 1 | 1 | -1 | 0 | 1.65 | 0 | 1.65 | SIEMENS(SIM) |  | 0 | 1 | 1 | 5 | Flow 5: Mixed / Waiting / Incomplete leg | MOSB | SIEMENS
1196 | 477QGP51796213 / PS026 / 45187876 | HVDC-ADOPT-SIM-0036 | AGI | SCT-19LT-PRC-PO-004 | 13OP-03028.P.01.3068 | 1 | Outdoor | Steel Support | 230 | 100 | 81 | 1.863 | 1147 | 1147 | Non Stackable | 8537 2099 | USD | 50254.62 | Angelica Maersk | Germany | Hamburg | Khalifa port | 2024-12-15 | 2025-01-24 | [13 empty] | 2025-07-28 | CASE_LIST |  | 1 | site | AGI | 2025-07-28 | site | 0 | 1 | 1 | 2 | 2.3 | 0 | 2.3 | SIEMENS(SIM) |  | 1 | 1 | 0 | 1 | Flow 1: Port → Site | AGI | SIEMENS
1197 | 477QGP51796213 / PS026 / 45187876 | HVDC-ADOPT-SIM-0036 | AGI | SCT-19LT-PRC-PO-004 | 13OP-03028.P.01.3069 | 1 | Outdoor | Steel Support FP | 130 | 120 | 95 | 1.482 | 1654 | 1654 | Non Stackable | 8537 2099 | USD | 50254.62 | Angelica Maersk | Germany | Hamburg | Khalifa port | 2024-12-15 | 2025-01-24 | [13 empty] | 2025-07-28 | CASE_LIST |  | 1 | site | AGI | 2025-07-28 | site | 0 | 1 | 1 | 2 | 1.56 | 0 | 1.56 | SIEMENS(SIM) |  | 1 | 1 | 0 | 1 | Flow 1: Port → Site | AGI | SIEMENS
1198 | 477QGP51796213 / PS026 / 45187876 | HVDC-ADOPT-SIM-0036 | AGI | SCT-19LT-PRC-PO-004 | 13OP-03028.P.01.3070 | 1 | Outdoor | Steel Support P | 120 | 80 | 50 | 0.48 | 677 | 677 | Non Stackable | 8537 2099 | USD | 50254.62 | Angelica Maersk | Germany | Hamburg | Khalifa port | 2024-12-15 | 2025-01-24 | [13 empty] | 2025-07-26 | CASE_LIST |  | 1 | site | AGI | 2025-07-26 | site | 0 | 1 | 1 | 2 | 0.96 | 0 | 0.96 | SIEMENS(SIM) |  | 1 | 1 | 0 | 1 | Flow 1: Port → Site | AGI | SIEMENS
1199 | 477QGP51796213 / PS026 / 45187876 | HVDC-ADOPT-SIM-0036 | AGI | SCT-19LT-PRC-PO-004 | 13OP-03028.P.01.3071 | 1 | Outdoor | Steel Support P2 | 175 | 95 | 100 | 1.6625 | 1351 | 1351 | Non Stackable | 8537 2099 | USD | 50254.62 | Angelica Maersk | Germany | Hamburg | Khalifa port | 2024-12-15 | 2025-01-24 | [13 empty] | 2025-07-28 | CASE_LIST |  | 1 | site | AGI | 2025-07-28 | site | 0 | 1 | 1 | 2 | 1.66 | 0 | 1.66 | SIEMENS(SIM) |  | 1 | 1 | 0 | 1 | Flow 1: Port → Site | AGI | SIEMENS
1200 | 477QGP51796213 / PS026 / 45187876 | HVDC-ADOPT-SIM-0036 | AGI | SCT-19LT-PRC-PO-004 | 13OP-03028.P.01.3072 | 1 | Outdoor | Steel Support 2 | 120 | 80 | 61 | 0.5856 | 814 | 814 | Non Stackable | 8537 2099 | USD | 50254.62 | Angelica Maersk | Germany | Hamburg | Khalifa port | 2024-12-15 | 2025-01-24 | [13 empty] | 2025-07-28 | CASE_LIST |  | 1 | site | AGI | 2025-07-28 | site | 0 | 1 | 1 | 2 | 0.96 | 0 | 0.96 | SIEMENS(SIM) |  | 1 | 1 | 0 | 1 | Flow 1: Port → Site | AGI | SIEMENS
1201 | 477QGP51796213 / PS026 / 45187876 | HVDC-ADOPT-SIM-0036 | AGI | SCT-19LT-PRC-PO-004 | 13OP-03028.P.01.3038 | 1 | Outdoor | STIFFENER | 118 | 81 | 52 | 0.49702 | 225 | 225 | Non Stackable | 8537 2099 | USD | 50254.62 | Angelica Maersk | Germany | Hamburg | Khalifa port | 2024-12-15 | 2025-01-24 | [13 empty] | 2025-07-26 | CASE_LIST |  | 1 | site | AGI | 2025-07-26 | site | 0 | 1 | 1 | 2 | 0.96 | 0 | 0.96 | SIEMENS(SIM) |  | 1 | 1 | 0 | 1 | Flow 1: Port → Site | AGI | SIEMENS
1065 | 477QGP51793862 / PS021 / 45186916 | HVDC-ADOPT-SIM-0035 | MIR | SCT-19LT-PRC-PO-004 | 13OP-03028.P.01.2500 | 1 | Outdoor | SF6-Air Bushing | 525 | 225 | 115 | 13.5844 | 1350 | 1900 | Non Stackable | 8546 9010 | USD | 69575.55 | Maersk Hamburg | Germany | Hamburg | Khalifa port | 2024-11-24 | 2024-12-29 | [10 empty] | 2025-03-19 |  |  |  | CASE_LIST |  | 1 | site | MIR | 2025-03-19 | site | 0 | 1 | 1 | 2 | 11.81 | 0 | 11.81 | SIEMENS(SIM) |  | 1 | 1 | 0 | 1 | Flow 1: Port → Site | MIR | SIEMENS
1066 | 477QGP51793862 / PS021 / 45186916 | HVDC-ADOPT-SIM-0035 | MIR | SCT-19LT-PRC-PO-004 | 13OP-03028.P.01.2501 | 1 | Outdoor | SF6-Air Bushing | 525 | 225 | 115 | 13.5844 | 1350 | 1900 | Non Stackable | 8546 9010 | USD | 69575.55 | Maersk Hamburg | Germany | Hamburg | Khalifa port | 2024-11-24 | 2024-12-29 | [10 empty] | 2025-03-19 |  |  |  | CASE_LIST |  | 1 | site | MIR | 2025-03-19 | site | 0 | 1 | 1 | 2 | 11.81 | 0 | 11.81 | SIEMENS(SIM) |  | 1 | 1 | 0 | 1 | Flow 1: Port → Site | MIR | SIEMENS
1067 | 477QGP51793862 / PS021 / 45186916 | HVDC-ADOPT-SIM-0035 | MIR | SCT-19LT-PRC-PO-004 | 13OP-03028.P.01.2502 | 1 | Outdoor | Head Electrode | 150 | 110 | 200 | 3.3 | 91 | 280 | Non Stackable | 8538 9099 | USD | 5629.385 | Maersk Hamburg | Germany | Hamburg | Khalifa port | 2024-11-24 | 2024-12-29 | [10 empty] | 2025-02-13 |  |  |  | CASE_LIST |  | 1 | site | MIR | 2025-02-13 | site | 0 | 1 | 1 | 2 | 1.65 | 0 | 1.65 | SIEMENS(SIM) |  | 1 | 1 | 0 | 1 | Flow 1: Port → Site | MIR | SIEMENS
1068 | 477QGP51793862 / PS021 / 45186916 | HVDC-ADOPT-SIM-0035 | MIR | SCT-19LT-PRC-PO-004 | 13OP-03028.P.01.2507 | 1 | Outdoor | High Voltage Surge Arrester, Monitor Display etc. | 330 | 130 | 152 | 6.5208 | 683 | 1124 | Non Stackable | 8546 9010 | USD | 139151.1 | Maersk Hamburg | Germany | Hamburg | Khalifa port | 2024-11-24 | 2024-12-29 | [10 empty] | 2025-03-19 |  |  |  | CASE_LIST |  | 1 | site | MIR | 2025-03-19 | site | 0 | 1 | 1 | 2 | 4.29 | 0 | 4.29 | SIEMENS(SIM) |  | 1 | 1 | 0 | 1 | Flow 1: Port → Site | MIR | SIEMENS
1069 | 477QGP51793862 / PS021 / 45186916 | HVDC-ADOPT-SIM-0035 | MIR | SCT-19LT-PRC-PO-004 | 13OP-03028.P.01.2508 | 1 | Outdoor | High Voltage Surge Arrester, Monitor Display etc. | 330 | 130 | 152 | 6.5208 | 683 | 1120 | Non Stackable | 8546 9010 | USD | 139151.1 | Maersk Hamburg | Germany | Hamburg | Khalifa port | 2024-11-24 | 2024-12-29 | [10 empty] | 2025-03-19 |  |  |  | CASE_LIST |  | 1 | site | MIR | 2025-03-19 | site | 0 | 1 | 1 | 2 | 4.29 | 0 | 4.29 | SIEMENS(SIM) |  | 1 | 1 | 0 | 1 | Flow 1: Port → Site | MIR | SIEMENS
1070 | 477QGP51793862 / PS021 / 45186916 | HVDC-ADOPT-SIM-0035 | MIR | SCT-19LT-PRC-PO-004 | 13OP-03028.P.01.2509 | 1 | Outdoor | High Voltage Surge Arrester, Monitor Display etc. | 330 | 130 | 152 | 6.5208 | 683 | 1121 | Non Stackable | 8546 9010 | USD | 139151.1 | Maersk Hamburg | Germany | Hamburg | Khalifa port | 2024-11-24 | 2024-12-29 | [10 empty] | 2025-03-19 |  |  |  | CASE_LIST |  | 1 | site | MIR | 2025-03-19 | site | 0 | 1 | 1 | 2 | 4.29 | 0 | 4.29 | SIEMENS(SIM) |  | 1 | 1 | 0 | 1 | Flow 1: Port → Site | MIR | SIEMENS
1071 | 477QGP51793862 / PS021 / 45186916 | HVDC-ADOPT-SIM-0035 | MIR | SCT-19LT-PRC-PO-004 | 13OP-03028.P.01.2510 | 1 | Outdoor | High Voltage Surge Arrester, Monitor Display etc. | 330 | 130 | 152 | 6.5208 | 683 | 1123 | Non Stackable | 8546 9010 | USD | 139151.1 | Maersk Hamburg | Germany | Hamburg | Khalifa port | 2024-11-24 | 2024-12-29 | [10 empty] | 2025-02-03 |  |  |  | CASE_LIST |  | 1 | site | MIR | 2025-02-03 | site | 0 | 1 | 1 | 2 | 4.29 | 0 | 4.29 | SIEMENS(SIM) |  | 1 | 1 | 0 | 1 | Flow 1: Port → Site | MIR | SIEMENS
1072 | 477QGP51793862 / PS021 / 45186916 | HVDC-ADOPT-SIM-0035 | MIR | SCT-19LT-PRC-PO-004 | 13OP-03028.P.01.2511 | 1 | Outdoor | High Voltage Surge Arrester, Monitor Display etc. | 330 | 130 | 152 | 6.5208 | 683 | 1128 | Non Stackable | 8546 9010 | USD | 139151.1 | Maersk Hamburg | Germany | Hamburg | Khalifa port | 2024-11-24 | 2024-12-29 | [10 empty] | 2025-02-03 |  |  |  | CASE_LIST |  | 1 | site | MIR | 2025-02-03 | site | 0 | 1 | 1 | 2 | 4.29 | 0 | 4.29 | SIEMENS(SIM) |  | 1 | 1 | 0 | 1 | Flow 1: Port → Site | MIR | SIEMENS
1073 | 477QGP51793862 / PS021 / 45186916 | HVDC-ADOPT-SIM-0035 | MIR | SCT-19LT-PRC-PO-004 | 13OP-03028.P.01.2512 | 1 | Outdoor | High Voltage Surge Arrester, Monitor Display etc. | 330 | 130 | 152 | 6.5208 | 683 | 1127 | Non Stackable | 8546 9010 | USD | 139151.1 | Maersk Hamburg | Germany | Hamburg | Khalifa port | 2024-11-24 | 2024-12-29 | [10 empty] | 2025-02-03 |  |  |  | CASE_LIST |  | 1 | site | MIR | 2025-02-03 | site | 0 | 1 | 1 | 2 | 4.29 | 0 | 4.29 | SIEMENS(SIM) |  | 1 | 1 | 0 | 1 | Flow 1: Port → Site | MIR | SIEMENS
1074 | 477QGP51793862 / PS021 / 45186916 | HVDC-ADOPT-SIM-0035 | MIR | SCT-19LT-PRC-PO-004 | 13OP-03028.P.01.2503 | 1 | Outdoor | Filter bag | 66 | 45 | 63 | 0.18711 | 13 | 30 | Non Stackable | 8538 9099 | USD | 5629.385 | Maersk Hamburg | Germany | Hamburg | Khalifa port | 2024-11-24 | 2024-12-29 | [10 empty] | 2025-02-03 |  |  |  | CASE_LIST |  | 1 | site | MIR | 2025-02-03 | site | 0 | 1 | 1 | 2 | 0.3 | 0 | 0.3 | SIEMENS(SIM) |  | 1 | 1 | 0 | 1 | Flow 1: Port → Site | MIR | SIEMENS
1075 | 477QGP51793862 / PS021 / 45186916 | HVDC-ADOPT-SIM-0035 | MIR | SCT-19LT-PRC-PO-004 | 13OP-03028.P.01.2504 | 1 | Outdoor | Screw , Nut, Washer | 66 | 45 | 63 | 0.18711 | 115 | 132 | Non Stackable | 8538 9099 | USD | 146364 | Maersk Hamburg | Germany | Hamburg | Khalifa port | 2024-11-24 | 2024-12-29 | [10 empty] | 2025-02-03 |  |  |  | CASE_LIST |  | 1 | site | MIR | 2025-02-03 | site | 0 | 1 | 1 | 2 | 0.3 | 0 | 0.3 | SIEMENS(SIM) |  | 1 | 1 | 0 | 1 | Flow 1: Port → Site | MIR | SIEMENS
1076 | 477QGP51793862 / PS021 / 45186916 | HVDC-ADOPT-SIM-0035 | MIR | SCT-19LT-PRC-PO-004 | 13OP-03028.P.01.2505 | 1 | Outdoor | Accessories | 115 | 85 | 58 | 0.56695 | 145 | 192 | Non Stackable | 8538 9099 | USD | 191399.1 | Maersk Hamburg | Germany | Hamburg | Khalifa port | 2024-11-24 | 2024-12-29 | [10 empty] | 2025-02-12 |  |  |  | CASE_LIST |  | 1 | site | MIR | 2025-02-12 | site | 0 | 1 | 1 | 2 | 0.98 | 0 | 0.98 | SIEMENS(SIM) |  | 1 | 1 | 0 | 1 | Flow 1: Port → Site | MIR | SIEMENS
1077 | 477QGP51793862 / PS021 / 45186916 | HVDC-ADOPT-SIM-0035 | MIR | SCT-19LT-PRC-PO-004 | 13OP-03028.P.01.2506 | 1 | Outdoor | Grid Cable Tray | 239 | 58 | 71 | 0.9842 | 84 | 192 | Non Stackable | 8546 9010 | USD | 16888.16 | Maersk Hamburg | Germany | Hamburg | Khalifa port | 2024-11-24 | 2024-12-29 | [10 empty] | 2025-02-12 |  |  |  | CASE_LIST |  | 1 | site | MIR | 2025-02-12 | site | 0 | 1 | 1 | 2 | 1.39 | 0 | 1.39 | SIEMENS(SIM) |  | 1 | 1 | 0 | 1 | Flow 1: Port → Site | MIR | SIEMENS
1078 | 477QGP51793862 / PS021 / 45186916 | HVDC-ADOPT-SIM-0035 | MIR | SCT-19LT-PRC-PO-004 | 13OP-03028.P.01.2522 | 1 | Outdoor | Connection Module Passive | 782.2 | 229.2 | 136.8 | 24.5255 | 1000 | 2127 | Non Stackable | 8546 9010 | USD | 69575.55 | Maersk Hamburg | Germany | Hamburg | Khalifa port | 2024-11-24 | 2024-12-29 | [10 empty] | 2025-02-03 |  |  |  | CASE_LIST |  | 1 | site | MIR | 2025-02-03 | site | 0 | 1 | 1 | 2 | 17.93 | 0 | 17.93 | SIEMENS(SIM) |  | 1 | 1 | 0 | 1 | Flow 1: Port → Site | MIR | SIEMENS
1079 | 477QGP51793862 / PS021 / 45186916 | HVDC-ADOPT-SIM-0035 | MIR | SCT-19LT-PRC-PO-004 | 13OP-03028.P.01.2523 | 1 | Outdoor | Pipe Module Long Outdoor | 732.2 | 97.2 | 10.8 | 0.76863 | 230 | 690 | Non Stackable | 8546 9010 | USD | 23191.85 | Maersk Hamburg | Germany | Hamburg | Khalifa port | 2024-11-24 | 2024-12-29 | [10 empty] | 2025-02-03 |  |  |  | CASE_LIST |  | 1 | site | MIR | 2025-02-03 | site | 0 | 1 | 1 | 2 | 7.12 | 0 | 7.12 | SIEMENS(SIM) |  | 1 | 1 | 0 | 1 | Flow 1: Port → Site | MIR | SIEMENS
1080 | 477QGP51793862 / PS021 / 45186916 | HVDC-ADOPT-SIM-0035 | MIR | SCT-19LT-PRC-PO-004 | 13OP-03028.P.01.2525 | 1 | Outdoor | Connection Module 7-11m | 897.2 | 97.2 | 109.8 | 9.5754 | 295 | 847 | Non Stackable | 8546 9010 | USD | 23191.85 | Maersk Hamburg | Germany | Hamburg | Khalifa port | 2024-11-24 | 2024-12-29 | [10 empty] | 2025-02-03 |  |  |  | CASE_LIST |  | 1 | site | MIR | 2025-02-03 | site | 0 | 1 | 1 | 2 | 8.72 | 0 | 8.72 | SIEMENS(SIM) |  | 1 | 1 | 0 | 1 | Flow 1: Port → Site | MIR | SIEMENS
1081 | 477QGP51793862 / PS021 / 45186916 | HVDC-ADOPT-SIM-0035 | MIR | SCT-19LT-PRC-PO-004 | 13OP-03028.P.01.2524 | 1 | Outdoor | Pipe Module Short Outdoor | 252.2 | 97.2 | 105.8 | 2.5936 | 105 | 278 | Non Stackable | 8546 9010 | USD | 23191.85 | Maersk Hamburg | Germany | Hamburg | Khalifa port | 2024-11-24 | 2024-12-29 | [10 empty] | 2025-02-03 |  |  |  | CASE_LIST |  | 1 | site | MIR | 2025-02-03 | site | 0 | 1 | 1 | 2 | 2.45 | 0 | 2.45 | SIEMENS(SIM) |  | 1 | 1 | 0 | 1 | Flow 1: Port → Site | MIR | SIEMENS
1082 | 477QGP51793862 / PS021 / 45186916 | HVDC-ADOPT-SIM-0035 | MIR | SCT-19LT-PRC-PO-004 | 13OP-03028.P.01.2526 | 1 | Outdoor | Pipe Module Short Outdoor | 243.2 | 97.2 | 110.8 | 2.6192 | 110 | 281 | Non Stackable | 8546 9010 | USD | 23191.85 | Maersk Hamburg | Germany | Hamburg | Khalifa port | 2024-11-24 | 2024-12-29 | [10 empty] | 2025-03-19 |  |  |  | CASE_LIST |  | 1 | site | MIR | 2025-03-19 | site | 0 | 1 | 1 | 2 | 2.36 | 0 | 2.36 | SIEMENS(SIM) |  | 1 | 1 | 0 | 1 | Flow 1: Port → Site | MIR | SIEMENS
1083 | 477QGP51793862 / PS021 / 45186916 | HVDC-ADOPT-SIM-0035 | MIR | SCT-19LT-PRC-PO-004 | 13OP-03028.P.01.2527 | 1 | Outdoor | Pipe Module Long Outdoor, Connection Module Passive | 787.2 | 229.2 | 136.8 | 24.6823 | 1010 | 2146 | Non Stackable | 8546 9010 | USD | 69575.55 | Maersk Hamburg | Germany | Hamburg | Khalifa port | 2024-11-24 | 2024-12-29 | [10 empty] | 2025-02-03 |  |  |  | CASE_LIST |  | 1 | site | MIR | 2025-02-03 | site | 0 | 1 | 1 | 2 | 18.04 | 0 | 18.04 | SIEMENS(SIM) |  | 1 | 1 | 0 | 1 | Flow 1: Port → Site | MIR | SIEMENS
1084 | 477QGP51793862 / PS021 / 45186916 | HVDC-ADOPT-SIM-0035 | MIR | SCT-19LT-PRC-PO-004 | 13OP-03028.P.01.2528 | 1 | Outdoor | Connection Module Passive | 203.2 | 127.2 | 150.8 | 3.8977 | 450 | 690 | Non Stackable | 8546 9010 | USD | 69575.55 | Maersk Hamburg | Germany | Hamburg | Khalifa port | 2024-11-24 | 2024-12-29 | [10 empty] | 2025-02-03 |  |  |  | CASE_LIST |  | 1 | site | MIR | 2025-02-03 | site | 0 | 1 | 1 | 2 | 2.58 | 0 | 2.58 | SIEMENS(SIM) |  | 1 | 1 | 0 | 1 | Flow 1: Port → Site | MIR | SIEMENS
1085 | 477QGP51793862 / PS021 / 45186916 | HVDC-ADOPT-SIM-0035 | MIR | SCT-19LT-PRC-PO-004 | 13OP-03028.P.01.2529 | 1 | Outdoor | Connection Module Passive | 203.2 | 127.2 | 150.8 | 3.8977 | 475 | 687 | Non Stackable | 8546 9010 | USD | 69575.55 | Maersk Hamburg | Germany | Hamburg | Khalifa port | 2024-11-24 | 2024-12-29 | [10 empty] | 2025-02-03 |  |  |  | CASE_LIST |  | 1 | site | MIR | 2025-02-03 | site | 0 | 1 | 1 | 2 | 2.58 | 0 | 2.58 | SIEMENS(SIM) |  | 1 | 1 | 0 | 1 | Flow 1: Port → Site | MIR | SIEMENS
1086 | 477QGP51793862 / PS021 / 45186916 | HVDC-ADOPT-SIM-0035 | MIR | SCT-19LT-PRC-PO-004 | 13OP-03028.P.01.2540 | 1 | Outdoor | Label | 45 | 35 | 25 | 0.039375 | 1.2 | 6.7 | Non Stackable | 8538 9099 | USD | 5629.385 | Maersk Hamburg | Germany | Hamburg | Khalifa port | 2024-11-24 | 2024-12-29 | [10 empty] | 2025-02-03 |  |  |  | CASE_LIST |  | 1 | site | MIR | 2025-02-03 | site | 0 | 1 | 1 | 2 | 0.16 | 0 | 0.16 | SIEMENS(SIM) |  | 1 | 1 | 0 | 1 | Flow 1: Port → Site | MIR | SIEMENS
1087 | 477QGP51793862 / PS021 / 45186916 | HVDC-ADOPT-SIM-0035 | MIR | SCT-19LT-PRC-PO-004 | 13OP-03028.P.01.2521 | 1 | Outdoor | Connection Module 7-11m | 1201.2 | 229.2 | 186.8 | 51.4288 | 1810 | 3631 | Non Stackable | 8546 9010 | USD | 92767.4 | Maersk Hamburg | Germany | Hamburg | Khalifa port | 2024-11-24 | 2024-12-29 | [10 empty] | 2025-02-12 |  |  |  | CASE_LIST |  | 1 | site | MIR | 2025-02-12 | site | 0 | 1 | 1 | 2 | 27.53 | 0 | 27.53 | SIEMENS(SIM) |  | 1 | 1 | 0 | 1 | Flow 1: Port → Site | MIR | SIEMENS
1088 | 477QGP51793862 / PS021 / 45186916 | HVDC-ADOPT-SIM-0035 | MIR | SCT-19LT-PRC-PO-004 | 13OP-03028.P.01.2513 | 1 | Outdoor | Connection Module 7-11m, Pipe Module Long Outdoor | 882.2 | 229.2 | 136.8 | 27.661 | 670 | 1915 | Non Stackable | 8546 9010 | USD | 46383.7 | Maersk Hamburg | Germany | Hamburg | Khalifa port | 2024-11-24 | 2024-12-29 | [10 empty] | 2025-02-13 |  |  |  | CASE_LIST |  | 1 | site | MIR | 2025-02-13 | site | 0 | 1 | 1 | 2 | 20.22 | 0 | 20.22 | SIEMENS(SIM) |  | 1 | 1 | 0 | 1 | Flow 1: Port → Site | MIR | SIEMENS
1064 | HVDC-ADOPT-SIM-0034 | HVDC-ADOPT-SIM-0034 | SHU | SCT-19LT-PRC-PO-005 | 13OP-03028.P.03-0501 | 1 | Outdoor | LI2XCQ FR 25G1, 5 RF | 104 | 74 | 104 | 0.80038 | 276 | 376 | Non Stackable | 8544 4991 | EUR | 3108.12 | CSL Neptune | BELGIUM | Antwerp | Khalifa port | 2024-12-01 | 2025-01-12 | [11 empty] | 2025-01-21 |  |  | CASE_LIST |  | 1 | site | SHU | 2025-01-21 | site | 0 | 1 | 1 | 2 | 0.77 | 0 | 0.77 | SIEMENS(SIM) |  | 1 | 1 | 0 | 1 | Flow 1: Port → Site | SHU | SIEMENS
1061 | 477QGP51792491 / PS017_DG / 45186623 | HVDC-ADOPT-SIM-0033 | MIR | SCT-19LT-PRC-PO-005 | 13OP-03028.P.02.1500 | 1 | Indoor | Varnish Alexit 5225 | 142.2 | 87.2 | 72.8 | 0.90271 | 54.2 | 131.2 | Non Stackable | 3208 2090 | USD | 69.78 | MAERSK HOUSTON | Germany | Hamburg | Khalifa port | 2024-10-22 | 2024-11-27 | [10 empty] | 2024-12-11 |  |  |  | CASE_LIST |  | 1 | site | MIR | 2024-12-11 | site | 0 | 1 | 1 | 2 | 1.24 | 0 | 1.24 | SIEMENS(SIM) |  | 1 | 1 | 0 | 1 | Flow 1: Port → Site | MIR | SIEMENS
1062 | 477QGP51792491 / PS017_DG / 45186623 | HVDC-ADOPT-SIM-0033 | MIR | SCT-19LT-PRC-PO-005 | 13OP-03028.P.02.1501 | 1 | Indoor | Haku 1025/920 | 51.2 | 39.2 | 44.8 | 0.089915 | 7.3 | 21.3 | Non Stackable | 2710 1221 | USD | 167.76 | MAERSK HOUSTON | Germany | Hamburg | Khalifa port | 2024-10-22 | 2024-11-27 | [10 empty] | 2024-12-11 |  |  |  | CASE_LIST |  | 1 | site | MIR | 2024-12-11 | site | 0 | 1 | 1 | 2 | 0.2 | 0 | 0.2 | SIEMENS(SIM) |  | 1 | 1 | 0 | 1 | Flow 1: Port → Site | MIR | SIEMENS
1063 | 477QGP51792491 / PS017_DG / 45186623 | HVDC-ADOPT-SIM-0033 | MIR | SCT-19LT-PRC-PO-005 | 13OP-03028.P.02.1519 | 1 | Indoor | Forming Gas | 198 | 63 | 56 | 0.69854 | 20 | 243 | Non Stackable | 3824 9996 | USD | 17.06 | MAERSK HOUSTON | Germany | Hamburg | Khalifa port | 2024-10-22 | 2024-11-27 | [10 empty] | 2024-12-11 |  |  |  | CASE_LIST |  | 1 | site | MIR | 2024-12-11 | site | 0 | 1 | 1 | 2 | 1.25 | 0 | 1.25 | SIEMENS(SIM) |  | 1 | 1 | 0 | 1 | Flow 1: Port → Site | MIR | SIEMENS
1042 | 477QGP51792493 / PS018 / 45186624 | HVDC-ADOPT-SIM-0032 | MIR | SCT-19LT-PRC-PO-005 | 13OP-03028.P.02.1512 | 1 | Outdoor | Preassembled Accessories | 115 | 85 | 51 | 0.49852 | 80 | 127 | Non Stackable | 8538 9099 | USD | 33639.27 | MAERSK HOUSTON | Germany | Hamburg | Khalifa port | 2024-10-22 | 2024-11-27 | [10 empty] | 2025-01-07 |  |  |  | CASE_LIST |  | 1 | site | MIR | 2025-01-07 | site | 0 | 1 | 1 | 2 | 0.98 | 0 | 0.98 | SIEMENS(SIM) |  | 1 | 1 | 0 | 1 | Flow 1: Port → Site | MIR | SIEMENS
1043 | 477QGP51792493 / PS018 / 45186624 | HVDC-ADOPT-SIM-0032 | MIR | SCT-19LT-PRC-PO-005 | 13OP-03028.P.02.1520 | 1 | Outdoor | Preassembled Accessories | 115 | 85 | 91 | 0.88953 | 179 | 230 | Non Stackable | 8538 9099 | USD | 33639.27 | MAERSK HOUSTON | Germany | Hamburg | Khalifa port | 2024-10-22 | 2024-11-27 | [10 empty] | 2024-12-05 |  |  |  | CASE_LIST |  | 1 | site | MIR | 2024-12-05 | site | 0 | 1 | 1 | 2 | 0.98 | 0 | 0.98 | SIEMENS(SIM) |  | 1 | 1 | 0 | 1 | Flow 1: Port → Site | MIR | SIEMENS
1044 | 477QGP51792493 / PS018 / 45186624 | HVDC-ADOPT-SIM-0032 | MIR | SCT-19LT-PRC-PO-005 | 13OP-03028.P.02.1518 | 1 | Outdoor | Bolt | 538 | 38 | 51 | 1.0426 | 30 | 180 | Non Stackable | 8538 9099 | USD | 33639.27 | MAERSK HOUSTON | Germany | Hamburg | Khalifa port | 2024-10-22 | 2024-11-27 | [10 empty] | 2024-12-05 |  |  |  | CASE_LIST |  | 1 | site | MIR | 2024-12-05 | site | 0 | 1 | 1 | 2 | 2.04 | 0 | 2.04 | SIEMENS(SIM) |  | 1 | 1 | 0 | 1 | Flow 1: Port → Site | MIR | SIEMENS
1045 | 477QGP51792493 / PS018 / 45186624 | HVDC-ADOPT-SIM-0032 | MIR | SCT-19LT-PRC-PO-005 | 13OP-03028.P.02.1513 | 1 | Outdoor | Cable mesh tray 210751 | 318 | 68 | 80 | 1.7299 | 125 | 278 | Non Stackable | 8538 9099 | USD | 33639.27 | MAERSK HOUSTON | Germany | Hamburg | Khalifa port | 2024-10-22 | 2024-11-27 | [10 empty] | 2024-12-05 |  |  |  | CASE_LIST |  | 1 | site | MIR | 2024-12-05 | site | 0 | 1 | 1 | 2 | 2.16 | 0 | 2.16 | SIEMENS(SIM) |  | 1 | 1 | 0 | 1 | Flow 1: Port → Site | MIR | SIEMENS
1046 | 477QGP51792493 / PS018 / 45186624 | HVDC-ADOPT-SIM-0032 | MIR | SCT-19LT-PRC-PO-005 | 13OP-03028.P.02.1514 | 1 | Outdoor | Bolt, Nut & Washer | 68 | 48 | 67 | 0.21869 | 120 | 149 | Non Stackable | 8538 9099 | USD | 33639.27 | MAERSK HOUSTON | Germany | Hamburg | Khalifa port | 2024-10-22 | 2024-11-27 | [10 empty] | 2024-12-05 |  |  |  | CASE_LIST |  | 1 | site | MIR | 2024-12-05 | site | 0 | 1 | 1 | 2 | 0.33 | 0 | 0.33 | SIEMENS(SIM) |  | 1 | 1 | 0 | 1 | Flow 1: Port → Site | MIR | SIEMENS
1047 | 477QGP51792493 / PS018 / 45186624 | HVDC-ADOPT-SIM-0032 | MIR | SCT-19LT-PRC-PO-005 | 13OP-03028.P.02.1515 | 1 | Outdoor | Bracket, Clamp, Lug etc. | 128 | 88 | 100 | 1.1264 | 284 | 376 | Non Stackable | 8538 9099 | USD | 33639.27 | MAERSK HOUSTON | Germany | Hamburg | Khalifa port | 2024-10-22 | 2024-11-27 | [10 empty] | 2024-12-05 |  |  |  | CASE_LIST |  | 1 | site | MIR | 2024-12-05 | site | 0 | 1 | 1 | 2 | 1.13 | 0 | 1.13 | SIEMENS(SIM) |  | 1 | 1 | 0 | 1 | Flow 1: Port → Site | MIR | SIEMENS
1048 | 477QGP51792493 / PS018 / 45186624 | HVDC-ADOPT-SIM-0032 | MIR | SCT-19LT-PRC-PO-005 | 13OP-03028.P.02.1516 | 1 | Outdoor | Plange Cover, Paint Roller, Brush etc. | 116 | 72 | 75 | 0.6264 | 22 | 88 | Non Stackable | 8538 9099 | USD | 33639.27 | MAERSK HOUSTON | Germany | Hamburg | Khalifa port | 2024-10-22 | 2024-11-27 | [10 empty] | 2024-12-05 |  |  |  | CASE_LIST |  | 1 | site | MIR | 2024-12-05 | site | 0 | 1 | 1 | 2 | 0.84 | 0 | 0.84 | SIEMENS(SIM) |  | 1 | 1 | 0 | 1 | Flow 1: Port → Site | MIR | SIEMENS
1049 | 477QGP51792493 / PS018 / 45186624 | HVDC-ADOPT-SIM-0032 | MIR | SCT-19LT-PRC-PO-005 | 13OP-03028.P.02.1517 | 1 | Outdoor | Filter bag | 68 | 48 | 67 | 0.21869 | 34 | 63 | Non Stackable | 8538 9099 | USD | 33639.27 | MAERSK HOUSTON | Germany | Hamburg | Khalifa port | 2024-10-22 | 2024-11-27 | [10 empty] | 2024-12-05 |  |  |  | CASE_LIST |  | 1 | site | MIR | 2024-12-05 | site | 0 | 1 | 1 | 2 | 0.33 | 0 | 0.33 | SIEMENS(SIM) |  | 1 | 1 | 0 | 1 | Flow 1: Port → Site | MIR | SIEMENS
1050 | 477QGP51792493 / PS018 / 45186624 | HVDC-ADOPT-SIM-0032 | MIR | SCT-19LT-PRC-PO-005 | 13OP-03028.P.02.1502 | 1 | Outdoor | Connection Module Passive | 277.2 | 192.2 | 139.8 | 7.4482 | 620 | 1025 | Non Stackable | 8538 9099 | USD | 33639.27 | MAERSK HOUSTON | Germany | Hamburg | Khalifa port | 2024-10-22 | 2024-11-27 | [10 empty] | 2024-12-05 |  |  |  | CASE_LIST |  | 1 | site | MIR | 2024-12-05 | site | 0 | 1 | 1 | 2 | 5.33 | 0 | 5.33 | SIEMENS(SIM) |  | 1 | 1 | 0 | 1 | Flow 1: Port → Site | MIR | SIEMENS
1051 | 477QGP51792493 / PS018 / 45186624 | HVDC-ADOPT-SIM-0032 | MIR | SCT-19LT-PRC-PO-005 | 13OP-03028.P.02.1503 | 1 | Outdoor | Connection Module Passive | 277.2 | 107.2 | 137.8 | 4.0948 | 310 | 538 | Non Stackable | 8538 9099 | USD | 33639.27 | MAERSK HOUSTON | Germany | Hamburg | Khalifa port | 2024-10-22 | 2024-11-27 | [10 empty] | 2024-12-05 |  |  |  | CASE_LIST |  | 1 | site | MIR | 2024-12-05 | site | 0 | 1 | 1 | 2 | 2.97 | 0 | 2.97 | SIEMENS(SIM) |  | 1 | 1 | 0 | 1 | Flow 1: Port → Site | MIR | SIEMENS
1052 | 477QGP51792493 / PS018 / 45186624 | HVDC-ADOPT-SIM-0032 | MIR | SCT-19LT-PRC-PO-005 | 13OP-03028.P.02.1504 | 1 | Outdoor | Connection Module Passive | 263.2 | 187.2 | 142.8 | 7.0359 | 620 | 984 | Non Stackable | 8538 9099 | USD | 33639.27 | MAERSK HOUSTON | Germany | Hamburg | Khalifa port | 2024-10-22 | 2024-11-27 | [10 empty] | 2024-12-05 |  |  |  | CASE_LIST |  | 1 | site | MIR | 2024-12-05 | site | 0 | 1 | 1 | 2 | 4.93 | 0 | 4.93 | SIEMENS(SIM) |  | 1 | 1 | 0 | 1 | Flow 1: Port → Site | MIR | SIEMENS
1053 | 477QGP51792493 / PS018 / 45186624 | HVDC-ADOPT-SIM-0032 | MIR | SCT-19LT-PRC-PO-005 | 13OP-03028.P.02.1505 | 1 | Outdoor | Connection Module Passive | 263.2 | 107.2 | 140.8 | 3.9727 | 310 | 526 | Non Stackable | 8538 9099 | USD | 33639.27 | MAERSK HOUSTON | Germany | Hamburg | Khalifa port | 2024-10-22 | 2024-11-27 | [10 empty] | 2024-12-05 |  |  |  | CASE_LIST |  | 1 | site | MIR | 2024-12-05 | site | 0 | 1 | 1 | 2 | 2.82 | 0 | 2.82 | SIEMENS(SIM) |  | 1 | 1 | 0 | 1 | Flow 1: Port → Site | MIR | SIEMENS
1054 | 477QGP51792493 / PS018 / 45186624 | HVDC-ADOPT-SIM-0032 | MIR | SCT-19LT-PRC-PO-005 | 13OP-03028.P.02.1521 | 1 | Outdoor | Pipe Long Outdoor | 661.2 | 229.2 | 191.8 | 29.0667 | 2200 | 3302 | Non Stackable | 8538 9099 | USD | 33639.27 | MAERSK HOUSTON | Germany | Hamburg | Khalifa port | 2024-10-22 | 2024-11-27 | [10 empty] | 2024-12-05 |  |  |  | CASE_LIST |  | 1 | site | MIR | 2024-12-05 | site | 0 | 1 | 1 | 2 | 15.15 | 0 | 15.15 | SIEMENS(SIM) |  | 1 | 1 | 0 | 1 | Flow 1: Port → Site | MIR | SIEMENS
1055 | 477QGP51792493 / PS018 / 45186624 | HVDC-ADOPT-SIM-0032 | MIR | SCT-19LT-PRC-PO-005 | 13OP-03028.P.02.1508 | 1 | Outdoor | Connection Module Passive | 337.2 | 207.2 | 129.8 | 9.0688 | 800 | 1272 | Non Stackable | 8538 9099 | USD | 33639.27 | MAERSK HOUSTON | Germany | Hamburg | Khalifa port | 2024-10-22 | 2024-11-27 | [10 empty] | 2024-12-05 |  |  |  | CASE_LIST |  | 1 | site | MIR | 2024-12-05 | site | 0 | 1 | 1 | 2 | 6.99 | 0 | 6.99 | SIEMENS(SIM) |  | 1 | 1 | 0 | 1 | Flow 1: Port → Site | MIR | SIEMENS
1056 | 477QGP51792493 / PS018 / 45186624 | HVDC-ADOPT-SIM-0032 | MIR | SCT-19LT-PRC-PO-005 | 13OP-03028.P.02.1509 | 1 | Outdoor | Connection Module Passive | 347.2 | 122.2 | 127.8 | 5.4223 | 390 | 676 | Non Stackable | 8538 9099 | USD | 33639.27 | MAERSK HOUSTON | Germany | Hamburg | Khalifa port | 2024-10-22 | 2024-11-27 | [10 empty] | 2024-12-05 |  |  |  | CASE_LIST |  | 1 | site | MIR | 2024-12-05 | site | 0 | 1 | 1 | 2 | 4.24 | 0 | 4.24 | SIEMENS(SIM) |  | 1 | 1 | 0 | 1 | Flow 1: Port → Site | MIR | SIEMENS
1057 | 477QGP51792493 / PS018 / 45186624 | HVDC-ADOPT-SIM-0032 | MIR | SCT-19LT-PRC-PO-005 | 13OP-03028.P.02.1510 | 1 | Outdoor | Connection Module Passive | 347.2 | 117.2 | 127.8 | 5.2004 | 390 | 667 | Non Stackable | 8538 9099 | USD | 33639.27 | MAERSK HOUSTON | Germany | Hamburg | Khalifa port | 2024-10-22 | 2024-11-27 | [10 empty] | 2024-12-05 |  |  |  | CASE_LIST |  | 1 | site | MIR | 2024-12-05 | site | 0 | 1 | 1 | 2 | 4.07 | 0 | 4.07 | SIEMENS(SIM) |  | 1 | 1 | 0 | 1 | Flow 1: Port → Site | MIR | SIEMENS
1058 | 477QGP51792493 / PS018 / 45186624 | HVDC-ADOPT-SIM-0032 | MIR | SCT-19LT-PRC-PO-005 | 13OP-03028.P.02.1511 | 1 | Outdoor | Connection Module Passive | 332.2 | 207.2 | 129.8 | 8.9344 | 795 | 1264 | Non Stackable | 8538 9099 | USD | 33639.27 | MAERSK HOUSTON | Germany | Hamburg | Khalifa port | 2024-10-22 | 2024-11-27 | [10 empty] | 2024-12-05 |  |  |  | CASE_LIST |  | 1 | site | MIR | 2024-12-05 | site | 0 | 1 | 1 | 2 | 6.88 | 0 | 6.88 | SIEMENS(SIM) |  | 1 | 1 | 0 | 1 | Flow 1: Port → Site | MIR | SIEMENS
1059 | 477QGP51792493 / PS018 / 45186624 | HVDC-ADOPT-SIM-0032 | MIR | SCT-19LT-PRC-PO-005 | 13OP-03028.P.02.1506 | 1 | Outdoor | Pipe Long Outdoor | 782.2 | 229.2 | 196.8 | 35.2824 | 2550 | 3826 | Non Stackable | 8538 9099 | USD | 33639.27 | MAERSK HOUSTON | Germany | Hamburg | Khalifa port | 2024-10-22 | 2024-11-27 | [10 empty] | 2024-12-05 |  |  |  | CASE_LIST |  | 1 | site | MIR | 2024-12-05 | site | 0 | 1 | 1 | 2 | 17.93 | 0 | 17.93 | SIEMENS(SIM) |  | 1 | 1 | 0 | 1 | Flow 1: Port → Site | MIR | SIEMENS
1060 | 477QGP51792493 / PS018 / 45186624 | HVDC-ADOPT-SIM-0032 | MIR | SCT-19LT-PRC-PO-005 | 13OP-03028.P.02.1507 | 1 | Outdoor | Pipe Long Outdoor | 807.2 | 229.2 | 216.8 | 40.1102 | 2580 | 3921 | Non Stackable | 8538 9099 | USD | 33639.27 | MAERSK HOUSTON | Germany | Hamburg | Khalifa port | 2024-10-22 | 2024-11-27 | [10 empty] | 2024-12-05 |  |  |  | CASE_LIST |  | 1 | site | MIR | 2024-12-05 | site | 0 | 1 | 1 | 2 | 18.5 | 0 | 18.5 | SIEMENS(SIM) |  | 1 | 1 | 0 | 1 | Flow 1: Port → Site | MIR | SIEMENS
1034 | Reference # PL-3892-001 | HVDC-ADOPT-SIM-0031 | MIR | SCT-19LT-PRC-PO-004 | Package#001 | 1 | Indoor | C00+R01 - 400kv Busbar Main-1 Protection Panel-1 | 100 | 107 | 250 | 2.675 | 480 | 520 | Non Stackable |  |  |  | Land Transport | UAE | Vendor Shop | DSV | 2024-09-30 | 2024-10-01 | [10 empty] | 2025-03-20 |  |  |  | CASE_LIST |  | 1 | site | MIR | 2025-03-20 | site | 0 | 1 | 1 | 2 | 1.07 | 0 | 1.07 | SIEMENS(SIM) |  | 1 | 1 | 0 | 1 | Flow 1: Port → Site | MIR | SIEMENS
1035 | Reference # PL-3892-001 | HVDC-ADOPT-SIM-0031 | MIR | SCT-19LT-PRC-PO-004 | Package#002 | 1 | Indoor | C00+R02 - 400kv Busbar Main-1 Protection Panel-2 | 100 | 107 | 250 | 2.675 | 480 | 520 | Non Stackable |  |  |  | Land Transport | UAE | Vendor Shop | DSV | 2024-09-30 | 2024-10-01 | [10 empty] | 2025-03-20 |  |  |  | CASE_LIST |  | 1 | site | MIR | 2025-03-20 | site | 0 | 1 | 1 | 2 | 1.07 | 0 | 1.07 | SIEMENS(SIM) |  | 1 | 1 | 0 | 1 | Flow 1: Port → Site | MIR | SIEMENS
1036 | Reference # PL-3892-001 | HVDC-ADOPT-SIM-0031 | MIR | SCT-19LT-PRC-PO-004 | Package#003 | 1 | Indoor | C00+R03 - 400kv Busbar Main-1 Protection Panel-3 | 100 | 107 | 250 | 2.675 | 480 | 520 | Non Stackable |  |  |  | Land Transport | UAE | Vendor Shop | DSV | 2024-09-30 | 2024-10-01 | [10 empty] | 2025-03-20 |  |  |  | CASE_LIST |  | 1 | site | MIR | 2025-03-20 | site | 0 | 1 | 1 | 2 | 1.07 | 0 | 1.07 | SIEMENS(SIM) |  | 1 | 1 | 0 | 1 | Flow 1: Port → Site | MIR | SIEMENS
1037 | Reference # PL-3892-001 | HVDC-ADOPT-SIM-0031 | MIR | SCT-19LT-PRC-PO-004 | Package#004 | 1 | Indoor | C00+R04 - 400kv Busbar Main-1 Protection Panel-4 | 100 | 107 | 250 | 2.675 | 480 | 520 | Non Stackable |  |  |  | Land Transport | UAE | Vendor Shop | DSV | 2024-09-30 | 2024-10-01 | [10 empty] | 2025-03-20 |  |  |  | CASE_LIST |  | 1 | site | MIR | 2025-03-20 | site | 0 | 1 | 1 | 2 | 1.07 | 0 | 1.07 | SIEMENS(SIM) |  | 1 | 1 | 0 | 1 | Flow 1: Port → Site | MIR | SIEMENS
1032 | 477QGP51792614 / SHPS LCC / 45186528 | HVDC-ADOPT-SIM-0030 | SHU | SCT-19LT-PRC-PO-005 | 13OP-03028.03.1500 | 1 | Indoor | 400kv Feeder C32+S1 (S2) | 80 | 220 | 250 | 4.4 | 768 | 920 | Non Stackable | 8537 1098 | USD | 42255 | EY916 | Germany | Frankfurt | Abu Dhabi Airport | 2024-11-13 | 2024-11-13 | [11 empty] | 2024-11-14 |  |  | CASE_LIST |  | 1 | site | SHU | 2024-11-14 | site | 0 | 1 | 1 | 2 | 1.76 | 0 | 1.76 | SIEMENS(SIM) |  | 1 | 1 | 0 | 1 | Flow 1: Port → Site | SHU | SIEMENS
1033 | 477QGP51792614 / SHPS LCC / 45186528 | HVDC-ADOPT-SIM-0030 | SHU | SCT-19LT-PRC-PO-005 | 13OP-03028.03.1600 | 1 | Indoor | 400kv Feeder C21+S1 (S1) | 80 | 220 | 250 | 4.4 | 772 | 920 | Non Stackable | 8537 1098 | USD | 42255 | EY916 | Germany | Frankfurt | Abu Dhabi Airport | 2024-11-13 | 2024-11-13 | [11 empty] | 2024-11-14 |  |  | CASE_LIST |  | 1 | site | SHU | 2024-11-14 | site | 0 | 1 | 1 | 2 | 1.76 | 0 | 1.76 | SIEMENS(SIM) |  | 1 | 1 | 0 | 1 | Flow 1: Port → Site | SHU | SIEMENS
1025 | HVDC-ADOPT-SIM-0029 | HVDC-ADOPT-SIM-0029 | AGI | SCT-19LT-PRC-PO-004 | 13OP-03028.P.03-1003 | 1 | Outdoor | LI2XCQ FR 47G1.5 RF 0.6/1kv | 134 | 86 | 134 | 1.5442 | 511 | 711 | Non Stackable | 8544 4991 | EUR | 5717.475 | CSL Neptune | BELGIUM | Antwerp | Khalifa port | 2024-12-01 | 2025-01-12 | [13 empty] | 2025-05-09 | CASE_LIST |  | 1 | site | AGI | 2025-05-09 | site | 0 | 1 | 1 | 2 | 1.15 | 0 | 1.15 | SIEMENS(SIM) |  | 1 | 1 | 0 | 1 | Flow 1: Port → Site | AGI | SIEMENS
1026 | HVDC-ADOPT-SIM-0029 | HVDC-ADOPT-SIM-0029 | AGI | SCT-19LT-PRC-PO-004 | 13OP-03028.P.03-1004 | 1 | Outdoor | LI2XCQ FR 47G1.5 RF 0.6/1kv | 155 | 99 | 155 | 2.3785 | 589 | 865 | Non Stackable | 8544 4991 | EUR | 5717.475 | CSL Neptune | BELGIUM | Antwerp | Khalifa port | 2024-12-01 | 2025-01-12 | [13 empty] | 2025-05-09 | CASE_LIST |  | 1 | site | AGI | 2025-05-09 | site | 0 | 1 | 1 | 2 | 1.53 | 0 | 1.53 | SIEMENS(SIM) |  | 1 | 1 | 0 | 1 | Flow 1: Port → Site | AGI | SIEMENS
1027 | HVDC-ADOPT-SIM-0029 | HVDC-ADOPT-SIM-0029 | AGI | SCT-19LT-PRC-PO-004 | 13OP-03028.P.03-1005 | 1 | Outdoor | LI2XCQ FR 47G1.5 RF 0.6/1kv | 155 | 99 | 155 | 2.3785 | 1014 | 1290 | Non Stackable | 8544 4991 | EUR | 10587.92 | CSL Neptune | BELGIUM | Antwerp | Khalifa port | 2024-12-01 | 2025-01-12 | [13 empty] | 2025-05-09 | CASE_LIST |  | 1 | site | AGI | 2025-05-09 | site | 0 | 1 | 1 | 2 | 1.53 | 0 | 1.53 | SIEMENS(SIM) |  | 1 | 1 | 0 | 1 | Flow 1: Port → Site | AGI | SIEMENS
1028 | HVDC-ADOPT-SIM-0029 | HVDC-ADOPT-SIM-0029 | AGI | SCT-19LT-PRC-PO-004 | 13OP-03028.P.03-1006 | 1 | Outdoor | LI2XCQ FR 47G1.5 RF 0.6/1kv | 155 | 99 | 155 | 2.3785 | 1014 | 1290 | Non Stackable | 8544 4991 | EUR | 10587.92 | CSL Neptune | BELGIUM | Antwerp | Khalifa port | 2024-12-01 | 2025-01-12 | [13 empty] | 2025-05-09 | CASE_LIST |  | 1 | site | AGI | 2025-05-09 | site | 0 | 1 | 1 | 2 | 1.53 | 0 | 1.53 | SIEMENS(SIM) |  | 1 | 1 | 0 | 1 | Flow 1: Port → Site | AGI | SIEMENS
1029 | HVDC-ADOPT-SIM-0029 | HVDC-ADOPT-SIM-0029 | AGI | SCT-19LT-PRC-PO-004 | 13OP-03028.P.03-1007 | 1 | Outdoor | LI2XCQ FR 47G1.5 RF 0.6/1kv | 155 | 99 | 155 | 2.3785 | 1026 | 1302 | Non Stackable | 8544 4991 | EUR | 10587.92 | CSL Neptune | BELGIUM | Antwerp | Khalifa port | 2024-12-01 | 2025-01-12 | [13 empty] | 2025-05-09 | CASE_LIST |  | 1 | site | AGI | 2025-05-09 | site | 0 | 1 | 1 | 2 | 1.53 | 0 | 1.53 | SIEMENS(SIM) |  | 1 | 1 | 0 | 1 | Flow 1: Port → Site | AGI | SIEMENS
1030 | HVDC-ADOPT-SIM-0029 | HVDC-ADOPT-SIM-0029 | MIR | SCT-19LT-PRC-PO-004 | 13OP-03028.P.03-1002 | 1 | Outdoor | LI2XCQ FR 7G1.5 RF 0.6/1kv | 104 | 74 | 104 | 0.80038 | 245 | 345 | Non Stackable | 8544 4991 | EUR | 3077.16 | CSL Neptune | BELGIUM | Antwerp | Khalifa port | 2024-12-01 | 2025-01-12 | [10 empty] | 2025-02-05 |  |  |  | CASE_LIST |  | 1 | site | MIR | 2025-02-05 | site | 0 | 1 | 1 | 2 | 0.77 | 0 | 0.77 | SIEMENS(SIM) |  | 1 | 1 | 0 | 1 | Flow 1: Port → Site | MIR | SIEMENS
1031 | HVDC-ADOPT-SIM-0029 | HVDC-ADOPT-SIM-0029 | SHU | SCT-19LT-PRC-PO-004 | 13OP-03028.P.03-1001 | 1 | Outdoor | LI2XCQ FR 7G1.5 RF 0.6/1kv | 104 | 74 | 104 | 0.80038 | 243 | 343 | Non Stackable | 8544 4991 | EUR | 3062.44 | CSL Neptune | BELGIUM | Antwerp | Khalifa port | 2024-12-01 | 2025-01-12 | [11 empty] | 2025-01-29 |  |  | CASE_LIST |  | 1 | site | SHU | 2025-01-29 | site | 0 | 1 | 1 | 2 | 0.77 | 0 | 0.77 | SIEMENS(SIM) |  | 1 | 1 | 0 | 1 | Flow 1: Port → Site | SHU | SIEMENS
986 | 477QGP51792576 / PS016 / 45186608 | HVDC-ADOPT-SIM-0028 | SHU | SCT-19LT-PRC-PO-005 | 13OP-03028.P.02.010 | 1 | Outdoor | Voltage transformer | 133.2 | 117.2 | 180.8 | 2.8225 | 440 | 620 | Non Stackable | 8538 9099 | USD | 68914.78 | Alexandra Maersk | Germany | Hamburg | Khalifa port | 2024-10-15 | 2024-11-20 | [11 empty] | 2024-11-28 |  |  | CASE_LIST |  | 1 | site | SHU | 2024-11-28 | site | 0 | 1 | 1 | 2 | 1.56 | 0 | 1.56 | SIEMENS(SIM) |  | 1 | 1 | 0 | 1 | Flow 1: Port → Site | SHU | SIEMENS
987 | 477QGP51792576 / PS016 / 45186608 | HVDC-ADOPT-SIM-0028 | SHU | SCT-19LT-PRC-PO-005 | 13OP-03028.P.02.011 | 1 | Outdoor | Voltage transformer | 133.2 | 117.2 | 180.8 | 2.8225 | 440 | 620 | Non Stackable | 8538 9099 | USD | 68914.78 | Alexandra Maersk | Germany | Hamburg | Khalifa port | 2024-10-15 | 2024-11-20 | [11 empty] | 2024-11-28 |  |  | CASE_LIST |  | 1 | site | SHU | 2024-11-28 | site | 0 | 1 | 1 | 2 | 1.56 | 0 | 1.56 | SIEMENS(SIM) |  | 1 | 1 | 0 | 1 | Flow 1: Port → Site | SHU | SIEMENS
988 | 477QGP51792576 / PS016 / 45186608 | HVDC-ADOPT-SIM-0028 | SHU | SCT-19LT-PRC-PO-005 | 13OP-03028.P.02.012 | 1 | Outdoor | Voltage transformer | 133.2 | 117.2 | 180.8 | 2.8225 | 440 | 620 | Non Stackable | 8538 9099 | USD | 68914.78 | Alexandra Maersk | Germany | Hamburg | Khalifa port | 2024-10-15 | 2024-11-20 | [11 empty] | 2024-11-28 |  |  | CASE_LIST |  | 1 | site | SHU | 2024-11-28 | site | 0 | 1 | 1 | 2 | 1.56 | 0 | 1.56 | SIEMENS(SIM) |  | 1 | 1 | 0 | 1 | Flow 1: Port → Site | SHU | SIEMENS
989 | 477QGP51792576 / PS016 / 45186608 | HVDC-ADOPT-SIM-0028 | SHU | SCT-19LT-PRC-PO-005 | 13OP-03028.P.02.013 | 1 | Outdoor | Voltage transformer | 133.2 | 117.2 | 180.8 | 2.8225 | 440 | 620 | Non Stackable | 8538 9099 | USD | 68914.78 | MAERSK HOUSTON | Germany | Hamburg | Khalifa port | 2024-10-22 | 2024-11-27 | [11 empty] | 2024-12-06 |  |  | CASE_LIST |  | 1 | site | SHU | 2024-12-06 | site | 0 | 1 | 1 | 2 | 1.56 | 0 | 1.56 | SIEMENS(SIM) |  | 1 | 1 | 0 | 1 | Flow 1: Port → Site | SHU | SIEMENS
990 | 477QGP51792576 / PS016 / 45186608 | HVDC-ADOPT-SIM-0028 | SHU | SCT-19LT-PRC-PO-005 | 13OP-03028.P.02.014 | 1 | Outdoor | Voltage transformer | 133.2 | 117.2 | 180.8 | 2.8225 | 440 | 620 | Non Stackable | 8538 9099 | USD | 68914.78 | MAERSK HOUSTON | Germany | Hamburg | Khalifa port | 2024-10-22 | 2024-11-27 | [11 empty] | 2024-12-06 |  |  | CASE_LIST |  | 1 | site | SHU | 2024-12-06 | site | 0 | 1 | 1 | 2 | 1.56 | 0 | 1.56 | SIEMENS(SIM) |  | 1 | 1 | 0 | 1 | Flow 1: Port → Site | SHU | SIEMENS
991 | 477QGP51792576 / PS016 / 45186608 | HVDC-ADOPT-SIM-0028 | SHU | SCT-19LT-PRC-PO-005 | 13OP-03028.P.02.015 | 1 | Outdoor | Voltage transformer | 133.2 | 117.2 | 180.8 | 2.8225 | 440 | 620 | Non Stackable | 8538 9099 | USD | 68914.78 | Alexandra Maersk | Germany | Hamburg | Khalifa port | 2024-10-15 | 2024-11-20 | [11 empty] | 2024-11-28 |  |  | CASE_LIST |  | 1 | site | SHU | 2024-11-28 | site | 0 | 1 | 1 | 2 | 1.56 | 0 | 1.56 | SIEMENS(SIM) |  | 1 | 1 | 0 | 1 | Flow 1: Port → Site | SHU | SIEMENS
992 | 477QGP51792576 / PS016 / 45186608 | HVDC-ADOPT-SIM-0028 | SHU | SCT-19LT-PRC-PO-005 | 13OP-03028.P.02.007 | 1 | Outdoor | Circuit breaker Accessories | 66 | 45 | 63 | 0.18711 | 39 | 56 | Non Stackable | 8538 9099 | USD | 68914.78 | Alexandra Maersk | Germany | Hamburg | Khalifa port | 2024-10-15 | 2024-11-20 | [11 empty] | 2024-11-28 |  |  | CASE_LIST |  | 1 | site | SHU | 2024-11-28 | site | 0 | 1 | 1 | 2 | 0.3 | 0 | 0.3 | SIEMENS(SIM) |  | 1 | 1 | 0 | 1 | Flow 1: Port → Site | SHU | SIEMENS
993 | 477QGP51792576 / PS016 / 45186608 | HVDC-ADOPT-SIM-0028 | SHU | SCT-19LT-PRC-PO-005 | 13OP-03028.P.02.002 | 1 | Outdoor | Pipe Short Indoor | 137.2 | 117.2 | 142.8 | 2.2962 | 190 | 323 | Non Stackable | 8538 9099 | USD | 68914.78 | Alexandra Maersk | Germany | Hamburg | Khalifa port | 2024-10-15 | 2024-11-20 | [11 empty] | 2024-11-28 |  |  | CASE_LIST |  | 1 | site | SHU | 2024-11-28 | site | 0 | 1 | 1 | 2 | 1.61 | 0 | 1.61 | SIEMENS(SIM) |  | 1 | 1 | 0 | 1 | Flow 1: Port → Site | SHU | SIEMENS
994 | 477QGP51792576 / PS016 / 45186608 | HVDC-ADOPT-SIM-0028 | SHU | SCT-19LT-PRC-PO-005 | 13OP-03028.P.02.003 | 1 | Outdoor | Pipe Short Indoor | 127.2 | 107.2 | 142.8 | 1.9472 | 190 | 310 | Non Stackable | 8538 9099 | USD | 68914.78 | Alexandra Maersk | Germany | Hamburg | Khalifa port | 2024-10-15 | 2024-11-20 | [11 empty] | 2024-11-28 |  |  | CASE_LIST |  | 1 | site | SHU | 2024-11-28 | site | 0 | 1 | 1 | 2 | 1.36 | 0 | 1.36 | SIEMENS(SIM) |  | 1 | 1 | 0 | 1 | Flow 1: Port → Site | SHU | SIEMENS
995 | 477QGP51792576 / PS016 / 45186608 | HVDC-ADOPT-SIM-0028 | SHU | SCT-19LT-PRC-PO-005 | 13OP-03028.P.02.004 | 1 | Outdoor | Connection Module Passive | 307.2 | 137.2 | 134 | 5.6478 | 810 | 1124 | Non Stackable | 8538 9099 | USD | 206744.3 | Alexandra Maersk | Germany | Hamburg | Khalifa port | 2024-10-15 | 2024-11-20 | [11 empty] | 2024-11-28 |  |  | CASE_LIST |  | 1 | site | SHU | 2024-11-28 | site | 0 | 1 | 1 | 2 | 4.21 | 0 | 4.21 | SIEMENS(SIM) |  | 1 | 1 | 0 | 1 | Flow 1: Port → Site | SHU | SIEMENS
996 | 477QGP51792576 / PS016 / 45186608 | HVDC-ADOPT-SIM-0028 | SHU | SCT-19LT-PRC-PO-005 | 13OP-03028.P.02.005 | 1 | Outdoor | Connection Module Passive | 277.2 | 137.2 | 134 | 5.0963 | 810 | 1094 | Non Stackable | 8538 9099 | USD | 206744.3 | Alexandra Maersk | Germany | Hamburg | Khalifa port | 2024-10-15 | 2024-11-20 | [11 empty] | 2024-11-28 |  |  | CASE_LIST |  | 1 | site | SHU | 2024-11-28 | site | 0 | 1 | 1 | 2 | 3.8 | 0 | 3.8 | SIEMENS(SIM) |  | 1 | 1 | 0 | 1 | Flow 1: Port → Site | SHU | SIEMENS
997 | 477QGP51792576 / PS016 / 45186608 | HVDC-ADOPT-SIM-0028 | SHU | SCT-19LT-PRC-PO-005 | 13OP-03028.P.02.008 | 1 | Outdoor | Pipe Long Indoor | 727.2 | 107.2 | 132.8 | 10.3525 | 410 | 910 | Non Stackable | 8538 9099 | USD | 68914.78 | MAERSK HOUSTON | Germany | Hamburg | Khalifa port | 2024-10-22 | 2024-11-27 | [11 empty] | 2024-12-06 |  |  | CASE_LIST |  | 1 | site | SHU | 2024-12-06 | site | 0 | 1 | 1 | 2 | 7.8 | 0 | 7.8 | SIEMENS(SIM) |  | 1 | 1 | 0 | 1 | Flow 1: Port → Site | SHU | SIEMENS
998 | 477QGP51792576 / PS016 / 45186608 | HVDC-ADOPT-SIM-0028 | SHU | SCT-19LT-PRC-PO-005 | 13OP-03028.P.02.009 | 1 | Outdoor | Pipe Long Indoor | 731.2 | 187.2 | 136.8 | 18.7253 | 820 | 1738 | Non Stackable | 8538 9099 | USD | 137829.6 | Alexandra Maersk | Germany | Hamburg | Khalifa port | 2024-10-15 | 2024-11-20 | [11 empty] | 2024-11-28 |  |  | CASE_LIST |  | 1 | site | SHU | 2024-11-28 | site | 0 | 1 | 1 | 2 | 13.69 | 0 | 13.69 | SIEMENS(SIM) |  | 1 | 1 | 0 | 1 | Flow 1: Port → Site | SHU | SIEMENS
999 | 477QGP51792576 / PS016 / 45186608 | HVDC-ADOPT-SIM-0028 | SHU | SCT-19LT-PRC-PO-005 | 13OP-03028.P.02.006 | 1 | Outdoor | Circuit breaker Accessories | 66 | 45 | 63 | 0.18711 | 39 | 56 | Non Stackable | 8538 9099 | USD | 68914.78 | Alexandra Maersk | Germany | Hamburg | Khalifa port | 2024-10-15 | 2024-11-20 | [11 empty] | 2024-11-28 |  |  | CASE_LIST |  | 1 | site | SHU | 2024-11-28 | site | 0 | 1 | 1 | 2 | 0.3 | 0 | 0.3 | SIEMENS(SIM) |  | 1 | 1 | 0 | 1 | Flow 1: Port → Site | SHU | SIEMENS
1000 | 477QGP51792576 / PS016 / 45186608 | HVDC-ADOPT-SIM-0028 | SHU | SCT-19LT-PRC-PO-005 | 13OP-03028.P.02.029 | 1 | Outdoor | Preassembled Accessories | 115 | 85 | 51 | 0.49852 | 67 | 114 | Non Stackable | 8538 9099 | USD | 68914.78 | Alexandra Maersk | Germany | Hamburg | Khalifa port | 2024-10-15 | 2024-11-20 | [11 empty] | 2024-11-28 |  |  | CASE_LIST |  | 1 | site | SHU | 2024-11-28 | site | 0 | 1 | 1 | 2 | 0.98 | 0 | 0.98 | SIEMENS(SIM) |  | 1 | 1 | 0 | 1 | Flow 1: Port → Site | SHU | SIEMENS
1001 | 477QGP51792576 / PS016 / 45186608 | HVDC-ADOPT-SIM-0028 | SHU | SCT-19LT-PRC-PO-005 | 13OP-03028.P.02.042 | 1 | Outdoor | Accessories | 115 | 85 | 58 | 0.56695 | 254 | 301 | Non Stackable | 8538 9099 | USD | 54852.63 | Alexandra Maersk | Germany | Hamburg | Khalifa port | 2024-10-15 | 2024-11-20 | [11 empty] | 2024-11-28 |  |  | CASE_LIST |  | 1 | site | SHU | 2024-11-28 | site | 0 | 1 | 1 | 2 | 0.98 | 0 | 0.98 | SIEMENS(SIM) |  | 1 | 1 | 0 | 1 | Flow 1: Port → Site | SHU | SIEMENS
1002 | 477QGP51792576 / PS016 / 45186608 | HVDC-ADOPT-SIM-0028 | SHU | SCT-19LT-PRC-PO-005 | 13OP-03028.P.02.043 | 1 | Outdoor | Accessories | 115 | 85 | 91 | 0.88953 | 550 | 606 | Non Stackable | 8538 9099 | USD | 55868.42 | Alexandra Maersk | Germany | Hamburg | Khalifa port | 2024-10-15 | 2024-11-20 | [11 empty] | 2024-11-28 |  |  | CASE_LIST |  | 1 | site | SHU | 2024-11-28 | site | 0 | 1 | 1 | 2 | 0.98 | 0 | 0.98 | SIEMENS(SIM) |  | 1 | 1 | 0 | 1 | Flow 1: Port → Site | SHU | SIEMENS
1003 | 477QGP51792576 / PS016 / 45186608 | HVDC-ADOPT-SIM-0028 | SHU | SCT-19LT-PRC-PO-005 | 13OP-03028.P.02.044 | 1 | Outdoor | Accessories | 115 | 85 | 91 | 0.88953 | 167 | 223 | Non Stackable | 8538 9099 | USD | 59931.58 | Alexandra Maersk | Germany | Hamburg | Khalifa port | 2024-10-15 | 2024-11-20 | [11 empty] | 2024-11-28 |  |  | CASE_LIST |  | 1 | site | SHU | 2024-11-28 | site | 0 | 1 | 1 | 2 | 0.98 | 0 | 0.98 | SIEMENS(SIM) |  | 1 | 1 | 0 | 1 | Flow 1: Port → Site | SHU | SIEMENS
1004 | 477QGP51792576 / PS016 / 45186608 | HVDC-ADOPT-SIM-0028 | SHU | SCT-19LT-PRC-PO-005 | 13OP-03028.P.02.046 | 1 | Outdoor | Filter bag | 115 | 85 | 58 | 0.56695 | 48 | 95 | Non Stackable | 8538 9099 | USD | 1015.789 | Alexandra Maersk | Germany | Hamburg | Khalifa port | 2024-10-15 | 2024-11-20 | [11 empty] | 2024-11-28 |  |  | CASE_LIST |  | 1 | site | SHU | 2024-11-28 | site | 0 | 1 | 1 | 2 | 0.98 | 0 | 0.98 | SIEMENS(SIM) |  | 1 | 1 | 0 | 1 | Flow 1: Port → Site | SHU | SIEMENS
1005 | 477QGP51792576 / PS016 / 45186608 | HVDC-ADOPT-SIM-0028 | SHU | SCT-19LT-PRC-PO-005 | 13OP-03028.P.02.047 | 1 | Outdoor | Accessories | 538 | 38 | 57 | 1.1653 | 244 | 384 | Non Stackable | 8538 9099 | USD | 5078.947 | Alexandra Maersk | Germany | Hamburg | Khalifa port | 2024-10-15 | 2024-11-20 | [11 empty] | 2024-11-28 |  |  | CASE_LIST |  | 1 | site | SHU | 2024-11-28 | site | 0 | 1 | 1 | 2 | 2.04 | 0 | 2.04 | SIEMENS(SIM) |  | 1 | 1 | 0 | 1 | Flow 1: Port → Site | SHU | SIEMENS
1006 | 477QGP51792576 / PS016 / 45186608 | HVDC-ADOPT-SIM-0028 | SHU | SCT-19LT-PRC-PO-005 | 13OP-03028.P.02.048 | 1 | Outdoor | Connecting Flange | 37 | 27 | 27 | 0.026973 | 1.3 | 4.8 | Non Stackable | 8538 9099 | USD | 1015.789 | Alexandra Maersk | Germany | Hamburg | Khalifa port | 2024-10-15 | 2024-11-20 | [11 empty] | 2024-11-28 |  |  | CASE_LIST |  | 1 | site | SHU | 2024-11-28 | site | 0 | 1 | 1 | 2 | 0.1 | 0 | 0.1 | SIEMENS(SIM) |  | 1 | 1 | 0 | 1 | Flow 1: Port → Site | SHU | SIEMENS
1007 | 477QGP51792576 / PS016 / 45186608 | HVDC-ADOPT-SIM-0028 | SHU | SCT-19LT-PRC-PO-005 | 13OP-03028.P.02.049 | 1 | Outdoor | Accessories | 214 | 99 | 91 | 1.9279 | 150 | 252 | Non Stackable | 8538 9099 | USD | 17268.42 | MAERSK HOUSTON | Germany | Hamburg | Khalifa port | 2024-10-22 | 2024-11-27 | [11 empty] | 2024-12-06 |  |  | CASE_LIST |  | 1 | site | SHU | 2024-12-06 | site | 0 | 1 | 1 | 2 | 2.12 | 0 | 2.12 | SIEMENS(SIM) |  | 1 | 1 | 0 | 1 | Flow 1: Port → Site | SHU | SIEMENS
1008 | 477QGP51792576 / PS016 / 45186608 | HVDC-ADOPT-SIM-0028 | SHU | SCT-19LT-PRC-PO-005 | 13OP-03028.P.02.030 | 1 | Outdoor | Connecting Module Active | 167.2 | 147.2 | 244 | 6.0053 | 530 | 792 | Non Stackable | 8538 9099 | USD | 68914.78 | Alexandra Maersk | Germany | Hamburg | Khalifa port | 2024-10-15 | 2024-11-20 | [11 empty] | 2024-11-28 |  |  | CASE_LIST |  | 1 | site | SHU | 2024-11-28 | site | 0 | 1 | 1 | 2 | 2.46 | 0 | 2.46 | SIEMENS(SIM) |  | 1 | 1 | 0 | 1 | Flow 1: Port → Site | SHU | SIEMENS
1009 | 477QGP51792576 / PS016 / 45186608 | HVDC-ADOPT-SIM-0028 | SHU | SCT-19LT-PRC-PO-005 | 13OP-03028.P.02.031 | 1 | Outdoor | Connecting Module Active | 183.2 | 147.2 | 250.8 | 6.7633 | 620 | 902 | Non Stackable | 8538 9099 | USD | 68914.78 | Alexandra Maersk | Germany | Hamburg | Khalifa port | 2024-10-15 | 2024-11-20 | [11 empty] | 2024-11-28 |  |  | CASE_LIST |  | 1 | site | SHU | 2024-11-28 | site | 0 | 1 | 1 | 2 | 2.7 | 0 | 2.7 | SIEMENS(SIM) |  | 1 | 1 | 0 | 1 | Flow 1: Port → Site | SHU | SIEMENS
1010 | 477QGP51792576 / PS016 / 45186608 | HVDC-ADOPT-SIM-0028 | SHU | SCT-19LT-PRC-PO-005 | 13OP-03028.P.02.032 | 1 | Outdoor | Connecting Module Active | 183.2 | 147.2 | 240.8 | 6.4937 | 510 | 775 | Non Stackable | 8538 9099 | USD | 68914.78 | MAERSK HOUSTON | Germany | Hamburg | Khalifa port | 2024-10-22 | 2024-11-27 | [11 empty] | 2024-12-06 |  |  | CASE_LIST |  | 1 | site | SHU | 2024-12-06 | site | 0 | 1 | 1 | 2 | 2.7 | 0 | 2.7 | SIEMENS(SIM) |  | 1 | 1 | 0 | 1 | Flow 1: Port → Site | SHU | SIEMENS
1011 | 477QGP51792576 / PS016 / 45186608 | HVDC-ADOPT-SIM-0028 | SHU | SCT-19LT-PRC-PO-005 | 13OP-03028.P.02.033 | 1 | Outdoor | Connecting Module Active | 337.2 | 127.2 | 252.8 | 10.8431 | 1100 | 1518 | Non Stackable | 8538 9099 | USD | 137829.6 | MAERSK HOUSTON | Germany | Hamburg | Khalifa port | 2024-10-22 | 2024-11-27 | [11 empty] | 2024-12-06 |  |  | CASE_LIST |  | 1 | site | SHU | 2024-12-06 | site | 0 | 1 | 1 | 2 | 4.29 | 0 | 4.29 | SIEMENS(SIM) |  | 1 | 1 | 0 | 1 | Flow 1: Port → Site | SHU | SIEMENS
1012 | 477QGP51792576 / PS016 / 45186608 | HVDC-ADOPT-SIM-0028 | SHU | SCT-19LT-PRC-PO-005 | 13OP-03028.P.02.034 | 1 | Outdoor | Connecting Module Active | 167.2 | 137.2 | 244 | 5.5973 | 530 | 779 | Non Stackable | 8538 9099 | USD | 68914.78 | MAERSK HOUSTON | Germany | Hamburg | Khalifa port | 2024-10-22 | 2024-11-27 | [11 empty] | 2024-12-06 |  |  | CASE_LIST |  | 1 | site | SHU | 2024-12-06 | site | 0 | 1 | 1 | 2 | 2.29 | 0 | 2.29 | SIEMENS(SIM) |  | 1 | 1 | 0 | 1 | Flow 1: Port → Site | SHU | SIEMENS
1013 | 477QGP51792576 / PS016 / 45186608 | HVDC-ADOPT-SIM-0028 | SHU | SCT-19LT-PRC-PO-005 | 13OP-03028.P.02.035 | 1 | Outdoor | Accessory for delivery | 287.2 | 57.2 | 66 | 1.0842 | 35 | 136 | Non Stackable | 8538 9099 | USD | 68914.78 | Alexandra Maersk | Germany | Hamburg | Khalifa port | 2024-10-15 | 2024-11-20 | [11 empty] | 2024-11-28 |  |  | CASE_LIST |  | 1 | site | SHU | 2024-11-28 | site | 0 | 1 | 1 | 2 | 1.64 | 0 | 1.64 | SIEMENS(SIM) |  | 1 | 1 | 0 | 1 | Flow 1: Port → Site | SHU | SIEMENS
1014 | 477QGP51792576 / PS016 / 45186608 | HVDC-ADOPT-SIM-0028 | SHU | SCT-19LT-PRC-PO-005 | 13OP-03028.P.02.036 | 1 | Outdoor | Accessory for delivery | 287.2 | 57.2 | 66 | 1.0842 | 35 | 136 | Non Stackable | 8538 9099 | USD | 68914.78 | MAERSK HOUSTON | Germany | Hamburg | Khalifa port | 2024-10-22 | 2024-11-27 | [11 empty] | 2024-12-06 |  |  | CASE_LIST |  | 1 | site | SHU | 2024-12-06 | site | 0 | 1 | 1 | 2 | 1.64 | 0 | 1.64 | SIEMENS(SIM) |  | 1 | 1 | 0 | 1 | Flow 1: Port → Site | SHU | SIEMENS
1015 | 477QGP51792576 / PS016 / 45186608 | HVDC-ADOPT-SIM-0028 | SHU | SCT-19LT-PRC-PO-005 | 13OP-03028.P.02.037 | 1 | Outdoor | Connection Module Passive | 327.2 | 137.2 | 142.8 | 6.4106 | 1230 | 1572 | Non Stackable | 8538 9099 | USD | 206744.3 | Alexandra Maersk | Germany | Hamburg | Khalifa port | 2024-10-15 | 2024-11-20 | [11 empty] | 2024-11-28 |  |  | CASE_LIST |  | 1 | site | SHU | 2024-11-28 | site | 0 | 1 | 1 | 2 | 4.49 | 0 | 4.49 | SIEMENS(SIM) |  | 1 | 1 | 0 | 1 | Flow 1: Port → Site | SHU | SIEMENS
1016 | 477QGP51792576 / PS016 / 45186608 | HVDC-ADOPT-SIM-0028 | SHU | SCT-19LT-PRC-PO-005 | 13OP-03028.P.02.038 | 1 | Outdoor | Connection Module Passive | 343.2 | 137.2 | 140.8 | 6.6299 | 1290 | 1620 | Non Stackable | 8538 9099 | USD | 206744.3 | Alexandra Maersk | Germany | Hamburg | Khalifa port | 2024-10-15 | 2024-11-20 | [11 empty] | 2024-11-28 |  |  | CASE_LIST |  | 1 | site | SHU | 2024-11-28 | site | 0 | 1 | 1 | 2 | 4.71 | 0 | 4.71 | SIEMENS(SIM) |  | 1 | 1 | 0 | 1 | Flow 1: Port → Site | SHU | SIEMENS
1017 | 477QGP51792576 / PS016 / 45186608 | HVDC-ADOPT-SIM-0028 | SHU | SCT-19LT-PRC-PO-005 | 13OP-03028.P.02.039 | 1 | Outdoor | Pipe Short Indoor | 127.2 | 107.2 | 142.8 | 1.9472 | 190 | 311 | Non Stackable | 8538 9099 | USD | 68914.78 | MAERSK HOUSTON | Germany | Hamburg | Khalifa port | 2024-10-22 | 2024-11-27 | [11 empty] | 2024-12-06 |  |  | CASE_LIST |  | 1 | site | SHU | 2024-12-06 | site | 0 | 1 | 1 | 2 | 1.36 | 0 | 1.36 | SIEMENS(SIM) |  | 1 | 1 | 0 | 1 | Flow 1: Port → Site | SHU | SIEMENS
1018 | 477QGP51792576 / PS016 / 45186608 | HVDC-ADOPT-SIM-0028 | SHU | SCT-19LT-PRC-PO-005 | 13OP-03028.P.02.059 | 1 | Outdoor | Accessories | 332 | 107 | 62 | 2.2025 | 155 | 305 | Non Stackable | 8538 9099 | USD | 17268.42 | MAERSK HOUSTON | Germany | Hamburg | Khalifa port | 2024-10-22 | 2024-11-27 | [11 empty] | 2024-12-06 |  |  | CASE_LIST |  | 1 | site | SHU | 2024-12-06 | site | 0 | 1 | 1 | 2 | 3.55 | 0 | 3.55 | SIEMENS(SIM) |  | 1 | 1 | 0 | 1 | Flow 1: Port → Site | SHU | SIEMENS
1019 | 477QGP51792576 / PS016 / 45186608 | HVDC-ADOPT-SIM-0028 | SHU | SCT-19LT-PRC-PO-005 | 13OP-03028.P.02.045 | 1 | Outdoor | Rod L=1889 | 198 | 63 | 56 | 0.69854 | 63 | 135 | Non Stackable | 8538 9099 | USD | 1015.789 | MAERSK HOUSTON | Germany | Hamburg | Khalifa port | 2024-10-22 | 2024-11-27 | [11 empty] | 2024-12-06 |  |  | CASE_LIST |  | 1 | site | SHU | 2024-12-06 | site | 0 | 1 | 1 | 2 | 1.25 | 0 | 1.25 | SIEMENS(SIM) |  | 1 | 1 | 0 | 1 | Flow 1: Port → Site | SHU | SIEMENS
1020 | 477QGP51792576 / PS016 / 45186608 | HVDC-ADOPT-SIM-0028 | SHU | SCT-19LT-PRC-PO-005 | 13OP-03028.P.02.054 | 1 | Outdoor | Special / Spareparts Active | 389 | 249 | 357 | 34.5794 | 2175 | 3243 | Non Stackable | 8538 9099 | USD | 68914.78 | MAERSK HOUSTON | Germany | Hamburg | Khalifa port | 2024-10-22 | 2024-11-27 | [11 empty] | 2024-12-06 |  |  | CASE_LIST |  | 1 | site | SHU | 2024-12-06 | site | 0 | 1 | 1 | 2 | 9.69 | 0 | 9.69 | SIEMENS(SIM) |  | 1 | 1 | 0 | 1 | Flow 1: Port → Site | SHU | SIEMENS
1021 | 477QGP51792576 / PS016 / 45186608 | HVDC-ADOPT-SIM-0028 | SHU | SCT-19LT-PRC-PO-005 | 13OP-03028.P.02.053 | 1 | Outdoor | Special / Spareparts Active | 389 | 249 | 357 | 34.5794 | 2175 | 3243 | Non Stackable | 8538 9099 | USD | 68914.78 | MAERSK HOUSTON | Germany | Hamburg | Khalifa port | 2024-10-22 | 2024-11-27 | [11 empty] | 2024-12-06 |  |  | CASE_LIST |  | 1 | site | SHU | 2024-12-06 | site | 0 | 1 | 1 | 2 | 9.69 | 0 | 9.69 | SIEMENS(SIM) |  | 1 | 1 | 0 | 1 | Flow 1: Port → Site | SHU | SIEMENS
1022 | 477QGP51792576 / PS016 / 45186608 | HVDC-ADOPT-SIM-0028 | SHU | SCT-19LT-PRC-PO-005 | 13OP-03028.P.02.052 | 1 | Outdoor | Special / Spareparts Active | 389.2 | 249.2 | 356.8 | 34.6056 | 2000 | 3071 | Non Stackable | 8538 9099 | USD | 68914.78 | MAERSK HOUSTON | Germany | Hamburg | Khalifa port | 2024-10-22 | 2024-11-27 | [11 empty] | 2024-12-06 |  |  | CASE_LIST |  | 1 | site | SHU | 2024-12-06 | site | 0 | 1 | 1 | 2 | 9.7 | 0 | 9.7 | SIEMENS(SIM) |  | 1 | 1 | 0 | 1 | Flow 1: Port → Site | SHU | SIEMENS
1023 | 477QGP51792576 / PS016 / 45186608 | HVDC-ADOPT-SIM-0028 | SHU | SCT-19LT-PRC-PO-005 | 13OP-03028.P.02.050 | 1 | Outdoor | Special / Spareparts Active | 389.2 | 249.2 | 356.8 | 34.6056 | 2000 | 3007 | Non Stackable | 8538 9099 | USD | 68914.78 | MAERSK HOUSTON | Germany | Hamburg | Khalifa port | 2024-10-22 | 2024-11-27 | [11 empty] | 2024-12-06 |  |  | CASE_LIST |  | 1 | site | SHU | 2024-12-06 | site | 0 | 1 | 1 | 2 | 9.7 | 0 | 9.7 | SIEMENS(SIM) |  | 1 | 1 | 0 | 1 | Flow 1: Port → Site | SHU | SIEMENS
1024 | 477QGP51792576 / PS016 / 45186608 | HVDC-ADOPT-SIM-0028 | SHU | SCT-19LT-PRC-PO-005 | 13OP-03028.P.02.016 | 1 | Outdoor | DG Items | 47 | 37 | 27 | 0.046953 | 8.9 | 13.9 | Non Stackable | 8538 9099 | USD | 8126.316 | Alexandra Maersk | Germany | Hamburg | Khalifa port | 2024-10-15 | 2024-11-20 | [11 empty] | 2024-11-28 |  |  | CASE_LIST |  | 1 | site | SHU | 2024-11-28 | site | 0 | 1 | 1 | 2 | 0.17 | 0 | 0.17 | SIEMENS(SIM) |  | 1 | 1 | 0 | 1 | Flow 1: Port → Site | SHU | SIEMENS
967 | 477QGP51793627 / PS015_DG / 45185989 | HVDC-ADOPT-SIM-0027 | SHU | SCT-19LT-PRC-PO-005 | 13OP-03028.P.02.017 | 1 | Indoor | Lack Alexit 5225 | 29 | 22 | 33 | 0.021054 | 3.4 | 5 | Non Stackable | 3208 2090 | USD | 54.08 | ALETTE MAERSK | Germany | Hamburg | Khalifa port | 2024-11-18 | 2024-12-16 | [11 empty] | 2024-12-28 |  |  | CASE_LIST |  | 1 | site | SHU | 2024-12-28 | site | 0 | 1 | 1 | 2 | 0.06 | 0 | 0.06 | SIEMENS(SIM) |  | 1 | 1 | 0 | 1 | Flow 1: Port → Site | SHU | SIEMENS
968 | 477QGP51793627 / PS015_DG / 45185989 | HVDC-ADOPT-SIM-0027 | SHU | SCT-19LT-PRC-PO-005 | 13OP-03028.P.02.018 | 1 | Indoor | Lack Alexit 5225 | 29 | 22 | 33 | 0.021054 | 3.4 | 5 | Non Stackable | 3208 2090 | USD | 54.08 | ALETTE MAERSK | Germany | Hamburg | Khalifa port | 2024-11-18 | 2024-12-16 | [11 empty] | 2024-12-28 |  |  | CASE_LIST |  | 1 | site | SHU | 2024-12-28 | site | 0 | 1 | 1 | 2 | 0.06 | 0 | 0.06 | SIEMENS(SIM) |  | 1 | 1 | 0 | 1 | Flow 1: Port → Site | SHU | SIEMENS
969 | 477QGP51793627 / PS015_DG / 45185989 | HVDC-ADOPT-SIM-0027 | SHU | SCT-19LT-PRC-PO-005 | 13OP-03028.P.02.019 | 1 | Indoor | Lack Alexit 5225 | 29 | 22 | 33 | 0.021054 | 3.4 | 5 | Non Stackable | 3208 2090 | USD | 54.08 | ALETTE MAERSK | Germany | Hamburg | Khalifa port | 2024-11-18 | 2024-12-16 | [11 empty] | 2024-12-28 |  |  | CASE_LIST |  | 1 | site | SHU | 2024-12-28 | site | 0 | 1 | 1 | 2 | 0.06 | 0 | 0.06 | SIEMENS(SIM) |  | 1 | 1 | 0 | 1 | Flow 1: Port → Site | SHU | SIEMENS
970 | 477QGP51793627 / PS015_DG / 45185989 | HVDC-ADOPT-SIM-0027 | SHU | SCT-19LT-PRC-PO-005 | 13OP-03028.P.02.020 | 1 | Indoor | Lack Alexit 5225 | 29 | 22 | 33 | 0.021054 | 3.4 | 5 | Non Stackable | 3208 2090 | USD | 71.98 | ALETTE MAERSK | Germany | Hamburg | Khalifa port | 2024-11-18 | 2024-12-16 | [11 empty] | 2024-12-28 |  |  | CASE_LIST |  | 1 | site | SHU | 2024-12-28 | site | 0 | 1 | 1 | 2 | 0.06 | 0 | 0.06 | SIEMENS(SIM) |  | 1 | 1 | 0 | 1 | Flow 1: Port → Site | SHU | SIEMENS
971 | 477QGP51793627 / PS015_DG / 45185989 | HVDC-ADOPT-SIM-0027 | SHU | SCT-19LT-PRC-PO-005 | 13OP-03028.P.02.021 | 1 | Indoor | Lack Alexit 5225 | 29 | 22 | 33 | 0.021054 | 3.4 | 5 | Non Stackable | 3208 2090 | USD | 71.98 | ALETTE MAERSK | Germany | Hamburg | Khalifa port | 2024-11-18 | 2024-12-16 | [11 empty] | 2024-12-28 |  |  | CASE_LIST |  | 1 | site | SHU | 2024-12-28 | site | 0 | 1 | 1 | 2 | 0.06 | 0 | 0.06 | SIEMENS(SIM) |  | 1 | 1 | 0 | 1 | Flow 1: Port → Site | SHU | SIEMENS
972 | 477QGP51793627 / PS015_DG / 45185989 | HVDC-ADOPT-SIM-0027 | SHU | SCT-19LT-PRC-PO-005 | 13OP-03028.P.02.022 | 1 | Indoor | Lack Alexit 5225 | 29 | 22 | 33 | 0.021054 | 3.4 | 5.3 | Non Stackable | 3208 2090 | USD | 34.28 | ALETTE MAERSK | Germany | Hamburg | Khalifa port | 2024-11-18 | 2024-12-16 | [11 empty] | 2024-12-28 |  |  | CASE_LIST |  | 1 | site | SHU | 2024-12-28 | site | 0 | 1 | 1 | 2 | 0.06 | 0 | 0.06 | SIEMENS(SIM) |  | 1 | 1 | 0 | 1 | Flow 1: Port → Site | SHU | SIEMENS
973 | 477QGP51793627 / PS015_DG / 45185989 | HVDC-ADOPT-SIM-0027 | SHU | SCT-19LT-PRC-PO-005 | 13OP-03028.P.02.023 | 1 | Indoor | Lack Alexit 5225 | 29 | 22 | 33 | 0.021054 | 2.7 | 4.3 | Non Stackable | 3208 2090 | USD | 17.14 | ALETTE MAERSK | Germany | Hamburg | Khalifa port | 2024-11-18 | 2024-12-16 | [11 empty] | 2024-12-28 |  |  | CASE_LIST |  | 1 | site | SHU | 2024-12-28 | site | 0 | 1 | 1 | 2 | 0.06 | 0 | 0.06 | SIEMENS(SIM) |  | 1 | 1 | 0 | 1 | Flow 1: Port → Site | SHU | SIEMENS
974 | 477QGP51793627 / PS015_DG / 45185989 | HVDC-ADOPT-SIM-0027 | SHU | SCT-19LT-PRC-PO-005 | 13OP-03028.P.02.024 | 1 | Indoor | Varnish Alexit RAL9006 | 29 | 22 | 33 | 0.021054 | 3.4 | 5.1 | Non Stackable | 3208 2090 | USD | 39.19 | ALETTE MAERSK | Germany | Hamburg | Khalifa port | 2024-11-18 | 2024-12-16 | [11 empty] | 2024-12-28 |  |  | CASE_LIST |  | 1 | site | SHU | 2024-12-28 | site | 0 | 1 | 1 | 2 | 0.06 | 0 | 0.06 | SIEMENS(SIM) |  | 1 | 1 | 0 | 1 | Flow 1: Port → Site | SHU | SIEMENS
975 | 477QGP51793627 / PS015_DG / 45185989 | HVDC-ADOPT-SIM-0027 | SHU | SCT-19LT-PRC-PO-005 | 13OP-03028.P.02.025 | 1 | Indoor | Laquer Repair | 29 | 22 | 33 | 0.021054 | 2.7 | 4.4 | Non Stackable | 3208 9091 | USD | 14.7 | ALETTE MAERSK | Germany | Hamburg | Khalifa port | 2024-11-18 | 2024-12-16 | [11 empty] | 2024-12-28 |  |  | CASE_LIST |  | 1 | site | SHU | 2024-12-28 | site | 0 | 1 | 1 | 2 | 0.06 | 0 | 0.06 | SIEMENS(SIM) |  | 1 | 1 | 0 | 1 | Flow 1: Port → Site | SHU | SIEMENS
976 | 477QGP51793627 / PS015_DG / 45185989 | HVDC-ADOPT-SIM-0027 | SHU | SCT-19LT-PRC-PO-005 | 13OP-03028.P.02.026 | 1 | Indoor | Haku 5067 | 29 | 22 | 33 | 0.021054 | 4 | 5.3 | Non Stackable | 3814 0090 | USD | 57.96 | ALETTE MAERSK | Germany | Hamburg | Khalifa port | 2024-11-18 | 2024-12-16 | [11 empty] | 2024-12-28 |  |  | CASE_LIST |  | 1 | site | SHU | 2024-12-28 | site | 0 | 1 | 1 | 2 | 0.06 | 0 | 0.06 | SIEMENS(SIM) |  | 1 | 1 | 0 | 1 | Flow 1: Port → Site | SHU | SIEMENS
977 | 477QGP51793627 / PS015_DG / 45185989 | HVDC-ADOPT-SIM-0027 | SHU | SCT-19LT-PRC-PO-005 | 13OP-03028.P.02.027 | 1 | Indoor | Varnish Alexit 461-12 | 29 | 22 | 33 | 0.021054 | 1.25 | 2.6 | Non Stackable | 3208 2090 | USD | 53.91 | ALETTE MAERSK | Germany | Hamburg | Khalifa port | 2024-11-18 | 2024-12-16 | [11 empty] | 2024-12-28 |  |  | CASE_LIST |  | 1 | site | SHU | 2024-12-28 | site | 0 | 1 | 1 | 2 | 0.06 | 0 | 0.06 | SIEMENS(SIM) |  | 1 | 1 | 0 | 1 | Flow 1: Port → Site | SHU | SIEMENS
978 | 477QGP51793627 / PS015_DG / 45185989 | HVDC-ADOPT-SIM-0027 | SHU | SCT-19LT-PRC-PO-005 | 13OP-03028.P.02.028 | 1 | Indoor | Tectyl 506 | 29 | 22 | 33 | 0.021054 | 1.05 | 2.3 | Non Stackable | 3824 9996 | USD | 7.93 | ALETTE MAERSK | Germany | Hamburg | Khalifa port | 2024-11-18 | 2024-12-16 | [11 empty] | 2024-12-28 |  |  | CASE_LIST |  | 1 | site | SHU | 2024-12-28 | site | 0 | 1 | 1 | 2 | 0.06 | 0 | 0.06 | SIEMENS(SIM) |  | 1 | 1 | 0 | 1 | Flow 1: Port → Site | SHU | SIEMENS
979 | 477QGP51793627 / PS015_DG / 45185989 | HVDC-ADOPT-SIM-0027 | SHU | SCT-19LT-PRC-PO-005 | 13OP-03028.P.02.060 | 1 | Indoor | Forming Gas | 191 | 80 | 47 | 0.71816 | 10 | 115 | Non Stackable | 3824 9996 | USD | 5825.2 | ALETTE MAERSK | Germany | Hamburg | Khalifa port | 2024-11-18 | 2024-12-16 | [11 empty] | 2024-12-28 |  |  | CASE_LIST |  | 1 | site | SHU | 2024-12-28 | site | 0 | 1 | 1 | 2 | 1.53 | 0 | 1.53 | SIEMENS(SIM) |  | 1 | 1 | 0 | 1 | Flow 1: Port → Site | SHU | SIEMENS
980 | 477QGP51793627 / PS015_DG / 45185989 | HVDC-ADOPT-SIM-0027 | SHU | SCT-19LT-PRC-PO-005 | 13OP-03028.P.02.040 | 1 | Indoor | SF6-Gas 600L | 263.2 | 179.2 | 139.8 | 6.5937 | 1200 | 2478 | Non Stackable | 2812 9000 | USD | 17301.22 | ALETTE MAERSK | Germany | Hamburg | Khalifa port | 2024-11-18 | 2024-12-16 | [11 empty] | 2024-12-28 |  |  | CASE_LIST |  | 1 | site | SHU | 2024-12-28 | site | 0 | 1 | 1 | 2 | 4.72 | 0 | 4.72 | SIEMENS(SIM) |  | 1 | 1 | 0 | 1 | Flow 1: Port → Site | SHU | SIEMENS
981 | 477QGP51793627 / PS015_DG / 45185989 | HVDC-ADOPT-SIM-0027 | SHU | SCT-19LT-PRC-PO-005 | 13OP-03028.P.02.041 | 1 | Indoor | SF6-Gas 600L | 259.2 | 93.2 | 137.8 | 3.3289 | 600 | 1248 | Non Stackable | 2812 9000 | USD | 8650.61 | ALETTE MAERSK | Germany | Hamburg | Khalifa port | 2024-11-18 | 2024-12-16 | [11 empty] | 2024-12-28 |  |  | CASE_LIST |  | 1 | site | SHU | 2024-12-28 | site | 0 | 1 | 1 | 2 | 2.42 | 0 | 2.42 | SIEMENS(SIM) |  | 1 | 1 | 0 | 1 | Flow 1: Port → Site | SHU | SIEMENS
982 | 477QGP51793627 / PS015_DG / 45185989 | HVDC-ADOPT-SIM-0027 | SHU | SCT-19LT-PRC-PO-005 | 13OP-03028.P.02.001 | 1 | Indoor | SF6-Gas 50L | 137 | 100 | 80 | 1.096 | 400 | 770.3 | Non Stackable | 2812 9000 | USD | 17301.22 | ALETTE MAERSK | Germany | Hamburg | Khalifa port | 2024-11-18 | 2024-12-16 | [11 empty] | 2024-12-28 |  |  | CASE_LIST |  | 1 | site | SHU | 2024-12-28 | site | 0 | 1 | 1 | 2 | 1.37 | 0 | 1.37 | SIEMENS(SIM) |  | 1 | 1 | 0 | 1 | Flow 1: Port → Site | SHU | SIEMENS
983 | 477QGP51793627 / PS015_DG / 45185989 | HVDC-ADOPT-SIM-0027 | SHU | SCT-19LT-PRC-PO-005 | 13OP-03028.P.02.051 | 1 | Indoor | Special / Spareparts Active | 389.2 | 249.2 | 356.8 | 34.6056 | 2775 | 3846 | Non Stackable | 8535 3090 | USD | 458278.1 | ALETTE MAERSK | Germany | Hamburg | Khalifa port | 2024-11-18 | 2024-12-16 | [11 empty] | 2024-12-28 |  |  | CASE_LIST |  | 1 | site | SHU | 2024-12-28 | site | 0 | 1 | 1 | 2 | 9.7 | 0 | 9.7 | SIEMENS(SIM) |  | 1 | 1 | 0 | 1 | Flow 1: Port → Site | SHU | SIEMENS
984 | 477QGP51793627 / PS015_DG / 45185989 | HVDC-ADOPT-SIM-0027 | SHU | SCT-19LT-PRC-PO-005 | 13OP-03028.P.02.055 | 1 | Indoor | Special / Spareparts Active | 389 | 249 | 357 | 34.5794 | 2750 | 3818 | Non Stackable | 8535 3090 | USD | 460187.3 | ALETTE MAERSK | Germany | Hamburg | Khalifa port | 2024-11-18 | 2024-12-16 | [11 empty] | 2024-12-28 |  |  | CASE_LIST |  | 1 | site | SHU | 2024-12-28 | site | 0 | 1 | 1 | 2 | 9.69 | 0 | 9.69 | SIEMENS(SIM) |  | 1 | 1 | 0 | 1 | Flow 1: Port → Site | SHU | SIEMENS
985 | 477QGP51793627 / PS015_DG / 45185989 | HVDC-ADOPT-SIM-0027 | SHU | SCT-19LT-PRC-PO-005 | 13OP-03028.P.02.061 | 1 | Indoor | Oil Esso Univis J13 | 115 | 85 | 91 | 0.88953 | 190 | 264 | Non Stackable | 2710 1983 | USD | 836.66 | ALETTE MAERSK | Germany | Hamburg | Khalifa port | 2024-11-18 | 2024-12-16 | [11 empty] | 2024-12-28 |  |  | CASE_LIST |  | 1 | site | SHU | 2024-12-28 | site | 0 | 1 | 1 | 2 | 0.98 | 0 | 0.98 | SIEMENS(SIM) |  | 1 | 1 | 0 | 1 | Flow 1: Port → Site | SHU | SIEMENS
924 | 477QGP51788453 / PS013 / 45185627 | HVDC-ADOPT-SIM-0025 | DAS | SCT-19LT-PRC-PO-004 | 13OP-03028.P.01.1504 | 1 | Outdoor | Preassembled Accessories | 115 | 85 | 51 | 0.49852 | 68 | 115 | Non Stackable | 8537 2099 | USD | 148408.8 | MSC Giusy | Germany | Hamburg | Khalifa port | 2024-09-30 | 2024-11-10 | [12 empty] | 2025-01-08 |  | CASE_LIST |  | 1 | site | DAS | 2025-01-08 | site | 0 | 1 | 1 | 2 | 0.98 | 0 | 0.98 | SIEMENS(SIM) |  | 1 | 1 | 0 | 1 | Flow 1: Port → Site | DAS | SIEMENS
925 | 477QGP51788453 / PS013 / 45185627 | HVDC-ADOPT-SIM-0025 | DAS | SCT-19LT-PRC-PO-004 | 13OP-03028.P.01.1505 | 1 | Outdoor | Preassembled Accessories | 115 | 85 | 51 | 0.49852 | 68 | 115 | Non Stackable | 8537 2099 | USD | 148408.8 | MSC Giusy | Germany | Hamburg | Khalifa port | 2024-09-30 | 2024-11-10 | [12 empty] | 2025-01-08 |  | CASE_LIST |  | 1 | site | DAS | 2025-01-08 | site | 0 | 1 | 1 | 2 | 0.98 | 0 | 0.98 | SIEMENS(SIM) |  | 1 | 1 | 0 | 1 | Flow 1: Port → Site | DAS | SIEMENS
926 | 477QGP51788453 / PS013 / 45185627 | HVDC-ADOPT-SIM-0025 | DAS | SCT-19LT-PRC-PO-004 | 13OP-03028.P.01.1514 | 1 | Outdoor | Accessories | 66 | 45 | 63 | 0.18711 | 120 | 137 | Non Stackable | 8537 2099 | USD | 54402.51 | MSC Giusy | Germany | Hamburg | Khalifa port | 2024-09-30 | 2024-11-10 | [12 empty] | 2025-01-08 |  | CASE_LIST |  | 1 | site | DAS | 2025-01-08 | site | 0 | 1 | 1 | 2 | 0.3 | 0 | 0.3 | SIEMENS(SIM) |  | 1 | 1 | 0 | 1 | Flow 1: Port → Site | DAS | SIEMENS
927 | 477QGP51788453 / PS013 / 45185627 | HVDC-ADOPT-SIM-0025 | DAS | SCT-19LT-PRC-PO-004 | 13OP-03028.P.01.1515 | 1 | Outdoor | Accessories | 115 | 85 | 58 | 0.56695 | 20 | 67 | Non Stackable | 8537 2099 | USD | 37401.73 | MSC Giusy | Germany | Hamburg | Khalifa port | 2024-09-30 | 2024-11-10 | [12 empty] | 2025-01-08 |  | CASE_LIST |  | 1 | site | DAS | 2025-01-08 | site | 0 | 1 | 1 | 2 | 0.98 | 0 | 0.98 | SIEMENS(SIM) |  | 1 | 1 | 0 | 1 | Flow 1: Port → Site | DAS | SIEMENS
928 | 477QGP51788453 / PS013 / 45185627 | HVDC-ADOPT-SIM-0025 | DAS | SCT-19LT-PRC-PO-004 | 13OP-03028.P.01.1516 | 1 | Outdoor | Filter bag | 115 | 85 | 58 | 0.56695 | 75 | 122 | Non Stackable | 8537 2099 | USD | 1700.078 | MSC Giusy | Germany | Hamburg | Khalifa port | 2024-09-30 | 2024-11-10 | [12 empty] | 2025-01-08 |  | CASE_LIST |  | 1 | site | DAS | 2025-01-08 | site | 0 | 1 | 1 | 2 | 0.98 | 0 | 0.98 | SIEMENS(SIM) |  | 1 | 1 | 0 | 1 | Flow 1: Port → Site | DAS | SIEMENS
929 | 477QGP51788453 / PS013 / 45185627 | HVDC-ADOPT-SIM-0025 | DAS | SCT-19LT-PRC-PO-004 | 13OP-03028.P.01.1517 | 1 | Outdoor | Accessories | 115 | 85 | 58 | 0.56695 | 465 | 512 | Non Stackable | 8537 2099 | USD | 69703.22 | MSC Giusy | Germany | Hamburg | Khalifa port | 2024-09-30 | 2024-11-10 | [12 empty] | 2025-01-08 |  | CASE_LIST |  | 1 | site | DAS | 2025-01-08 | site | 0 | 1 | 1 | 2 | 0.98 | 0 | 0.98 | SIEMENS(SIM) |  | 1 | 1 | 0 | 1 | Flow 1: Port → Site | DAS | SIEMENS
930 | 477QGP51788453 / PS013 / 45185627 | HVDC-ADOPT-SIM-0025 | DAS | SCT-19LT-PRC-PO-004 | 13OP-03028.P.01.1518 | 1 | Outdoor | DIN 59753_SF-CuF22, Cu bar | 538 | 38 | 50 | 1.0222 | 8.4 | 157 | Non Stackable | 8537 2099 | USD | 1700.078 | MSC Giusy | Germany | Hamburg | Khalifa port | 2024-09-30 | 2024-11-10 | [12 empty] | 2025-01-20 |  | CASE_LIST |  | 1 | site | DAS | 2025-01-20 | site | 0 | 1 | 1 | 2 | 2.04 | 0 | 2.04 | SIEMENS(SIM) |  | 1 | 1 | 0 | 1 | Flow 1: Port → Site | DAS | SIEMENS
931 | 477QGP51788453 / PS013 / 45185627 | HVDC-ADOPT-SIM-0025 | DAS | SCT-19LT-PRC-PO-004 | 13OP-03028.P.01.1527 | 1 | Outdoor | Connection Module Passive | 497.2 | 127.2 | 152.8 | 9.6637 | 610 | 1049 | Non Stackable | 8537 2099 | USD | 74204.39 | MSC Giusy | Germany | Hamburg | Khalifa port | 2024-09-30 | 2024-11-10 | [12 empty] | 2025-02-01 |  | CASE_LIST |  | 1 | site | DAS | 2025-02-01 | site | 0 | 1 | 1 | 2 | 6.32 | 0 | 6.32 | SIEMENS(SIM) |  | 1 | 1 | 0 | 1 | Flow 1: Port → Site | DAS | SIEMENS
932 | 477QGP51788453 / PS013 / 45185627 | HVDC-ADOPT-SIM-0025 | DAS | SCT-19LT-PRC-PO-004 | 13OP-03028.P.01.1528 | 1 | Outdoor | Connection Module Passive | 497.2 | 137.2 | 152.8 | 10.4234 | 620 | 1078 | Non Stackable | 8537 2099 | USD | 74204.39 | MSC Giusy | Germany | Hamburg | Khalifa port | 2024-09-30 | 2024-11-10 | [12 empty] | 2025-01-20 |  | CASE_LIST |  | 1 | site | DAS | 2025-01-20 | site | 0 | 1 | 1 | 2 | 6.82 | 0 | 6.82 | SIEMENS(SIM) |  | 1 | 1 | 0 | 1 | Flow 1: Port → Site | DAS | SIEMENS
933 | 477QGP51788453 / PS013 / 45185627 | HVDC-ADOPT-SIM-0025 | DAS | SCT-19LT-PRC-PO-004 | 13OP-03028.P.01.1529 | 1 | Outdoor | Connection Module Passive | 557.2 | 167.2 | 154.8 | 14.4218 | 820 | 1462 | Non Stackable | 8537 2099 | USD | 74204.39 | MSC Giusy | Germany | Hamburg | Khalifa port | 2024-09-30 | 2024-11-10 | [12 empty] | 2025-02-05 |  | CASE_LIST |  | 1 | site | DAS | 2025-02-05 | site | 0 | 1 | 1 | 2 | 9.32 | 0 | 9.32 | SIEMENS(SIM) |  | 1 | 1 | 0 | 1 | Flow 1: Port → Site | DAS | SIEMENS
934 | 477QGP51788453 / PS013 / 45185627 | HVDC-ADOPT-SIM-0025 | DAS | SCT-19LT-PRC-PO-004 | 13OP-03028.P.01.1530 | 1 | Outdoor | Connection Module Passive | 497.2 | 127.2 | 152.8 | 9.6637 | 620 | 1059 | Non Stackable | 8537 2099 | USD | 74204.39 | MSC Giusy | Germany | Hamburg | Khalifa port | 2024-09-30 | 2024-11-10 | [12 empty] | 2025-02-01 |  | CASE_LIST |  | 1 | site | DAS | 2025-02-01 | site | 0 | 1 | 1 | 2 | 6.32 | 0 | 6.32 | SIEMENS(SIM) |  | 1 | 1 | 0 | 1 | Flow 1: Port → Site | DAS | SIEMENS
935 | 477QGP51788453 / PS013 / 45185627 | HVDC-ADOPT-SIM-0025 | DAS | SCT-19LT-PRC-PO-004 | 13OP-03028.P.01.1531 | 1 | Outdoor | Connection Module Passive | 378.4 | 127.2 | 152.8 | 7.3546 | 540 | 895 | Non Stackable | 8537 2099 | USD | 74204.39 | MSC Giusy | Germany | Hamburg | Khalifa port | 2024-09-30 | 2024-11-10 | [12 empty] | 2025-01-01 |  | CASE_LIST |  | 1 | site | DAS | 2025-01-01 | site | 0 | 1 | 1 | 2 | 4.81 | 0 | 4.81 | SIEMENS(SIM) |  | 1 | 1 | 0 | 1 | Flow 1: Port → Site | DAS | SIEMENS
936 | 477QGP51788453 / PS013 / 45185627 | HVDC-ADOPT-SIM-0025 | DAS | SCT-19LT-PRC-PO-004 | 13OP-03028.P.01.1532 | 1 | Outdoor | Connection Module Passive | 497.2 | 137.2 | 152.8 | 10.4234 | 620 | 1078 | Non Stackable | 8537 2099 | USD | 74204.39 | MSC Giusy | Germany | Hamburg | Khalifa port | 2024-09-30 | 2024-11-10 | [12 empty] | 2025-01-20 |  | CASE_LIST |  | 1 | site | DAS | 2025-01-20 | site | 0 | 1 | 1 | 2 | 6.82 | 0 | 6.82 | SIEMENS(SIM) |  | 1 | 1 | 0 | 1 | Flow 1: Port → Site | DAS | SIEMENS
937 | 477QGP51788453 / PS013 / 45185627 | HVDC-ADOPT-SIM-0025 | DAS | SCT-19LT-PRC-PO-004 | 13OP-03028.P.01.1533 | 1 | Outdoor | Connection Module Passive | 537.2 | 137.2 | 152.8 | 11.262 | 650 | 1121 | Non Stackable | 8537 2099 | USD | 74204.39 | MSC Giusy | Germany | Hamburg | Khalifa port | 2024-09-30 | 2024-11-10 | [12 empty] | 2025-02-01 |  | CASE_LIST |  | 1 | site | DAS | 2025-02-01 | site | 0 | 1 | 1 | 2 | 7.37 | 0 | 7.37 | SIEMENS(SIM) |  | 1 | 1 | 0 | 1 | Flow 1: Port → Site | DAS | SIEMENS
938 | 477QGP51788453 / PS013 / 45185627 | HVDC-ADOPT-SIM-0025 | DAS | SCT-19LT-PRC-PO-004 | 13OP-03028.P.01.1534 | 1 | Outdoor | Connection Module Passive | 557.2 | 147.2 | 162.8 | 13.3528 | 950 | 1465 | Non Stackable | 8537 2099 | USD | 74204.39 | MSC Giusy | Germany | Hamburg | Khalifa port | 2024-09-30 | 2024-11-10 | [12 empty] | 2025-02-01 |  | CASE_LIST |  | 1 | site | DAS | 2025-02-01 | site | 0 | 1 | 1 | 2 | 8.2 | 0 | 8.2 | SIEMENS(SIM) |  | 1 | 1 | 0 | 1 | Flow 1: Port → Site | DAS | SIEMENS
939 | 477QGP51788453 / PS013 / 45185627 | HVDC-ADOPT-SIM-0025 | DAS | SCT-19LT-PRC-PO-004 | 13OP-03028.P.01.1520 | 1 | Outdoor | Connection Module Passive | 427.2 | 127.2 | 152.8 | 8.3031 | 580 | 952 | Non Stackable | 8537 2099 | USD | 74204.39 | MSC Giusy | Germany | Hamburg | Khalifa port | 2024-09-30 | 2024-11-10 | [12 empty] | 2025-01-27 |  | CASE_LIST |  | 1 | site | DAS | 2025-01-27 | site | 0 | 1 | 1 | 2 | 5.43 | 0 | 5.43 | SIEMENS(SIM) |  | 1 | 1 | 0 | 1 | Flow 1: Port → Site | DAS | SIEMENS
940 | 477QGP51788453 / PS013 / 45185627 | HVDC-ADOPT-SIM-0025 | DAS | SCT-19LT-PRC-PO-004 | 13OP-03028.P.01.1521 | 1 | Outdoor | Connection Module Passive | 497.2 | 137.2 | 162.8 | 11.1055 | 790 | 1235 | Non Stackable | 8537 2099 | USD | 74204.39 | MSC Giusy | Germany | Hamburg | Khalifa port | 2024-09-30 | 2024-11-10 | [12 empty] | 2025-01-20 |  | CASE_LIST |  | 1 | site | DAS | 2025-01-20 | site | 0 | 1 | 1 | 2 | 6.82 | 0 | 6.82 | SIEMENS(SIM) |  | 1 | 1 | 0 | 1 | Flow 1: Port → Site | DAS | SIEMENS
941 | 477QGP51788453 / PS013 / 45185627 | HVDC-ADOPT-SIM-0025 | DAS | SCT-19LT-PRC-PO-004 | 13OP-03028.P.01.1523 | 1 | Outdoor | Connection Module Passive | 427.2 | 137.2 | 152.8 | 8.9559 | 570 | 975 | Non Stackable | 8537 2099 | USD | 74204.39 | MSC Giusy | Germany | Hamburg | Khalifa port | 2024-09-30 | 2024-11-10 | [12 empty] | 2025-01-27 |  | CASE_LIST |  | 1 | site | DAS | 2025-01-27 | site | 0 | 1 | 1 | 2 | 5.86 | 0 | 5.86 | SIEMENS(SIM) |  | 1 | 1 | 0 | 1 | Flow 1: Port → Site | DAS | SIEMENS
942 | 477QGP51788453 / PS013 / 45185627 | HVDC-ADOPT-SIM-0025 | DAS | SCT-19LT-PRC-PO-004 | 13OP-03028.P.01.1524 | 1 | Outdoor | Connection Module Passive | 517.2 | 137.2 | 152.8 | 10.8427 | 640 | 1111 | Non Stackable | 8537 2099 | USD | 74204.39 | MSC Giusy | Germany | Hamburg | Khalifa port | 2024-09-30 | 2024-11-10 | [12 empty] | 2025-01-20 |  | CASE_LIST |  | 1 | site | DAS | 2025-01-20 | site | 0 | 1 | 1 | 2 | 7.1 | 0 | 7.1 | SIEMENS(SIM) |  | 1 | 1 | 0 | 1 | Flow 1: Port → Site | DAS | SIEMENS
943 | 477QGP51788453 / PS013 / 45185627 | HVDC-ADOPT-SIM-0025 | DAS | SCT-19LT-PRC-PO-004 | 13OP-03028.P.01.1525 | 1 | Outdoor | Connection Module Passive | 537.2 | 137.2 | 152.8 | 11.262 | 650 | 1135 | Non Stackable | 8537 2099 | USD | 74204.39 | MSC Giusy | Germany | Hamburg | Khalifa port | 2024-09-30 | 2024-11-10 | [12 empty] | 2025-01-20 |  | CASE_LIST |  | 1 | site | DAS | 2025-01-20 | site | 0 | 1 | 1 | 2 | 7.37 | 0 | 7.37 | SIEMENS(SIM) |  | 1 | 1 | 0 | 1 | Flow 1: Port → Site | DAS | SIEMENS
944 | 477QGP51788453 / PS013 / 45185627 | HVDC-ADOPT-SIM-0025 | DAS | SCT-19LT-PRC-PO-004 | 13OP-03028.P.01.1526 | 1 | Outdoor | Connection Module Passive | 387.2 | 127.2 | 152.8 | 7.5257 | 550 | 900 | Non Stackable | 8537 2099 | USD | 74204.39 | MSC Giusy | Germany | Hamburg | Khalifa port | 2024-09-30 | 2024-11-10 | [12 empty] | 2025-02-08 |  | CASE_LIST |  | 1 | site | DAS | 2025-02-08 | site | 0 | 1 | 1 | 2 | 4.93 | 0 | 4.93 | SIEMENS(SIM) |  | 1 | 1 | 0 | 1 | Flow 1: Port → Site | DAS | SIEMENS
945 | 477QGP51788453 / PS013 / 45185627 | HVDC-ADOPT-SIM-0025 | DAS | SCT-19LT-PRC-PO-004 | 13OP-03028.P.01.1535 | 1 | Outdoor | Connection Module Passive | 517.2 | 137.2 | 152.8 | 10.8427 | 630 | 1079 | Non Stackable | 8537 2099 | USD | 74204.39 | MSC Giusy | Germany | Hamburg | Khalifa port | 2024-09-30 | 2024-11-10 | [12 empty] | 2025-01-20 |  | CASE_LIST |  | 1 | site | DAS | 2025-01-20 | site | 0 | 1 | 1 | 2 | 7.1 | 0 | 7.1 | SIEMENS(SIM) |  | 1 | 1 | 0 | 1 | Flow 1: Port → Site | DAS | SIEMENS
946 | 477QGP51788453 / PS013 / 45185627 | HVDC-ADOPT-SIM-0025 | DAS | SCT-19LT-PRC-PO-004 | 13OP-03028.P.01.1536 | 1 | Outdoor | Connection Module Passive | 577.2 | 137.2 | 162.8 | 12.8924 | 960 | 1469 | Non Stackable | 8537 2099 | USD | 74204.39 | MSC Giusy | Germany | Hamburg | Khalifa port | 2024-09-30 | 2024-11-10 | [12 empty] | 2025-01-27 |  | CASE_LIST |  | 1 | site | DAS | 2025-01-27 | site | 0 | 1 | 1 | 2 | 7.92 | 0 | 7.92 | SIEMENS(SIM) |  | 1 | 1 | 0 | 1 | Flow 1: Port → Site | DAS | SIEMENS
947 | 477QGP51788453 / PS013 / 45185627 | HVDC-ADOPT-SIM-0025 | DAS | SCT-19LT-PRC-PO-004 | 13OP-03028.P.01.1537 | 1 | Outdoor | Connection Module Passive | 517.2 | 137.2 | 152.8 | 10.8427 | 640 | 1092 | Non Stackable | 8537 2099 | USD | 74204.39 | MSC Giusy | Germany | Hamburg | Khalifa port | 2024-09-30 | 2024-11-10 | [12 empty] | 2025-01-20 |  | CASE_LIST |  | 1 | site | DAS | 2025-01-20 | site | 0 | 1 | 1 | 2 | 7.1 | 0 | 7.1 | SIEMENS(SIM) |  | 1 | 1 | 0 | 1 | Flow 1: Port → Site | DAS | SIEMENS
948 | 477QGP51788453 / PS013 / 45185627 | HVDC-ADOPT-SIM-0025 | DAS | SCT-19LT-PRC-PO-004 | 13OP-03028.P.01.1538 | 1 | Outdoor | Connection Module Passive | 517.2 | 127.2 | 152.8 | 10.0524 | 640 | 1076 | Non Stackable | 8537 2099 | USD | 74204.39 | MSC Giusy | Germany | Hamburg | Khalifa port | 2024-09-30 | 2024-11-10 | [12 empty] | 2025-01-20 |  | CASE_LIST |  | 1 | site | DAS | 2025-01-20 | site | 0 | 1 | 1 | 2 | 6.58 | 0 | 6.58 | SIEMENS(SIM) |  | 1 | 1 | 0 | 1 | Flow 1: Port → Site | DAS | SIEMENS
949 | 477QGP51788453 / PS013 / 45185627 | HVDC-ADOPT-SIM-0025 | DAS | SCT-19LT-PRC-PO-004 | 13OP-03028.P.01.1539 | 1 | Outdoor | Connection Module Passive | 587.2 | 157.2 | 154.8 | 14.2892 | 840 | 1459 | Non Stackable | 8537 2099 | USD | 74204.39 | MSC Giusy | Germany | Hamburg | Khalifa port | 2024-09-30 | 2024-11-10 | [12 empty] | 2025-02-28 |  | CASE_LIST |  | 1 | site | DAS | 2025-02-28 | site | 0 | 1 | 1 | 2 | 9.23 | 0 | 9.23 | SIEMENS(SIM) |  | 1 | 1 | 0 | 1 | Flow 1: Port → Site | DAS | SIEMENS
950 | 477QGP51788453 / PS013 / 45185627 | HVDC-ADOPT-SIM-0025 | DAS | SCT-19LT-PRC-PO-004 | 13OP-03028.P.01.1522 | 1 | Outdoor | Connection Module Passive | 497.2 | 137.2 | 172.8 | 11.7877 | 780 | 1236 | Non Stackable | 8537 2099 | USD | 74204.39 | MSC Giusy | Germany | Hamburg | Khalifa port | 2024-09-30 | 2024-11-10 | [12 empty] | 2025-02-01 |  | CASE_LIST |  | 1 | site | DAS | 2025-02-01 | site | 0 | 1 | 1 | 2 | 6.82 | 0 | 6.82 | SIEMENS(SIM) |  | 1 | 1 | 0 | 1 | Flow 1: Port → Site | DAS | SIEMENS
951 | 477QGP51788453 / PS013 / 45185627 | HVDC-ADOPT-SIM-0025 | DAS | SCT-19LT-PRC-PO-004 | 13OP-03028.P.01.1508 | 1 | Outdoor | Connection Module Passive | 227.2 | 137.2 | 174 | 5.4239 | 800 | 1065 | Non Stackable | 8537 2099 | USD | 74204.39 | MSC Giusy | Germany | Hamburg | Khalifa port | 2024-09-30 | 2024-11-10 | [12 empty] | 2025-01-27 |  | CASE_LIST |  | 1 | site | DAS | 2025-01-27 | site | 0 | 1 | 1 | 2 | 3.12 | 0 | 3.12 | SIEMENS(SIM) |  | 1 | 1 | 0 | 1 | Flow 1: Port → Site | DAS | SIEMENS
952 | 477QGP51788453 / PS013 / 45185627 | HVDC-ADOPT-SIM-0025 | DAS | SCT-19LT-PRC-PO-004 | 13OP-03028.P.01.1509 | 1 | Outdoor | Connection Module Passive | 227.2 | 137.2 | 174 | 5.4239 | 800 | 1065 | Non Stackable | 8537 2099 | USD | 74204.39 | MSC Giusy | Germany | Hamburg | Khalifa port | 2024-09-30 | 2024-11-10 | [12 empty] | 2025-01-01 |  | CASE_LIST |  | 1 | site | DAS | 2025-01-01 | site | 0 | 1 | 1 | 2 | 3.12 | 0 | 3.12 | SIEMENS(SIM) |  | 1 | 1 | 0 | 1 | Flow 1: Port → Site | DAS | SIEMENS
953 | 477QGP51788453 / PS013 / 45185627 | HVDC-ADOPT-SIM-0025 | DAS | SCT-19LT-PRC-PO-004 | 13OP-03028.P.01.1510 | 1 | Outdoor | Connection Module Passive | 217.2 | 137.2 | 144 | 4.2912 | 510 | 733 | Non Stackable | 8537 2099 | USD | 74204.39 | MSC Giusy | Germany | Hamburg | Khalifa port | 2024-09-30 | 2024-11-10 | [12 empty] | 2025-01-27 |  | CASE_LIST |  | 1 | site | DAS | 2025-01-27 | site | 0 | 1 | 1 | 2 | 2.98 | 0 | 2.98 | SIEMENS(SIM) |  | 1 | 1 | 0 | 1 | Flow 1: Port → Site | DAS | SIEMENS
954 | 477QGP51788453 / PS013 / 45185627 | HVDC-ADOPT-SIM-0025 | DAS | SCT-19LT-PRC-PO-004 | 13OP-03028.P.01.1511 | 1 | Outdoor | Connection Module Passive | 217.2 | 137.2 | 144 | 4.2912 | 510 | 733 | Non Stackable | 8537 2099 | USD | 74204.39 | MSC Giusy | Germany | Hamburg | Khalifa port | 2024-09-30 | 2024-11-10 | [12 empty] | 2025-01-01 |  | CASE_LIST |  | 1 | site | DAS | 2025-01-01 | site | 0 | 1 | 1 | 2 | 2.98 | 0 | 2.98 | SIEMENS(SIM) |  | 1 | 1 | 0 | 1 | Flow 1: Port → Site | DAS | SIEMENS
955 | 477QGP51788453 / PS013 / 45185627 | HVDC-ADOPT-SIM-0025 | DAS | SCT-19LT-PRC-PO-004 | 13OP-03028.P.01.1512 | 1 | Outdoor | Connection Module Passive | 197.2 | 107.2 | 144 | 3.0441 | 440 | 616 | Non Stackable | 8537 2099 | USD | 74204.39 | MSC Giusy | Germany | Hamburg | Khalifa port | 2024-09-30 | 2024-11-10 | [12 empty] | 2025-01-01 |  | CASE_LIST |  | 1 | site | DAS | 2025-01-01 | site | 0 | 1 | 1 | 2 | 2.11 | 0 | 2.11 | SIEMENS(SIM) |  | 1 | 1 | 0 | 1 | Flow 1: Port → Site | DAS | SIEMENS
956 | 477QGP51788453 / PS013 / 45185627 | HVDC-ADOPT-SIM-0025 | DAS | SCT-19LT-PRC-PO-004 | 13OP-03028.P.01.1513 | 1 | Outdoor | Connection Module Passive | 197.2 | 107.2 | 144 | 3.0441 | 440 | 613 | Non Stackable | 8537 2099 | USD | 74204.39 | MSC Giusy | Germany | Hamburg | Khalifa port | 2024-09-30 | 2024-11-10 | [12 empty] | 2025-01-27 |  | CASE_LIST |  | 1 | site | DAS | 2025-01-27 | site | 0 | 1 | 1 | 2 | 2.11 | 0 | 2.11 | SIEMENS(SIM) |  | 1 | 1 | 0 | 1 | Flow 1: Port → Site | DAS | SIEMENS
957 | 477QGP51788453 / PS013 / 45185627 | HVDC-ADOPT-SIM-0025 | DAS | SCT-19LT-PRC-PO-004 | 13OP-03028.P.01.1501 | 1 | Outdoor | SF6 Air Bushing | 122 | 82 | 250 | 2.501 | 510 | 645 | Non Stackable | 8537 2099 | USD | 222613.2 | MSC Giusy | Germany | Hamburg | Khalifa port | 2024-09-30 | 2024-11-10 | [12 empty] | 2025-01-20 |  | CASE_LIST |  | 1 | site | DAS | 2025-01-20 | site | 0 | 1 | 1 | 2 | 1 | 0 | 1 | SIEMENS(SIM) |  | 1 | 1 | 0 | 1 | Flow 1: Port → Site | DAS | SIEMENS
958 | 477QGP51788453 / PS013 / 45185627 | HVDC-ADOPT-SIM-0025 | DAS | SCT-19LT-PRC-PO-004 | 13OP-03028.P.01.1502 | 1 | Outdoor | SF6 Air Bushing | 122 | 82 | 250 | 2.501 | 510 | 645 | Non Stackable | 8537 2099 | USD | 222613.2 | MSC Giusy | Germany | Hamburg | Khalifa port | 2024-09-30 | 2024-11-10 | [12 empty] | 2025-01-20 |  | CASE_LIST |  | 1 | site | DAS | 2025-01-20 | site | 0 | 1 | 1 | 2 | 1 | 0 | 1 | SIEMENS(SIM) |  | 1 | 1 | 0 | 1 | Flow 1: Port → Site | DAS | SIEMENS
919 | 477QGP51788451 / PS012_DG / 45185490 | HVDC-ADOPT-SIM-0024 | DAS | SCT-19LT-PRC-PO-004 | 13OP-03028.P.01.1519 | 1 | Indoor | Forming Gas | 198 | 63 | 56 | 0.69854 | 10 | 164 | Non Stackable | 3824 9996 | USD | 236.08 | Estelle Maersk | Germany | Hamburg | Khalifa port | 2024-09-20 | 2024-10-29 | [12 empty] | 2025-05-03 |  | CASE_LIST |  | 1 | site | DAS | 2025-05-03 | site | 0 | 1 | 1 | 2 | 1.25 | 0 | 1.25 | SIEMENS(SIM) |  | 1 | 1 | 0 | 1 | Flow 1: Port → Site | DAS | SIEMENS
920 | 477QGP51788451 / PS012_DG / 45185490 | HVDC-ADOPT-SIM-0024 | DAS | SCT-19LT-PRC-PO-004 | 13OP-03028.P.01.1506 | 1 | Indoor | SF6-Gas 600L | 263 | 93 | 138 | 3.3753 | 600 | 1252 | Non Stackable | 2812 9000 | USD | 86.6 | Estelle Maersk | Germany | Hamburg | Khalifa port | 2024-09-20 | 2024-10-29 | [12 empty] | 2025-05-14 |  | CASE_LIST |  | 1 | site | DAS | 2025-05-14 | site | 0 | 1 | 1 | 2 | 2.45 | 0 | 2.45 | SIEMENS(SIM) |  | 1 | 1 | 0 | 1 | Flow 1: Port → Site | DAS | SIEMENS
921 | 477QGP51788451 / PS012_DG / 45185490 | HVDC-ADOPT-SIM-0024 | DAS | SCT-19LT-PRC-PO-004 | 13OP-03028.P.01.1507 | 1 | Indoor | SF6-Gas 50L | 183 | 127 | 136 | 3.1608 | 400 | 943 | Non Stackable | 2812 9000 | USD | 89.53 | Estelle Maersk | Germany | Hamburg | Khalifa port | 2024-09-20 | 2024-10-29 | [12 empty] | 2025-05-03 |  | CASE_LIST |  | 1 | site | DAS | 2025-05-03 | site | 0 | 1 | 1 | 2 | 2.32 | 0 | 2.32 | SIEMENS(SIM) |  | 1 | 1 | 0 | 1 | Flow 1: Port → Site | DAS | SIEMENS
922 | 477QGP51788451 / PS012_DG / 45185490 | HVDC-ADOPT-SIM-0024 | DAS | SCT-19LT-PRC-PO-004 | 13OP-03028.P.01.1500 | 1 | Indoor | Alexit-Decklack 5225 RAL7032 | 107 | 87 | 72 | 0.67025 | 27.2 | 86.2 | Non Stackable | 3208 2090 | USD | 236.08 | Estelle Maersk | Germany | Hamburg | Khalifa port | 2024-09-20 | 2024-10-29 | [12 empty] | 2025-02-13 |  | CASE_LIST |  | 1 | site | DAS | 2025-02-13 | site | 0 | 1 | 1 | 2 | 0.93 | 0 | 0.93 | SIEMENS(SIM) |  | 1 | 1 | 0 | 1 | Flow 1: Port → Site | DAS | SIEMENS
923 | 477QGP51788451 / PS012_DG / 45185490 | HVDC-ADOPT-SIM-0024 | DAS | SCT-19LT-PRC-PO-004 | 13OP-03028.P.01.1503 | 1 | Indoor | Haku 1025 / 920 | 47 | 37 | 27 | 0.046953 | 7.7 | 12.7 | Non Stackable | 2710 1221 | USD | 69.4 | Estelle Maersk | Germany | Hamburg | Khalifa port | 2024-09-20 | 2024-10-29 | [12 empty] | 2025-02-13 |  | CASE_LIST |  | 1 | site | DAS | 2025-02-13 | site | 0 | 1 | 1 | 2 | 0.17 | 0 | 0.17 | SIEMENS(SIM) |  | 1 | 1 | 0 | 1 | Flow 1: Port → Site | DAS | SIEMENS
880 | TSM/PL/J012/24/SR6 | HVDC-ADOPT-SIM-0022 | MIR | 4512054443 | Pallet#15 | 1 | Indoor | (=C00+XV01) 400kV SCMS - CONTROLLER PANEL 1 | 100 | 90 | 238 | 2.142 | 500 | 500 | Non Stackable |  |  |  | Land Transport | UAE | Vendor Shop | DSV | 2024-08-28 | 2024-08-29 | [10 empty] | 2025-01-07 |  |  |  | CASE_LIST |  | 1 | site | MIR | 2025-01-07 | site | 0 | 1 | 1 | 2 | 0.9 | 0 | 0.9 | SIEMENS(SIM) |  | 1 | 1 | 0 | 1 | Flow 1: Port → Site | MIR | SIEMENS
881 | TSM/PL/J012/24/SR6 | HVDC-ADOPT-SIM-0022 | MIR | 4512054443 | Pallet#16 | 1 | Indoor | (=C00+XV02) 400kV SCMS - CONTROLLER PANEL 2 | 100 | 90 | 238 | 2.142 | 500 | 500 | Non Stackable |  |  |  | Land Transport | UAE | Vendor Shop | DSV | 2024-08-28 | 2024-08-29 | [10 empty] | 2025-01-07 |  |  |  | CASE_LIST |  | 1 | site | MIR | 2025-01-07 | site | 0 | 1 | 1 | 2 | 0.9 | 0 | 0.9 | SIEMENS(SIM) |  | 1 | 1 | 0 | 1 | Flow 1: Port → Site | MIR | SIEMENS
882 | TSM/PL/J012/24/SR6 | HVDC-ADOPT-SIM-0022 | MIR | 4512054443 | Pallet#17 | 1 | Indoor | (=C00+XV03) 400kV SCMS - COMMUNICATION PANEL 1 | 100 | 90 | 238 | 2.142 | 500 | 500 | Non Stackable |  |  |  | Land Transport | UAE | Vendor Shop | DSV | 2024-08-28 | 2024-08-29 | [10 empty] | 2025-01-07 |  |  |  | CASE_LIST |  | 1 | site | MIR | 2025-01-07 | site | 0 | 1 | 1 | 2 | 0.9 | 0 | 0.9 | SIEMENS(SIM) |  | 1 | 1 | 0 | 1 | Flow 1: Port → Site | MIR | SIEMENS
883 | TSM/PL/J012/24/SR6 | HVDC-ADOPT-SIM-0022 | MIR | 4512054443 | Pallet#18 | 1 | Indoor | (=C00+XV04) 400kV SCMS - COMMUNICATION PANEL 2 | 100 | 90 | 238 | 2.142 | 500 | 500 | Non Stackable |  |  |  | Land Transport | UAE | Vendor Shop | DSV | 2024-08-28 | 2024-08-29 | [10 empty] | 2025-01-07 |  |  |  | CASE_LIST |  | 1 | site | MIR | 2025-01-07 | site | 0 | 1 | 1 | 2 | 0.9 | 0 | 0.9 | SIEMENS(SIM) |  | 1 | 1 | 0 | 1 | Flow 1: Port → Site | MIR | SIEMENS
884 | TSM/PL/J012/24/SR6 | HVDC-ADOPT-SIM-0022 | MIR | 4512054443 | Pallet#19 | 1 | Indoor | (=C00+XV05) 400kV SCMS - DMZ PANEL | 100 | 90 | 238 | 2.142 | 500 | 500 | Non Stackable |  |  |  | Land Transport | UAE | Vendor Shop | DSV | 2024-08-28 | 2024-08-29 | [10 empty] | 2025-01-07 |  |  |  | CASE_LIST |  | 1 | site | MIR | 2025-01-07 | site | 0 | 1 | 1 | 2 | 0.9 | 0 | 0.9 | SIEMENS(SIM) |  | 1 | 1 | 0 | 1 | Flow 1: Port → Site | MIR | SIEMENS
885 | TSM/PL/J012/24/SR6 | HVDC-ADOPT-SIM-0022 | MIR | 4512054443 | Pallet#20 | 1 | Indoor | (= X00+XV01) FMS LOCAL EVALUATION PANEL | 100 | 90 | 238 | 2.142 | 500 | 500 | Non Stackable |  |  |  | Land Transport | UAE | Vendor Shop | DSV | 2024-08-28 | 2024-08-29 | [10 empty] | 2025-01-07 |  |  |  | CASE_LIST |  | 1 | site | MIR | 2025-01-07 | site | 0 | 1 | 1 | 2 | 0.9 | 0 | 0.9 | SIEMENS(SIM) |  | 1 | 1 | 0 | 1 | Flow 1: Port → Site | MIR | SIEMENS
886 | TSM/PL/J012/24/SR6 | HVDC-ADOPT-SIM-0022 | MIR | 4512054443 | Pallet#21 | 1 | Indoor | (=C00+P1) 400kV ON-LINE SF6 GAS MONITORING CUBICLE | 95 | 130 | 238 | 2.9393 | 500 | 500 | Non Stackable |  |  |  | Land Transport | UAE | Vendor Shop | DSV | 2024-08-28 | 2024-08-29 | [10 empty] | 2025-01-07 |  |  |  | CASE_LIST |  | 1 | site | MIR | 2025-01-07 | site | 0 | 1 | 1 | 2 | 1.24 | 0 | 1.24 | SIEMENS(SIM) |  | 1 | 1 | 0 | 1 | Flow 1: Port → Site | MIR | SIEMENS
887 | TSM/PL/J012/24/SR6 | HVDC-ADOPT-SIM-0022 | MIR | 4512054443 | Pallet#22 | 1 | Indoor | Tally Event Printer-1 | 10 | 15 | 15 | 0.00225 | 100 | 100 | Non Stackable |  |  |  | Land Transport | UAE | Vendor Shop | DSV | 2024-08-28 | 2024-08-29 | [10 empty] | 2025-01-07 |  |  |  | CASE_LIST |  | 1 | site | MIR | 2025-01-07 | site | 0 | 1 | 1 | 2 | 0.01 | 0 | 0.01 | SIEMENS(SIM) |  | 1 | 1 | 0 | 1 | Flow 1: Port → Site | MIR | SIEMENS
888 | TSM/PL/J012/24/SR6 | HVDC-ADOPT-SIM-0022 | MIR |  | HVDC-ADOPT-SIM-0022-1 |  |  | Tally Event Printer-2 | [6 empty] | Non Stackable |  |  |  | Land Transport | UAE | Vendor Shop | DSV | 2024-08-28 | 2024-08-29 | [10 empty] | 2025-01-07 |  |  |  | CASE_LIST |  | 1 | site | MIR | 2025-01-07 | site | 0 | 1 | 1 | 2 |  | 0 |  | SIEMENS(SIM) |  | 1 | 1 | 0 | 1 | Flow 1: Port → Site | MIR | SIEMENS
889 | TSM/PL/J012/24/SR6 | HVDC-ADOPT-SIM-0022 | MIR |  | HVDC-ADOPT-SIM-0022-2 |  |  | SCMS EIZO Monitor-1 | [6 empty] | Non Stackable |  |  |  | Land Transport | UAE | Vendor Shop | DSV | 2024-08-28 | 2024-08-29 | [10 empty] | 2025-01-07 |  |  |  | CASE_LIST |  | 1 | site | MIR | 2025-01-07 | site | 0 | 1 | 1 | 2 |  | 0 |  | SIEMENS(SIM) |  | 1 | 1 | 0 | 1 | Flow 1: Port → Site | MIR | SIEMENS
890 | TSM/PL/J012/24/SR6 | HVDC-ADOPT-SIM-0022 | MIR |  | HVDC-ADOPT-SIM-0022-3 |  |  | SCMS EIZO Monitor-2 | [6 empty] | Non Stackable |  |  |  | Land Transport | UAE | Vendor Shop | DSV | 2024-08-28 | 2024-08-29 | [10 empty] | 2025-01-07 |  |  |  | CASE_LIST |  | 1 | site | MIR | 2025-01-07 | site | 0 | 1 | 1 | 2 |  | 0 |  | SIEMENS(SIM) |  | 1 | 1 | 0 | 1 | Flow 1: Port → Site | MIR | SIEMENS
891 | TSM/PL/J012/24/SR6 | HVDC-ADOPT-SIM-0022 | MIR |  | HVDC-ADOPT-SIM-0022-4 |  |  | SCMS EIZO Monitor-3 | [6 empty] | Non Stackable |  |  |  | Land Transport | UAE | Vendor Shop | DSV | 2024-08-28 | 2024-08-29 | [10 empty] | 2025-01-07 |  |  |  | CASE_LIST |  | 1 | site | MIR | 2025-01-07 | site | 0 | 1 | 1 | 2 |  | 0 |  | SIEMENS(SIM) |  | 1 | 1 | 0 | 1 | Flow 1: Port → Site | MIR | SIEMENS
892 | TSM/PL/J012/24/SR6 | HVDC-ADOPT-SIM-0022 | MIR |  | HVDC-ADOPT-SIM-0022-5 |  |  | SCMS EIZO Monitor-4 | [6 empty] | Non Stackable |  |  |  | Land Transport | UAE | Vendor Shop | DSV | 2024-08-28 | 2024-08-29 | [10 empty] | 2025-01-07 |  |  |  | CASE_LIST |  | 1 | site | MIR | 2025-01-07 | site | 0 | 1 | 1 | 2 |  | 0 |  | SIEMENS(SIM) |  | 1 | 1 | 0 | 1 | Flow 1: Port → Site | MIR | SIEMENS
893 | TSM/PL/J012/24/SR6 | HVDC-ADOPT-SIM-0022 | MIR |  | HVDC-ADOPT-SIM-0022-6 |  |  | SCMS EIZO Monitor-5 | [6 empty] | Non Stackable |  |  |  | Land Transport | UAE | Vendor Shop | DSV | 2024-08-28 | 2024-08-29 | [10 empty] | 2025-01-07 |  |  |  | CASE_LIST |  | 1 | site | MIR | 2025-01-07 | site | 0 | 1 | 1 | 2 |  | 0 |  | SIEMENS(SIM) |  | 1 | 1 | 0 | 1 | Flow 1: Port → Site | MIR | SIEMENS
894 | TSM/PL/J012/24/SR6 | HVDC-ADOPT-SIM-0022 | MIR |  | HVDC-ADOPT-SIM-0022-7 |  |  | SCMS GPS-1 Antenna & Accessories | [6 empty] | Non Stackable |  |  |  | Land Transport | UAE | Vendor Shop | DSV | 2024-08-28 | 2024-08-29 | [10 empty] | 2025-01-07 |  |  |  | CASE_LIST |  | 1 | site | MIR | 2025-01-07 | site | 0 | 1 | 1 | 2 |  | 0 |  | SIEMENS(SIM) |  | 1 | 1 | 0 | 1 | Flow 1: Port → Site | MIR | SIEMENS
895 | TSM/PL/J012/24/SR6 | HVDC-ADOPT-SIM-0022 | MIR |  | HVDC-ADOPT-SIM-0022-8 |  |  | SCMS GPS-2 Antenna & Accessories | [6 empty] | Non Stackable |  |  |  | Land Transport | UAE | Vendor Shop | DSV | 2024-08-28 | 2024-08-29 | [10 empty] | 2025-01-07 |  |  |  | CASE_LIST |  | 1 | site | MIR | 2025-01-07 | site | 0 | 1 | 1 | 2 |  | 0 |  | SIEMENS(SIM) |  | 1 | 1 | 0 | 1 | Flow 1: Port → Site | MIR | SIEMENS
896 | TSM/PL/J012/24/SR6 | HVDC-ADOPT-SIM-0022 | MIR |  | HVDC-ADOPT-SIM-0022-9 |  |  | FMS GPS Antenna & Accessories | [6 empty] | Non Stackable |  |  |  | Land Transport | UAE | Vendor Shop | DSV | 2024-08-28 | 2024-08-29 | [10 empty] | 2025-01-07 |  |  |  | CASE_LIST |  | 1 | site | MIR | 2025-01-07 | site | 0 | 1 | 1 | 2 |  | 0 |  | SIEMENS(SIM) |  | 1 | 1 | 0 | 1 | Flow 1: Port → Site | MIR | SIEMENS
897 | TSM/PL/J012/24/SR6 | HVDC-ADOPT-SIM-0022 | MIR |  | HVDC-ADOPT-SIM-0022-10 |  |  | KeyBoard & Mouse (3 Sets) | [6 empty] | Non Stackable |  |  |  | Land Transport | UAE | Vendor Shop | DSV | 2024-08-28 | 2024-08-29 | [10 empty] | 2025-01-07 |  |  |  | CASE_LIST |  | 1 | site | MIR | 2025-01-07 | site | 0 | 1 | 1 | 2 |  | 0 |  | SIEMENS(SIM) |  | 1 | 1 | 0 | 1 | Flow 1: Port → Site | MIR | SIEMENS
898 | TSM/PL/J012/24/SR6 | HVDC-ADOPT-SIM-0022 | MIR |  | HVDC-ADOPT-SIM-0022-11 |  |  | FIREWALL LOSE MATERIAL(4 CAT6 CABLE,CLAMP,MANUAL) | [6 empty] | Non Stackable |  |  |  | Land Transport | UAE | Vendor Shop | DSV | 2024-08-28 | 2024-08-29 | [10 empty] | 2025-01-07 |  |  |  | CASE_LIST |  | 1 | site | MIR | 2025-01-07 | site | 0 | 1 | 1 | 2 |  | 0 |  | SIEMENS(SIM) |  | 1 | 1 | 0 | 1 | Flow 1: Port → Site | MIR | SIEMENS
899 | TSM/PL/J012/24/SR6 | HVDC-ADOPT-SIM-0022 | MIR |  | HVDC-ADOPT-SIM-0022-12 |  |  | SIMATIC RNA LICENCE(3 NO) | [6 empty] | Non Stackable |  |  |  | Land Transport | UAE | Vendor Shop | DSV | 2024-08-28 | 2024-08-29 | [10 empty] | 2025-01-07 |  |  |  | CASE_LIST |  | 1 | site | MIR | 2025-01-07 | site | 0 | 1 | 1 | 2 |  | 0 |  | SIEMENS(SIM) |  | 1 | 1 | 0 | 1 | Flow 1: Port → Site | MIR | SIEMENS
900 | TSM/PL/J012/24/SR6 | HVDC-ADOPT-SIM-0022 | MIR |  | HVDC-ADOPT-SIM-0022-13 |  |  | FMS Printer & Accessories | [6 empty] | Non Stackable |  |  |  | Land Transport | UAE | Vendor Shop | DSV | 2024-08-28 | 2024-08-29 | [10 empty] | 2025-01-07 |  |  |  | CASE_LIST |  | 1 | site | MIR | 2025-01-07 | site | 0 | 1 | 1 | 2 |  | 0 |  | SIEMENS(SIM) |  | 1 | 1 | 0 | 1 | Flow 1: Port → Site | MIR | SIEMENS
901 | TSM/PL/J012/24/SR6 | HVDC-ADOPT-SIM-0022 | MIR |  | HVDC-ADOPT-SIM-0022-14 |  |  | FMS cable accessories | [6 empty] | Non Stackable |  |  |  | Land Transport | UAE | Vendor Shop | DSV | 2024-08-28 | 2024-08-29 | [10 empty] | 2025-01-07 |  |  |  | CASE_LIST |  | 1 | site | MIR | 2025-01-07 | site | 0 | 1 | 1 | 2 |  | 0 |  | SIEMENS(SIM) |  | 1 | 1 | 0 | 1 | Flow 1: Port → Site | MIR | SIEMENS
860 | 477QGP51788144 / PS010_DG / 45185307 | HVDC-ADOPT-SIM-0021 | MIR | SCT-19LT-PRC-PO-004 | 13OP-03028.P.01.1129 | 1 | Indoor | SF6-Gas 600L | 263 | 179 | 140 | 6.5908 | 1200 | 2479 | Non Stackable | 2812 9000 | USD | 78609.9 | MSC Giusy | Germany | Hamburg | Khalifa port | 2024-09-30 | 2024-11-10 | [10 empty] | 2025-01-02 |  |  |  | CASE_LIST |  | 1 | site | MIR | 2025-01-02 | site | 0 | 1 | 1 | 2 | 4.71 | 0 | 4.71 | SIEMENS(SIM) |  | 1 | 1 | 0 | 1 | Flow 1: Port → Site | MIR | SIEMENS
861 | 477QGP51788144 / PS010_DG / 45185307 | HVDC-ADOPT-SIM-0021 | MIR | SCT-19LT-PRC-PO-004 | 13OP-03028.P.01.1130 | 1 | Indoor | SF6-Gas 600L | 263 | 179 | 140 | 6.5908 | 1200 | 2474 | Non Stackable | 2812 9000 | USD | 78609.9 | MSC Giusy | Germany | Hamburg | Khalifa port | 2024-09-30 | 2024-11-10 | [10 empty] | 2025-01-02 |  |  |  | CASE_LIST |  | 1 | site | MIR | 2025-01-02 | site | 0 | 1 | 1 | 2 | 4.71 | 0 | 4.71 | SIEMENS(SIM) |  | 1 | 1 | 0 | 1 | Flow 1: Port → Site | MIR | SIEMENS
862 | 477QGP51788144 / PS010_DG / 45185307 | HVDC-ADOPT-SIM-0021 | MIR | SCT-19LT-PRC-PO-004 | 13OP-03028.P.01.1131 | 1 | Indoor | SF6-Gas 600L | 263 | 179 | 140 | 6.5908 | 1200 | 2478 | Non Stackable | 2812 9000 | USD | 78609.9 | MSC Giusy | Germany | Hamburg | Khalifa port | 2024-09-30 | 2024-11-10 | [10 empty] | 2025-01-02 |  |  |  | CASE_LIST |  | 1 | site | MIR | 2025-01-02 | site | 0 | 1 | 1 | 2 | 4.71 | 0 | 4.71 | SIEMENS(SIM) |  | 1 | 1 | 0 | 1 | Flow 1: Port → Site | MIR | SIEMENS
863 | 477QGP51788144 / PS010_DG / 45185307 | HVDC-ADOPT-SIM-0021 | MIR | SCT-19LT-PRC-PO-004 | 13OP-03028.P.01.1132 | 1 | Indoor | SF6-Gas 600L | 263 | 179 | 140 | 6.5908 | 1200 | 2477 | Non Stackable | 2812 9000 | USD | 78609.9 | MSC Giusy | Germany | Hamburg | Khalifa port | 2024-09-30 | 2024-11-10 | [10 empty] | 2025-01-02 |  |  |  | CASE_LIST |  | 1 | site | MIR | 2025-01-02 | site | 0 | 1 | 1 | 2 | 4.71 | 0 | 4.71 | SIEMENS(SIM) |  | 1 | 1 | 0 | 1 | Flow 1: Port → Site | MIR | SIEMENS
864 | 477QGP51788144 / PS010_DG / 45185307 | HVDC-ADOPT-SIM-0021 | MIR | SCT-19LT-PRC-PO-004 | 13OP-03028.P.01.1133 | 1 | Indoor | SF6-Gas 600L | 263 | 179 | 140 | 6.5908 | 1200 | 2473 | Non Stackable | 2812 9000 | USD | 78609.9 | MSC Giusy | Germany | Hamburg | Khalifa port | 2024-09-30 | 2024-11-10 | [10 empty] | 2025-01-02 |  |  |  | CASE_LIST |  | 1 | site | MIR | 2025-01-02 | site | 0 | 1 | 1 | 2 | 4.71 | 0 | 4.71 | SIEMENS(SIM) |  | 1 | 1 | 0 | 1 | Flow 1: Port → Site | MIR | SIEMENS
865 | 477QGP51788144 / PS010_DG / 45185307 | HVDC-ADOPT-SIM-0021 | MIR | SCT-19LT-PRC-PO-004 | 13OP-03028.P.01.1134 | 1 | Indoor | SF6-Gas 600L | 263 | 179 | 140 | 6.5908 | 1200 | 2474 | Non Stackable | 2812 9000 | USD | 78609.9 | MSC Giusy | Germany | Hamburg | Khalifa port | 2024-09-30 | 2024-11-10 | [10 empty] | 2025-01-02 |  |  |  | CASE_LIST |  | 1 | site | MIR | 2025-01-02 | site | 0 | 1 | 1 | 2 | 4.71 | 0 | 4.71 | SIEMENS(SIM) |  | 1 | 1 | 0 | 1 | Flow 1: Port → Site | MIR | SIEMENS
854 | 477QGP51788534 / PS014 / 45185668 | HVDC-ADOPT-SIM-0020 | SHU | SCT-19LT-PRC-PO-005 | 13OP-03028.P.02.1005 | 1 | Outdoor | Part of GIB 400kv Exixting Modification | 310 | 130 | 152 | 6.1256 | 726 | 1062 | Non Stackable | 8537 2099 | USD | 60734.48 | Elly Maersk | Germany | Hamburg | Khalifa port | 2024-10-11 | 2024-11-21 | [11 empty] | 2024-11-20 |  |  | CASE_LIST |  | 1 | site | SHU | 2024-11-20 | site | 0 | 1 | 1 | 2 | 4.03 | 0 | 4.03 | SIEMENS(SIM) |  | 1 | 1 | 0 | 1 | Flow 1: Port → Site | SHU | SIEMENS
855 | 477QGP51788534 / PS014 / 45185668 | HVDC-ADOPT-SIM-0020 | SHU | SCT-19LT-PRC-PO-005 | 13OP-03028.P.02.1006 | 1 | Outdoor | Part of GIB 400kv Exixting Modification | 310 | 130 | 152 | 6.1256 | 726 | 1068 | Non Stackable | 8537 2099 | USD | 60734.48 | Elly Maersk | Germany | Hamburg | Khalifa port | 2024-10-11 | 2024-11-21 | [11 empty] | 2024-11-20 |  |  | CASE_LIST |  | 1 | site | SHU | 2024-11-20 | site | 0 | 1 | 1 | 2 | 4.03 | 0 | 4.03 | SIEMENS(SIM) |  | 1 | 1 | 0 | 1 | Flow 1: Port → Site | SHU | SIEMENS
856 | 477QGP51788534 / PS014 / 45185668 | HVDC-ADOPT-SIM-0020 | SHU | SCT-19LT-PRC-PO-005 | 13OP-03028.P.02.1007 | 1 | Outdoor | Part of GIB 400kv Exixting Modification | 310 | 130 | 152 | 6.1256 | 726 | 1066 | Non Stackable | 8537 2099 | USD | 60734.48 | Elly Maersk | Germany | Hamburg | Khalifa port | 2024-10-11 | 2024-11-21 | [11 empty] | 2024-11-20 |  |  | CASE_LIST |  | 1 | site | SHU | 2024-11-20 | site | 0 | 1 | 1 | 2 | 4.03 | 0 | 4.03 | SIEMENS(SIM) |  | 1 | 1 | 0 | 1 | Flow 1: Port → Site | SHU | SIEMENS
857 | 477QGP51788534 / PS014 / 45185668 | HVDC-ADOPT-SIM-0020 | SHU | SCT-19LT-PRC-PO-005 | 13OP-03028.P.02.1002 | 1 | Outdoor | Part of GIB 400kv Exixting Modification | 310 | 130 | 152 | 6.1256 | 637 | 1079 | Non Stackable | 8537 2099 | USD | 60734.48 | Elly Maersk | Germany | Hamburg | Khalifa port | 2024-10-11 | 2024-11-21 | [11 empty] | 2024-11-20 |  |  | CASE_LIST |  | 1 | site | SHU | 2024-11-20 | site | 0 | 1 | 1 | 2 | 4.03 | 0 | 4.03 | SIEMENS(SIM) |  | 1 | 1 | 0 | 1 | Flow 1: Port → Site | SHU | SIEMENS
858 | 477QGP51788534 / PS014 / 45185668 | HVDC-ADOPT-SIM-0020 | SHU | SCT-19LT-PRC-PO-005 | 13OP-03028.P.02.1003 | 1 | Outdoor | Part of GIB 400kv Exixting Modification | 310 | 130 | 152 | 6.1256 | 637 | 1084 | Non Stackable | 8537 2099 | USD | 60734.48 | Elly Maersk | Germany | Hamburg | Khalifa port | 2024-10-11 | 2024-11-21 | [11 empty] | 2024-11-20 |  |  | CASE_LIST |  | 1 | site | SHU | 2024-11-20 | site | 0 | 1 | 1 | 2 | 4.03 | 0 | 4.03 | SIEMENS(SIM) |  | 1 | 1 | 0 | 1 | Flow 1: Port → Site | SHU | SIEMENS
859 | 477QGP51788534 / PS014 / 45185668 | HVDC-ADOPT-SIM-0020 | SHU | SCT-19LT-PRC-PO-005 | 13OP-03028.P.02.1004 | 1 | Outdoor | Part of GIB 400kv Exixting Modification | 310 | 130 | 152 | 6.1256 | 637 | 108 | Non Stackable | 8537 2099 | USD | 60734.48 | Elly Maersk | Germany | Hamburg | Khalifa port | 2024-10-11 | 2024-11-21 | [11 empty] | 2024-11-20 |  |  | CASE_LIST |  | 1 | site | SHU | 2024-11-20 | site | 0 | 1 | 1 | 2 | 4.03 | 0 | 4.03 | SIEMENS(SIM) |  | 1 | 1 | 0 | 1 | Flow 1: Port → Site | SHU | SIEMENS
708 | 477QGP51788194 / PS011 / 45185527 | HVDC-ADOPT-SIM-0019 | MIR | SCT-19LT-PRC-PO-004 | 13OP-03028.P.01.1144 | 1 | Outdoor | Connection Module Active | 447.2 | 257.2 | 176.8 | 20.3355 | 985 | 1805 | Non Stackable | 8537 2099 | USD | 67616.15 | Elly Maersk | Germany | Hamburg | Khalifa port | 2024-10-11 | 2024-11-21 | [10 empty] | 2024-11-26 |  |  |  | CASE_LIST |  | 1 | site | MIR | 2024-11-26 | site | 0 | 1 | 1 | 2 | 11.5 | 0 | 11.5 | SIEMENS(SIM) |  | 1 | 1 | 0 | 1 | Flow 1: Port → Site | MIR | SIEMENS
709 | 477QGP51788194 / PS011 / 45185527 | HVDC-ADOPT-SIM-0019 | MIR | SCT-19LT-PRC-PO-004 | 13OP-03028.P.01.1143 | 1 | Outdoor | Connection Module Active | 457.2 | 257.2 | 176.8 | 20.7902 | 915 | 1743 | Non Stackable | 8537 2099 | USD | 67616.15 | Elly Maersk | Germany | Hamburg | Khalifa port | 2024-10-11 | 2024-11-21 | [10 empty] | 2025-01-31 |  |  |  | CASE_LIST |  | 1 | site | MIR | 2025-01-31 | site | 0 | 1 | 1 | 2 | 11.76 | 0 | 11.76 | SIEMENS(SIM) |  | 1 | 1 | 0 | 1 | Flow 1: Port → Site | MIR | SIEMENS
710 | 477QGP51788194 / PS011 / 45185527 | HVDC-ADOPT-SIM-0019 | MIR | SCT-19LT-PRC-PO-004 | 13OP-03028.P.01.1150 | 1 | Outdoor | Connection Module Active | 457.2 | 257.2 | 186.8 | 21.9662 | 920 | 1761 | Non Stackable | 8537 2099 | USD | 67616.15 | Elly Maersk | Germany | Hamburg | Khalifa port | 2024-10-11 | 2024-11-21 | [10 empty] | 2024-11-27 |  |  |  | CASE_LIST |  | 1 | site | MIR | 2024-11-27 | site | 0 | 1 | 1 | 2 | 11.76 | 0 | 11.76 | SIEMENS(SIM) |  | 1 | 1 | 0 | 1 | Flow 1: Port → Site | MIR | SIEMENS
711 | 477QGP51788194 / PS011 / 45185527 | HVDC-ADOPT-SIM-0019 | MIR | SCT-19LT-PRC-PO-004 | 13OP-03028.P.01.1152 | 1 | Outdoor | Connection Module Active | 497.2 | 257.2 | 186.8 | 23.888 | 1030 | 1947 | Non Stackable | 8537 2099 | USD | 67616.15 | Elly Maersk | Germany | Hamburg | Khalifa port | 2024-10-11 | 2024-11-21 | [10 empty] | 2024-11-28 |  |  |  | CASE_LIST |  | 1 | site | MIR | 2024-11-28 | site | 0 | 1 | 1 | 2 | 12.79 | 0 | 12.79 | SIEMENS(SIM) |  | 1 | 1 | 0 | 1 | Flow 1: Port → Site | MIR | SIEMENS
712 | 477QGP51788194 / PS011 / 45185527 | HVDC-ADOPT-SIM-0019 | MIR | SCT-19LT-PRC-PO-004 | 13OP-03028.P.01.1139 | 1 | Outdoor | Voltage transformer | 133.2 | 117.2 | 190.8 | 2.9786 | 450 | 634 | Non Stackable | 8537 2099 | USD | 67616.15 | Elly Maersk | Germany | Hamburg | Khalifa port | 2024-10-11 | 2024-11-21 | [10 empty] | 2024-11-25 |  |  |  | CASE_LIST |  | 1 | site | MIR | 2024-11-25 | site | 0 | 1 | 1 | 2 | 1.56 | 0 | 1.56 | SIEMENS(SIM) |  | 1 | 1 | 0 | 1 | Flow 1: Port → Site | MIR | SIEMENS
713 | 477QGP51788194 / PS011 / 45185527 | HVDC-ADOPT-SIM-0019 | MIR | SCT-19LT-PRC-PO-004 | 13OP-03028.P.01.1140 | 1 | Outdoor | Voltage transformer | 133.2 | 117.2 | 190.8 | 2.9786 | 450 | 634 | Non Stackable | 8537 2099 | USD | 67616.15 | Elly Maersk | Germany | Hamburg | Khalifa port | 2024-10-11 | 2024-11-21 | [10 empty] | 2024-11-28 |  |  |  | CASE_LIST |  | 1 | site | MIR | 2024-11-28 | site | 0 | 1 | 1 | 2 | 1.56 | 0 | 1.56 | SIEMENS(SIM) |  | 1 | 1 | 0 | 1 | Flow 1: Port → Site | MIR | SIEMENS
714 | 477QGP51788194 / PS011 / 45185527 | HVDC-ADOPT-SIM-0019 | MIR | SCT-19LT-PRC-PO-004 | 13OP-03028.P.01.1151 | 1 | Outdoor | Connection Module Active | 537.2 | 247.2 | 184.8 | 24.5407 | 843 | 1732 | Non Stackable | 8537 2099 | USD | 67616.15 | Elly Maersk | Germany | Hamburg | Khalifa port | 2024-10-11 | 2024-11-21 | [10 empty] | 2024-11-27 |  |  |  | CASE_LIST |  | 1 | site | MIR | 2024-11-27 | site | 0 | 1 | 1 | 2 | 13.28 | 0 | 13.28 | SIEMENS(SIM) |  | 1 | 1 | 0 | 1 | Flow 1: Port → Site | MIR | SIEMENS
715 | 477QGP51788194 / PS011 / 45185527 | HVDC-ADOPT-SIM-0019 | MIR | SCT-19LT-PRC-PO-004 | 13OP-03028.P.01.1230 | 1 | Outdoor | Connection Module Active | 497.2 | 267.2 | 206.8 | 27.4738 | 1040 | 2026 | Non Stackable | 8537 2099 | USD | 67616.15 | Elly Maersk | Germany | Hamburg | Khalifa port | 2024-10-11 | 2024-11-21 | [10 empty] | 2024-11-27 |  |  |  | CASE_LIST |  | 1 | site | MIR | 2024-11-27 | site | 0 | 1 | 1 | 2 | 13.29 | 0 | 13.29 | SIEMENS(SIM) |  | 1 | 1 | 0 | 1 | Flow 1: Port → Site | MIR | SIEMENS
716 | 477QGP51788194 / PS011 / 45185527 | HVDC-ADOPT-SIM-0019 | MIR | SCT-19LT-PRC-PO-004 | 13OP-03028.P.01.1231 | 1 | Outdoor | Connection Module Active | 497.2 | 257.2 | 176.8 | 22.6092 | 1025 | 1930 | Non Stackable | 8537 2099 | USD | 67616.15 | Elly Maersk | Germany | Hamburg | Khalifa port | 2024-10-11 | 2024-11-21 | [10 empty] | 2024-11-28 |  |  |  | CASE_LIST |  | 1 | site | MIR | 2024-11-28 | site | 0 | 1 | 1 | 2 | 12.79 | 0 | 12.79 | SIEMENS(SIM) |  | 1 | 1 | 0 | 1 | Flow 1: Port → Site | MIR | SIEMENS
717 | 477QGP51788194 / PS011 / 45185527 | HVDC-ADOPT-SIM-0019 | MIR | SCT-19LT-PRC-PO-004 | 13OP-03028.P.01.1223 | 1 | Outdoor | Connection Module Active | 507.2 | 247.2 | 174.8 | 21.9164 | 980 | 1799 | Non Stackable | 8537 2099 | USD | 67616.15 | Elly Maersk | Germany | Hamburg | Khalifa port | 2024-10-11 | 2024-11-21 | [10 empty] | 2024-11-27 |  |  |  | CASE_LIST |  | 1 | site | MIR | 2024-11-27 | site | 0 | 1 | 1 | 2 | 12.54 | 0 | 12.54 | SIEMENS(SIM) |  | 1 | 1 | 0 | 1 | Flow 1: Port → Site | MIR | SIEMENS
718 | 477QGP51788194 / PS011 / 45185527 | HVDC-ADOPT-SIM-0019 | MIR | SCT-19LT-PRC-PO-004 | 13OP-03028.P.01.1224 | 1 | Outdoor | Connection Module Active | 497.2 | 257.2 | 156.8 | 20.0516 | 960 | 1824 | Non Stackable | 8537 2099 | USD | 67616.15 | Elly Maersk | Germany | Hamburg | Khalifa port | 2024-10-11 | 2024-11-21 | [10 empty] | 2024-11-26 |  |  |  | CASE_LIST |  | 1 | site | MIR | 2024-11-26 | site | 0 | 1 | 1 | 2 | 12.79 | 0 | 12.79 | SIEMENS(SIM) |  | 1 | 1 | 0 | 1 | Flow 1: Port → Site | MIR | SIEMENS
719 | 477QGP51788194 / PS011 / 45185527 | HVDC-ADOPT-SIM-0019 | MIR | SCT-19LT-PRC-PO-004 | 13OP-03028.P.01.1229 | 1 | Outdoor | Connection Module Active | 497.2 | 257.2 | 166.8 | 21.3304 | 980 | 1862 | Non Stackable | 8537 2099 | USD | 67616.15 | Elly Maersk | Germany | Hamburg | Khalifa port | 2024-10-11 | 2024-11-21 | [10 empty] | 2024-11-26 |  |  |  | CASE_LIST |  | 1 | site | MIR | 2024-11-26 | site | 0 | 1 | 1 | 2 | 12.79 | 0 | 12.79 | SIEMENS(SIM) |  | 1 | 1 | 0 | 1 | Flow 1: Port → Site | MIR | SIEMENS
720 | 477QGP51788194 / PS011 / 45185527 | HVDC-ADOPT-SIM-0019 | MIR | SCT-19LT-PRC-PO-004 | 13OP-03028.P.01.1233 | 1 | Outdoor | Connection Module Active | 447.2 | 267.2 | 176.8 | 21.1262 | 900 | 1739 | Non Stackable | 8537 2099 | USD | 67616.15 | Elly Maersk | Germany | Hamburg | Khalifa port | 2024-10-11 | 2024-11-21 | [10 empty] | 2024-11-27 |  |  |  | CASE_LIST |  | 1 | site | MIR | 2024-11-27 | site | 0 | 1 | 1 | 2 | 11.95 | 0 | 11.95 | SIEMENS(SIM) |  | 1 | 1 | 0 | 1 | Flow 1: Port → Site | MIR | SIEMENS
721 | 477QGP51788194 / PS011 / 45185527 | HVDC-ADOPT-SIM-0019 | MIR | SCT-19LT-PRC-PO-004 | 13OP-03028.P.01.1159 | 1 | Outdoor | Connection Module Active | 447.2 | 257.2 | 184.8 | 21.2557 | 900 | 1753 | Non Stackable | 8537 2099 | USD | 67616.15 | Elly Maersk | Germany | Hamburg | Khalifa port | 2024-10-11 | 2024-11-21 | [10 empty] | 2025-02-17 |  |  |  | CASE_LIST |  | 1 | site | MIR | 2025-02-17 | site | 0 | 1 | 1 | 2 | 11.5 | 0 | 11.5 | SIEMENS(SIM) |  | 1 | 1 | 0 | 1 | Flow 1: Port → Site | MIR | SIEMENS
722 | 477QGP51788194 / PS011 / 45185527 | HVDC-ADOPT-SIM-0019 | MIR | SCT-19LT-PRC-PO-004 | 13OP-03028.P.01.1160 | 1 | Outdoor | Connection Module Active | 477.2 | 257.2 | 184.8 | 22.6816 | 870 | 1686 | Non Stackable | 8537 2099 | USD | 67616.15 | Elly Maersk | Germany | Hamburg | Khalifa port | 2024-10-11 | 2024-11-21 | [10 empty] | 2024-11-29 |  |  |  | CASE_LIST |  | 1 | site | MIR | 2024-11-29 | site | 0 | 1 | 1 | 2 | 12.27 | 0 | 12.27 | SIEMENS(SIM) |  | 1 | 1 | 0 | 1 | Flow 1: Port → Site | MIR | SIEMENS
723 | 477QGP51788194 / PS011 / 45185527 | HVDC-ADOPT-SIM-0019 | MIR | SCT-19LT-PRC-PO-004 | 13OP-03028.P.01.1228 | 1 | Outdoor | Connection Module Active | 497.2 | 247.2 | 174.8 | 21.4843 | 980 | 1790 | Non Stackable | 8537 2099 | USD | 67616.15 | Elly Maersk | Germany | Hamburg | Khalifa port | 2024-10-11 | 2024-11-21 | [10 empty] | 2024-12-13 |  |  |  | CASE_LIST |  | 1 | site | MIR | 2024-12-13 | site | 0 | 1 | 1 | 2 | 12.29 | 0 | 12.29 | SIEMENS(SIM) |  | 1 | 1 | 0 | 1 | Flow 1: Port → Site | MIR | SIEMENS
724 | 477QGP51788194 / PS011 / 45185527 | HVDC-ADOPT-SIM-0019 | MIR | SCT-19LT-PRC-PO-004 | 13OP-03028.P.01.1244 | 1 | Outdoor | Connection Module Active | 507.2 | 257.2 | 196.8 | 25.6729 | 1050 | 1989 | Non Stackable | 8537 2099 | USD | 67616.15 | Elly Maersk | Germany | Hamburg | Khalifa port | 2024-10-11 | 2024-11-21 | [10 empty] | 2024-11-27 |  |  |  | CASE_LIST |  | 1 | site | MIR | 2024-11-27 | site | 0 | 1 | 1 | 2 | 13.05 | 0 | 13.05 | SIEMENS(SIM) |  | 1 | 1 | 0 | 1 | Flow 1: Port → Site | MIR | SIEMENS
725 | 477QGP51788194 / PS011 / 45185527 | HVDC-ADOPT-SIM-0019 | MIR | SCT-19LT-PRC-PO-004 | 13OP-03028.P.01.1243 | 1 | Outdoor | Connection Module Active | 497.2 | 247.2 | 164.8 | 20.2552 | 990 | 1785 | Non Stackable | 8537 2099 | USD | 67616.15 | Elly Maersk | Germany | Hamburg | Khalifa port | 2024-10-11 | 2024-11-21 | [10 empty] | 2024-12-13 |  |  |  | CASE_LIST |  | 1 | site | MIR | 2024-12-13 | site | 0 | 1 | 1 | 2 | 12.29 | 0 | 12.29 | SIEMENS(SIM) |  | 1 | 1 | 0 | 1 | Flow 1: Port → Site | MIR | SIEMENS
726 | 477QGP51788194 / PS011 / 45185527 | HVDC-ADOPT-SIM-0019 | MIR | SCT-19LT-PRC-PO-004 | 13OP-03028.P.01.1246 | 1 | Outdoor | Connection Module Active | 507.2 | 257.2 | 186.8 | 24.3684 | 975 | 1901 | Non Stackable | 8537 2099 | USD | 67616.15 | Elly Maersk | Germany | Hamburg | Khalifa port | 2024-10-11 | 2024-11-21 | [10 empty] | 2024-11-26 |  |  |  | CASE_LIST |  | 1 | site | MIR | 2024-11-26 | site | 0 | 1 | 1 | 2 | 13.05 | 0 | 13.05 | SIEMENS(SIM) |  | 1 | 1 | 0 | 1 | Flow 1: Port → Site | MIR | SIEMENS
727 | 477QGP51788194 / PS011 / 45185527 | HVDC-ADOPT-SIM-0019 | MIR | SCT-19LT-PRC-PO-004 | 13OP-03028.P.01.1198 | 1 | Outdoor | Voltage transformer | 133.2 | 117.2 | 190.8 | 2.9786 | 430 | 617 | Non Stackable | 8537 2099 | USD | 67616.15 | Elly Maersk | Germany | Hamburg | Khalifa port | 2024-10-11 | 2024-11-21 | [10 empty] | 2024-11-26 |  |  |  | CASE_LIST |  | 1 | site | MIR | 2024-11-26 | site | 0 | 1 | 1 | 2 | 1.56 | 0 | 1.56 | SIEMENS(SIM) |  | 1 | 1 | 0 | 1 | Flow 1: Port → Site | MIR | SIEMENS
728 | 477QGP51788194 / PS011 / 45185527 | HVDC-ADOPT-SIM-0019 | MIR | SCT-19LT-PRC-PO-004 | 13OP-03028.P.01.1199 | 1 | Outdoor | Voltage transformer | 133.2 | 117.2 | 190.8 | 2.9786 | 430 | 617 | Non Stackable | 8537 2099 | USD | 67616.15 | Elly Maersk | Germany | Hamburg | Khalifa port | 2024-10-11 | 2024-11-21 | [10 empty] | 2024-11-26 |  |  |  | CASE_LIST |  | 1 | site | MIR | 2024-11-26 | site | 0 | 1 | 1 | 2 | 1.56 | 0 | 1.56 | SIEMENS(SIM) |  | 1 | 1 | 0 | 1 | Flow 1: Port → Site | MIR | SIEMENS
729 | 477QGP51788194 / PS011 / 45185527 | HVDC-ADOPT-SIM-0019 | MIR | SCT-19LT-PRC-PO-004 | 13OP-03028.P.01.1200 | 1 | Outdoor | Voltage transformer | 133.2 | 117.2 | 190.8 | 2.9786 | 430 | 617 | Non Stackable | 8537 2099 | USD | 67616.15 | Elly Maersk | Germany | Hamburg | Khalifa port | 2024-10-11 | 2024-11-21 | [10 empty] | 2024-11-26 |  |  |  | CASE_LIST |  | 1 | site | MIR | 2024-11-26 | site | 0 | 1 | 1 | 2 | 1.56 | 0 | 1.56 | SIEMENS(SIM) |  | 1 | 1 | 0 | 1 | Flow 1: Port → Site | MIR | SIEMENS
730 | 477QGP51788194 / PS011 / 45185527 | HVDC-ADOPT-SIM-0019 | MIR | SCT-19LT-PRC-PO-004 | 13OP-03028.P.01.1201 | 1 | Outdoor | Voltage transformer | 133.2 | 117.2 | 190.8 | 2.9786 | 430 | 617 | Non Stackable | 8537 2099 | USD | 67616.15 | Elly Maersk | Germany | Hamburg | Khalifa port | 2024-10-11 | 2024-11-21 | [10 empty] | 2024-11-26 |  |  |  | CASE_LIST |  | 1 | site | MIR | 2024-11-26 | site | 0 | 1 | 1 | 2 | 1.56 | 0 | 1.56 | SIEMENS(SIM) |  | 1 | 1 | 0 | 1 | Flow 1: Port → Site | MIR | SIEMENS
731 | 477QGP51788194 / PS011 / 45185527 | HVDC-ADOPT-SIM-0019 | MIR | SCT-19LT-PRC-PO-004 | 13OP-03028.P.01.1202 | 1 | Outdoor | Voltage transformer | 133.2 | 117.2 | 190.8 | 2.9786 | 430 | 617 | Non Stackable | 8537 2099 | USD | 67616.15 | Elly Maersk | Germany | Hamburg | Khalifa port | 2024-10-11 | 2024-11-21 | [10 empty] | 2024-11-27 |  |  |  | CASE_LIST |  | 1 | site | MIR | 2024-11-27 | site | 0 | 1 | 1 | 2 | 1.56 | 0 | 1.56 | SIEMENS(SIM) |  | 1 | 1 | 0 | 1 | Flow 1: Port → Site | MIR | SIEMENS
732 | 477QGP51788194 / PS011 / 45185527 | HVDC-ADOPT-SIM-0019 | MIR | SCT-19LT-PRC-PO-004 | 13OP-03028.P.01.1203 | 1 | Outdoor | Voltage transformer | 133.2 | 117.2 | 190.8 | 2.9786 | 430 | 617 | Non Stackable | 8537 2099 | USD | 67616.15 | Elly Maersk | Germany | Hamburg | Khalifa port | 2024-10-11 | 2024-11-21 | [10 empty] | 2024-11-27 |  |  |  | CASE_LIST |  | 1 | site | MIR | 2024-11-27 | site | 0 | 1 | 1 | 2 | 1.56 | 0 | 1.56 | SIEMENS(SIM) |  | 1 | 1 | 0 | 1 | Flow 1: Port → Site | MIR | SIEMENS
733 | 477QGP51788194 / PS011 / 45185527 | HVDC-ADOPT-SIM-0019 | MIR | SCT-19LT-PRC-PO-004 | 13OP-03028.P.01.1249 | 1 | Outdoor | Voltage transformer | 133.2 | 117.2 | 190.8 | 2.9786 | 450 | 634 | Non Stackable | 8537 2099 | USD | 67616.15 | Elly Maersk | Germany | Hamburg | Khalifa port | 2024-10-11 | 2024-11-21 | [10 empty] | 2024-12-13 |  |  |  | CASE_LIST |  | 1 | site | MIR | 2024-12-13 | site | 0 | 1 | 1 | 2 | 1.56 | 0 | 1.56 | SIEMENS(SIM) |  | 1 | 1 | 0 | 1 | Flow 1: Port → Site | MIR | SIEMENS
734 | 477QGP51788194 / PS011 / 45185527 | HVDC-ADOPT-SIM-0019 | MIR | SCT-19LT-PRC-PO-004 | 13OP-03028.P.01.1250 | 1 | Outdoor | Voltage transformer | 133.2 | 117.2 | 190.8 | 2.9786 | 450 | 634 | Non Stackable | 8537 2099 | USD | 67616.15 | Elly Maersk | Germany | Hamburg | Khalifa port | 2024-10-11 | 2024-11-21 | [10 empty] | 2024-11-26 |  |  |  | CASE_LIST |  | 1 | site | MIR | 2024-11-26 | site | 0 | 1 | 1 | 2 | 1.56 | 0 | 1.56 | SIEMENS(SIM) |  | 1 | 1 | 0 | 1 | Flow 1: Port → Site | MIR | SIEMENS
735 | 477QGP51788194 / PS011 / 45185527 | HVDC-ADOPT-SIM-0019 | MIR | SCT-19LT-PRC-PO-004 | 13OP-03028.P.01.1251 | 1 | Outdoor | Voltage transformer | 133.2 | 117.2 | 190.8 | 2.9786 | 450 | 634 | Non Stackable | 8537 2099 | USD | 67616.15 | Elly Maersk | Germany | Hamburg | Khalifa port | 2024-10-11 | 2024-11-21 | [10 empty] | 2024-11-26 |  |  |  | CASE_LIST |  | 1 | site | MIR | 2024-11-26 | site | 0 | 1 | 1 | 2 | 1.56 | 0 | 1.56 | SIEMENS(SIM) |  | 1 | 1 | 0 | 1 | Flow 1: Port → Site | MIR | SIEMENS
736 | 477QGP51788194 / PS011 / 45185527 | HVDC-ADOPT-SIM-0019 | MIR | SCT-19LT-PRC-PO-004 | 13OP-03028.P.01.1168 | 1 | Outdoor | Connection Module Active | 447.2 | 247.2 | 176.8 | 19.5449 | 915 | 1717 | Non Stackable | 8537 2099 | USD | 67616.15 | Elly Maersk | Germany | Hamburg | Khalifa port | 2024-10-11 | 2024-11-21 | [10 empty] | 2024-11-29 |  |  |  | CASE_LIST |  | 1 | site | MIR | 2024-11-29 | site | 0 | 1 | 1 | 2 | 11.05 | 0 | 11.05 | SIEMENS(SIM) |  | 1 | 1 | 0 | 1 | Flow 1: Port → Site | MIR | SIEMENS
737 | 477QGP51788194 / PS011 / 45185527 | HVDC-ADOPT-SIM-0019 | MIR | SCT-19LT-PRC-PO-004 | 13OP-03028.P.01.1169 | 1 | Outdoor | Connection Module Active | 447.2 | 257.2 | 188.8 | 21.7157 | 980 | 1870 | Non Stackable | 8537 2099 | USD | 67616.15 | Elly Maersk | Germany | Hamburg | Khalifa port | 2024-10-11 | 2024-11-21 | [10 empty] | 2024-11-26 |  |  |  | CASE_LIST |  | 1 | site | MIR | 2024-11-26 | site | 0 | 1 | 1 | 2 | 11.5 | 0 | 11.5 | SIEMENS(SIM) |  | 1 | 1 | 0 | 1 | Flow 1: Port → Site | MIR | SIEMENS
738 | 477QGP51788194 / PS011 / 45185527 | HVDC-ADOPT-SIM-0019 | MIR | SCT-19LT-PRC-PO-004 | 13OP-03028.P.01.1170 | 1 | Outdoor | Connection Module Active | 447.2 | 257.2 | 208.8 | 24.0161 | 910 | 1817 | Non Stackable | 8537 2099 | USD | 67616.15 | Elly Maersk | Germany | Hamburg | Khalifa port | 2024-10-11 | 2024-11-21 | [10 empty] | 2024-11-26 |  |  |  | CASE_LIST |  | 1 | site | MIR | 2024-11-26 | site | 0 | 1 | 1 | 2 | 11.5 | 0 | 11.5 | SIEMENS(SIM) |  | 1 | 1 | 0 | 1 | Flow 1: Port → Site | MIR | SIEMENS
739 | 477QGP51788194 / PS011 / 45185527 | HVDC-ADOPT-SIM-0019 | MIR | SCT-19LT-PRC-PO-004 | 13OP-03028.P.01.1196 | 1 | Outdoor | Pipe Short Indoor | 187.2 | 157.2 | 126 | 3.7079 | 420 | 657 | Non Stackable | 8537 2099 | USD | 67616.15 | Elly Maersk | Germany | Hamburg | Khalifa port | 2024-10-11 | 2024-11-21 | [10 empty] | 2024-12-12 |  |  |  | CASE_LIST |  | 1 | site | MIR | 2024-12-12 | site | 0 | 1 | 1 | 2 | 2.94 | 0 | 2.94 | SIEMENS(SIM) |  | 1 | 1 | 0 | 1 | Flow 1: Port → Site | MIR | SIEMENS
740 | 477QGP51788203 / PS011 / 45185528 | HVDC-ADOPT-SIM-0019 | MIR | SCT-19LT-PRC-PO-004 | 13OP-03028.P.01.1171 | 1 | Outdoor | Connection Module Passive | 187.2 | 137.2 | 124 | 3.1848 | 355 | 551 | Non Stackable | 8537 2099 | USD | 65990.06 | Elly Maersk | Germany | Hamburg | Khalifa port | 2024-10-11 | 2024-11-21 | [10 empty] | 2024-11-25 |  |  |  | CASE_LIST |  | 1 | site | MIR | 2024-11-25 | site | 0 | 1 | 1 | 2 | 2.57 | 0 | 2.57 | SIEMENS(SIM) |  | 1 | 1 | 0 | 1 | Flow 1: Port → Site | MIR | SIEMENS
741 | 477QGP51788203 / PS011 / 45185528 | HVDC-ADOPT-SIM-0019 | MIR | SCT-19LT-PRC-PO-004 | 13OP-03028.P.01.1177 | 1 | Outdoor | Connection Module Passive | 207.2 | 137.2 | 124 | 3.5251 | 290 | 488 | Non Stackable | 8537 2099 | USD | 65990.06 | Elly Maersk | Germany | Hamburg | Khalifa port | 2024-10-11 | 2024-11-21 | [10 empty] | 2025-02-21 |  |  |  | CASE_LIST |  | 1 | site | MIR | 2025-02-21 | site | 0 | 1 | 1 | 2 | 2.84 | 0 | 2.84 | SIEMENS(SIM) |  | 1 | 1 | 0 | 1 | Flow 1: Port → Site | MIR | SIEMENS
742 | 477QGP51788203 / PS011 / 45185528 | HVDC-ADOPT-SIM-0019 | MIR | SCT-19LT-PRC-PO-004 | 13OP-03028.P.01.1156 | 1 | Outdoor | Connection Module Active | 437.2 | 247.2 | 174.8 | 18.8917 | 850 | 1597 | Non Stackable | 8537 2099 | USD | 65990.06 | Elly Maersk | Germany | Hamburg | Khalifa port | 2024-10-11 | 2024-11-21 | [10 empty] | 2024-11-27 |  |  |  | CASE_LIST |  | 1 | site | MIR | 2024-11-27 | site | 0 | 1 | 1 | 2 | 10.81 | 0 | 10.81 | SIEMENS(SIM) |  | 1 | 1 | 0 | 1 | Flow 1: Port → Site | MIR | SIEMENS
743 | 477QGP51788203 / PS011 / 45185528 | HVDC-ADOPT-SIM-0019 | MIR | SCT-19LT-PRC-PO-004 | 13OP-03028.P.01.1186 | 1 | Outdoor | Connection Module 7-11m & Pipe Module long Outdoor | 1047.2 | 229.2 | 196.8 | 47.2356 | 2400 | 4047 | Non Stackable | 8537 2099 | USD | 65990.06 | Elly Maersk | Germany | Hamburg | Khalifa port | 2024-10-11 | 2024-11-21 | [10 empty] | 2025-02-21 |  |  |  | CASE_LIST |  | 1 | site | MIR | 2025-02-21 | site | 0 | 1 | 1 | 2 | 24 | 0 | 24 | SIEMENS(SIM) |  | 1 | 1 | 0 | 1 | Flow 1: Port → Site | MIR | SIEMENS
744 | 477QGP51788203 / PS011 / 45185528 | HVDC-ADOPT-SIM-0019 | MIR | SCT-19LT-PRC-PO-004 | 13OP-03028.P.01.1136 | 1 | Outdoor | Connection Module Active | 497.2 | 237.2 | 174.8 | 20.6152 | 990 | 1771 | Non Stackable | 8537 2099 | USD | 65990.06 | Elly Maersk | Germany | Hamburg | Khalifa port | 2024-10-11 | 2024-11-21 | [10 empty] | 2024-11-25 |  |  |  | CASE_LIST |  | 1 | site | MIR | 2024-11-25 | site | 0 | 1 | 1 | 2 | 11.79 | 0 | 11.79 | SIEMENS(SIM) |  | 1 | 1 | 0 | 1 | Flow 1: Port → Site | MIR | SIEMENS
745 | 477QGP51788203 / PS011 / 45185528 | HVDC-ADOPT-SIM-0019 | MIR | SCT-19LT-PRC-PO-004 | 13OP-03028.P.01.1232 | 1 | Outdoor | Connection Module Active | 447.2 | 237.2 | 174.8 | 18.5421 | 870 | 1589 | Non Stackable | 8537 2099 | USD | 65990.06 | Elly Maersk | Germany | Hamburg | Khalifa port | 2024-10-11 | 2024-11-21 | [10 empty] | 2024-12-13 |  |  |  | CASE_LIST |  | 1 | site | MIR | 2024-12-13 | site | 0 | 1 | 1 | 2 | 10.61 | 0 | 10.61 | SIEMENS(SIM) |  | 1 | 1 | 0 | 1 | Flow 1: Port → Site | MIR | SIEMENS
746 | 477QGP51788203 / PS011 / 45185528 | HVDC-ADOPT-SIM-0019 | MIR | SCT-19LT-PRC-PO-004 | 13OP-03028.P.01.1234 | 1 | Outdoor | Connection Module Active | 447.2 | 257.2 | 156.8 | 18.0351 | 865 | 1657 | Non Stackable | 8537 2099 | USD | 65990.06 | Elly Maersk | Germany | Hamburg | Khalifa port | 2024-10-11 | 2024-11-21 | [10 empty] | 2024-11-27 |  |  |  | CASE_LIST |  | 1 | site | MIR | 2024-11-27 | site | 0 | 1 | 1 | 2 | 11.5 | 0 | 11.5 | SIEMENS(SIM) |  | 1 | 1 | 0 | 1 | Flow 1: Port → Site | MIR | SIEMENS
747 | 477QGP51788203 / PS011 / 45185528 | HVDC-ADOPT-SIM-0019 | MIR | SCT-19LT-PRC-PO-004 | 13OP-03028.P.01.1235 | 1 | Outdoor | Connection Module Active | 447.2 | 247.2 | 174.8 | 19.3238 | 910 | 1637 | Non Stackable | 8537 2099 | USD | 65990.06 | Elly Maersk | Germany | Hamburg | Khalifa port | 2024-10-11 | 2024-11-21 | [10 empty] | 2024-11-27 |  |  |  | CASE_LIST |  | 1 | site | MIR | 2024-11-27 | site | 0 | 1 | 1 | 2 | 11.05 | 0 | 11.05 | SIEMENS(SIM) |  | 1 | 1 | 0 | 1 | Flow 1: Port → Site | MIR | SIEMENS
748 | 477QGP51788203 / PS011 / 45185528 | HVDC-ADOPT-SIM-0019 | MIR | SCT-19LT-PRC-PO-004 | 13OP-03028.P.01.1236 | 1 | Outdoor | Connection Module Active | 167.2 | 137.2 | 144 | 3.3033 | 340 | 525 | Non Stackable | 8537 2099 | USD | 65990.06 | Elly Maersk | Germany | Hamburg | Khalifa port | 2024-10-11 | 2024-11-21 | [10 empty] | 2025-02-21 |  |  |  | CASE_LIST |  | 1 | site | MIR | 2025-02-21 | site | 0 | 1 | 1 | 2 | 2.29 | 0 | 2.29 | SIEMENS(SIM) |  | 1 | 1 | 0 | 1 | Flow 1: Port → Site | MIR | SIEMENS
749 | 477QGP51788203 / PS011 / 45185528 | HVDC-ADOPT-SIM-0019 | MIR | SCT-19LT-PRC-PO-004 | 13OP-03028.P.01.1239 | 1 | Outdoor | Connection Module Active | 437.2 | 197.2 | 246.8 | 21.2781 | 1670 | 2464 | Non Stackable | 8537 2099 | USD | 65990.06 | Elly Maersk | Germany | Hamburg | Khalifa port | 2024-10-11 | 2024-11-21 | [10 empty] | 2025-02-21 |  |  |  | CASE_LIST |  | 1 | site | MIR | 2025-02-21 | site | 0 | 1 | 1 | 2 | 8.62 | 0 | 8.62 | SIEMENS(SIM) |  | 1 | 1 | 0 | 1 | Flow 1: Port → Site | MIR | SIEMENS
750 | 477QGP51788203 / PS011 / 45185528 | HVDC-ADOPT-SIM-0019 | MIR | SCT-19LT-PRC-PO-004 | 13OP-03028.P.01.1146 | 1 | Outdoor | Connection Module Active | 287.2 | 167.2 | 194.8 | 9.3543 | 700 | 1100 | Non Stackable | 8537 2099 | USD | 65990.06 | Elly Maersk | Germany | Hamburg | Khalifa port | 2024-10-11 | 2024-11-21 | [10 empty] | 2025-02-19 |  |  |  | CASE_LIST |  | 1 | site | MIR | 2025-02-19 | site | 0 | 1 | 1 | 2 | 4.8 | 0 | 4.8 | SIEMENS(SIM) |  | 1 | 1 | 0 | 1 | Flow 1: Port → Site | MIR | SIEMENS
751 | 477QGP51788203 / PS011 / 45185528 | HVDC-ADOPT-SIM-0019 | MIR | SCT-19LT-PRC-PO-004 | 13OP-03028.P.01.1254 | 1 | Outdoor | Connection Module Active | 437.2 | 257.2 | 176.8 | 19.8808 | 850 | 1659 | Non Stackable | 8537 2099 | USD | 65990.06 | Elly Maersk | Germany | Hamburg | Khalifa port | 2024-10-11 | 2024-11-21 | [10 empty] | 2024-11-27 |  |  |  | CASE_LIST |  | 1 | site | MIR | 2024-11-27 | site | 0 | 1 | 1 | 2 | 11.24 | 0 | 11.24 | SIEMENS(SIM) |  | 1 | 1 | 0 | 1 | Flow 1: Port → Site | MIR | SIEMENS
752 | 477QGP51788203 / PS011 / 45185528 | HVDC-ADOPT-SIM-0019 | MIR | SCT-19LT-PRC-PO-004 | 13OP-03028.P.01.1267 | 1 | Outdoor | Connection Module Active | 417.2 | 257.2 | 174.8 | 18.7567 | 840 | 1599 | Non Stackable | 8537 2099 | USD | 65990.06 | Elly Maersk | Germany | Hamburg | Khalifa port | 2024-10-11 | 2024-11-21 | [10 empty] | 2024-11-28 |  |  |  | CASE_LIST |  | 1 | site | MIR | 2024-11-28 | site | 0 | 1 | 1 | 2 | 10.73 | 0 | 10.73 | SIEMENS(SIM) |  | 1 | 1 | 0 | 1 | Flow 1: Port → Site | MIR | SIEMENS
753 | 477QGP51788203 / PS011 / 45185528 | HVDC-ADOPT-SIM-0019 | MIR | SCT-19LT-PRC-PO-004 | 13OP-03028.P.01.1158 | 1 | Outdoor | Connection Module Active | 437.2 | 267.2 | 174.8 | 20.4201 | 850 | 1634 | Non Stackable | 8537 2099 | USD | 65990.06 | Elly Maersk | Germany | Hamburg | Khalifa port | 2024-10-11 | 2024-11-21 | [10 empty] | 2024-11-27 |  |  |  | CASE_LIST |  | 1 | site | MIR | 2024-11-27 | site | 0 | 1 | 1 | 2 | 11.68 | 0 | 11.68 | SIEMENS(SIM) |  | 1 | 1 | 0 | 1 | Flow 1: Port → Site | MIR | SIEMENS
754 | 477QGP51788203 / PS011 / 45185528 | HVDC-ADOPT-SIM-0019 | MIR | SCT-19LT-PRC-PO-004 | 13OP-03028.P.01.1165 | 1 | Outdoor | Connection Module Active | 447.2 | 257.2 | 154.8 | 17.8051 | 830 | 1594 | Non Stackable | 8537 2099 | USD | 65990.06 | Elly Maersk | Germany | Hamburg | Khalifa port | 2024-10-11 | 2024-11-21 | [10 empty] | 2024-11-28 |  |  |  | CASE_LIST |  | 1 | site | MIR | 2024-11-28 | site | 0 | 1 | 1 | 2 | 11.5 | 0 | 11.5 | SIEMENS(SIM) |  | 1 | 1 | 0 | 1 | Flow 1: Port → Site | MIR | SIEMENS
755 | 477QGP51788203 / PS011 / 45185528 | HVDC-ADOPT-SIM-0019 | MIR | SCT-19LT-PRC-PO-004 | 13OP-03028.P.01.1242 | 1 | Outdoor | Connection Module Active | 457.2 | 177.2 | 244.8 | 19.8327 | 1700 | 2408 | Non Stackable | 8537 2099 | USD | 65990.06 | Elly Maersk | Germany | Hamburg | Khalifa port | 2024-10-11 | 2024-11-21 | [10 empty] | 2025-02-19 |  |  |  | CASE_LIST |  | 1 | site | MIR | 2025-02-19 | site | 0 | 1 | 1 | 2 | 8.1 | 0 | 8.1 | SIEMENS(SIM) |  | 1 | 1 | 0 | 1 | Flow 1: Port → Site | MIR | SIEMENS
756 | 477QGP51788203 / PS011 / 45185528 | HVDC-ADOPT-SIM-0019 | MIR | SCT-19LT-PRC-PO-004 | 13OP-03028.P.01.1187 | 1 | Outdoor | Connection Module 7-11m | 1047.2 | 229.2 | 116.8 | 28.0341 | 1340 | 2787 | Non Stackable | 8537 2099 | USD | 65990.06 | Elly Maersk | Germany | Hamburg | Khalifa port | 2024-10-11 | 2024-11-21 | [10 empty] | 2025-02-21 |  |  |  | CASE_LIST |  | 1 | site | MIR | 2025-02-21 | site | 0 | 1 | 1 | 2 | 24 | 0 | 24 | SIEMENS(SIM) |  | 1 | 1 | 0 | 1 | Flow 1: Port → Site | MIR | SIEMENS
757 | 477QGP51788203 / PS011 / 45185528 | HVDC-ADOPT-SIM-0019 | MIR | SCT-19LT-PRC-PO-004 | 13OP-03028.P.01.1276 | 1 | Outdoor | Connection Module Active | 447.2 | 237.2 | 174.8 | 18.5421 | 860 | 1551 | Non Stackable | 8537 2099 | USD | 65990.06 | Elly Maersk | Germany | Hamburg | Khalifa port | 2024-10-11 | 2024-11-21 | [10 empty] | 2024-12-13 |  |  |  | CASE_LIST |  | 1 | site | MIR | 2024-12-13 | site | 0 | 1 | 1 | 2 | 10.61 | 0 | 10.61 | SIEMENS(SIM) |  | 1 | 1 | 0 | 1 | Flow 1: Port → Site | MIR | SIEMENS
758 | 477QGP51788203 / PS011 / 45185528 | HVDC-ADOPT-SIM-0019 | MIR | SCT-19LT-PRC-PO-004 | 13OP-03028.P.01.1166 | 1 | Outdoor | Connection Module Active | 457.2 | 257.2 | 174.8 | 20.5551 | 890 | 1644 | Non Stackable | 8537 2099 | USD | 65990.06 | Elly Maersk | Germany | Hamburg | Khalifa port | 2024-10-11 | 2024-11-21 | [10 empty] | 2024-11-27 |  |  |  | CASE_LIST |  | 1 | site | MIR | 2024-11-27 | site | 0 | 1 | 1 | 2 | 11.76 | 0 | 11.76 | SIEMENS(SIM) |  | 1 | 1 | 0 | 1 | Flow 1: Port → Site | MIR | SIEMENS
759 | 477QGP51788203 / PS011 / 45185528 | HVDC-ADOPT-SIM-0019 | MIR | SCT-19LT-PRC-PO-004 | 13OP-03028.P.01.1167 | 1 | Outdoor | Connection Module Active | 447.2 | 257.2 | 154.8 | 17.8051 | 850 | 1578 | Non Stackable | 8537 2099 | USD | 65990.06 | Elly Maersk | Germany | Hamburg | Khalifa port | 2024-10-11 | 2024-11-21 | [10 empty] | 2024-11-28 |  |  |  | CASE_LIST |  | 1 | site | MIR | 2024-11-28 | site | 0 | 1 | 1 | 2 | 11.5 | 0 | 11.5 | SIEMENS(SIM) |  | 1 | 1 | 0 | 1 | Flow 1: Port → Site | MIR | SIEMENS
760 | 477QGP51788203 / PS011 / 45185528 | HVDC-ADOPT-SIM-0019 | MIR | SCT-19LT-PRC-PO-004 | 13OP-03028.P.01.1182 | 1 | Outdoor | Pipe Long Indoor | 247.2 | 117.2 | 104 | 3.0131 | 240 | 439 | Non Stackable | 8537 2099 | USD | 65990.06 | Elly Maersk | Germany | Hamburg | Khalifa port | 2024-10-11 | 2024-11-21 | [10 empty] | 2024-11-28 |  |  |  | CASE_LIST |  | 1 | site | MIR | 2024-11-28 | site | 0 | 1 | 1 | 2 | 2.9 | 0 | 2.9 | SIEMENS(SIM) |  | 1 | 1 | 0 | 1 | Flow 1: Port → Site | MIR | SIEMENS
761 | 477QGP51788203 / PS011 / 45185528 | HVDC-ADOPT-SIM-0019 | MIR | SCT-19LT-PRC-PO-004 | 13OP-03028.P.01.1191 | 1 | Outdoor | Pipe Short Indoor | 157.2 | 107.2 | 122.8 | 2.0694 | 210 | 340 | Non Stackable | 8537 2099 | USD | 65990.06 | Elly Maersk | Germany | Hamburg | Khalifa port | 2024-10-11 | 2024-11-21 | [10 empty] | 2024-11-27 |  |  |  | CASE_LIST |  | 1 | site | MIR | 2024-11-27 | site | 0 | 1 | 1 | 2 | 1.69 | 0 | 1.69 | SIEMENS(SIM) |  | 1 | 1 | 0 | 1 | Flow 1: Port → Site | MIR | SIEMENS
762 | 477QGP51788203 / PS011 / 45185528 | HVDC-ADOPT-SIM-0019 | MIR | SCT-19LT-PRC-PO-004 | 13OP-03028.P.01.1185 | 1 | Outdoor | Connection Module Passive | 407.2 | 107.2 | 124 | 5.4128 | 380 | 690 | Non Stackable | 8537 2099 | USD | 65990.06 | Elly Maersk | Germany | Hamburg | Khalifa port | 2024-10-11 | 2024-11-21 | [10 empty] | 2024-11-25 |  |  |  | CASE_LIST |  | 1 | site | MIR | 2024-11-25 | site | 0 | 1 | 1 | 2 | 4.37 | 0 | 4.37 | SIEMENS(SIM) |  | 1 | 1 | 0 | 1 | Flow 1: Port → Site | MIR | SIEMENS
763 | 477QGP51788203 / PS011 / 45185528 | HVDC-ADOPT-SIM-0019 | MIR | SCT-19LT-PRC-PO-004 | 13OP-03028.P.01.1161 | 1 | Outdoor | Connection Module Active | 457.2 | 247.2 | 154.8 | 17.4955 | 810 | 1566 | Non Stackable | 8537 2099 | USD | 65990.06 | Elly Maersk | Germany | Hamburg | Khalifa port | 2024-10-11 | 2024-11-21 | [10 empty] | 2024-11-28 |  |  |  | CASE_LIST |  | 1 | site | MIR | 2024-11-28 | site | 0 | 1 | 1 | 2 | 11.3 | 0 | 11.3 | SIEMENS(SIM) |  | 1 | 1 | 0 | 1 | Flow 1: Port → Site | MIR | SIEMENS
764 | 477QGP51788236 / PS011 / 45185531 | HVDC-ADOPT-SIM-0019 | MIR | SCT-19LT-PRC-PO-004 | 13OP-03028.P.01.1172 | 1 | Outdoor | Connection Module Passive | 167.2 | 107.2 | 102.8 | 1.8426 | 180 | 308 | Non Stackable | 8537 2099 | USD | 55035.54 | Elly Maersk | Germany | Hamburg | Khalifa port | 2024-10-11 | 2024-11-21 | [10 empty] | 2025-01-31 |  |  |  | CASE_LIST |  | 1 | site | MIR | 2025-01-31 | site | 0 | 1 | 1 | 2 | 1.79 | 0 | 1.79 | SIEMENS(SIM) |  | 1 | 1 | 0 | 1 | Flow 1: Port → Site | MIR | SIEMENS
765 | 477QGP51788236 / PS011 / 45185531 | HVDC-ADOPT-SIM-0019 | MIR | SCT-19LT-PRC-PO-004 | 13OP-03028.P.01.1173 | 1 | Outdoor | Connection Module Passive | 193.2 | 167.2 | 112.8 | 3.6438 | 370 | 632 | Non Stackable | 8537 2099 | USD | 55035.54 | Elly Maersk | Germany | Hamburg | Khalifa port | 2024-10-11 | 2024-11-21 | [10 empty] | 2024-11-25 |  |  |  | CASE_LIST |  | 1 | site | MIR | 2024-11-25 | site | 0 | 1 | 1 | 2 | 3.23 | 0 | 3.23 | SIEMENS(SIM) |  | 1 | 1 | 0 | 1 | Flow 1: Port → Site | MIR | SIEMENS
766 | 477QGP51788236 / PS011 / 45185531 | HVDC-ADOPT-SIM-0019 | MIR | SCT-19LT-PRC-PO-004 | 13OP-03028.P.01.1174 | 1 | Outdoor | Connection Module Passive | 137.2 | 107.2 | 122.8 | 1.8061 | 125 | 246 | Non Stackable | 8537 2099 | USD | 55035.54 | Elly Maersk | Germany | Hamburg | Khalifa port | 2024-10-11 | 2024-11-21 | [10 empty] | 2025-01-31 |  |  |  | CASE_LIST |  | 1 | site | MIR | 2025-01-31 | site | 0 | 1 | 1 | 2 | 1.47 | 0 | 1.47 | SIEMENS(SIM) |  | 1 | 1 | 0 | 1 | Flow 1: Port → Site | MIR | SIEMENS
767 | 477QGP51788236 / PS011 / 45185531 | HVDC-ADOPT-SIM-0019 | MIR | SCT-19LT-PRC-PO-004 | 13OP-03028.P.01.1220 | 1 | Outdoor | Connection Module Passive | 267.2 | 157.2 | 164.8 | 6.9222 | 1260 | 1649 | Non Stackable | 8537 2099 | USD | 55035.54 | Elly Maersk | Germany | Hamburg | Khalifa port | 2024-10-11 | 2024-11-21 | [10 empty] | 2025-02-19 |  |  |  | CASE_LIST |  | 1 | site | MIR | 2025-02-19 | site | 0 | 1 | 1 | 2 | 4.2 | 0 | 4.2 | SIEMENS(SIM) |  | 1 | 1 | 0 | 1 | Flow 1: Port → Site | MIR | SIEMENS
768 | 477QGP51788236 / PS011 / 45185531 | HVDC-ADOPT-SIM-0019 | MIR | SCT-19LT-PRC-PO-004 | 13OP-03028.P.01.1252 | 1 | Outdoor | Connection Module Active | 337.2 | 157.2 | 234.8 | 12.4462 | 1120 | 1612 | Non Stackable | 8537 2099 | USD | 55035.54 | Elly Maersk | Germany | Hamburg | Khalifa port | 2024-10-11 | 2024-11-21 | [10 empty] | 2025-02-19 |  |  |  | CASE_LIST |  | 1 | site | MIR | 2025-02-19 | site | 0 | 1 | 1 | 2 | 5.3 | 0 | 5.3 | SIEMENS(SIM) |  | 1 | 1 | 0 | 1 | Flow 1: Port → Site | MIR | SIEMENS
769 | 477QGP51788236 / PS011 / 45185531 | HVDC-ADOPT-SIM-0019 | MIR | SCT-19LT-PRC-PO-004 | 13OP-03028.P.01.1255 | 1 | Outdoor | Connection Module Active | 297.2 | 187.2 | 164.8 | 9.1688 | 900 | 1339 | Non Stackable | 8537 2099 | USD | 55035.54 | Elly Maersk | Germany | Hamburg | Khalifa port | 2024-10-11 | 2024-11-21 | [10 empty] | 2024-12-13 |  |  |  | CASE_LIST |  | 1 | site | MIR | 2024-12-13 | site | 0 | 1 | 1 | 2 | 5.56 | 0 | 5.56 | SIEMENS(SIM) |  | 1 | 1 | 0 | 1 | Flow 1: Port → Site | MIR | SIEMENS
770 | 477QGP51788236 / PS011 / 45185531 | HVDC-ADOPT-SIM-0019 | MIR | SCT-19LT-PRC-PO-004 | 13OP-03028.P.01.1266 | 1 | Outdoor | Connection Module Active | 437.2 | 227.2 | 174.8 | 17.3632 | 820 | 1527 | Non Stackable | 8537 2099 | USD | 55035.54 | Elly Maersk | Germany | Hamburg | Khalifa port | 2024-10-11 | 2024-11-21 | [10 empty] | 2024-12-13 |  |  |  | CASE_LIST |  | 1 | site | MIR | 2024-12-13 | site | 0 | 1 | 1 | 2 | 9.93 | 0 | 9.93 | SIEMENS(SIM) |  | 1 | 1 | 0 | 1 | Flow 1: Port → Site | MIR | SIEMENS
771 | 477QGP51788236 / PS011 / 45185531 | HVDC-ADOPT-SIM-0019 | MIR | SCT-19LT-PRC-PO-004 | 13OP-03028.P.01.1268 | 1 | Outdoor | Connection Module Active | 327.2 | 157.2 | 174.8 | 8.991 | 830 | 1210 | Non Stackable | 8537 2099 | USD | 55035.54 | Elly Maersk | Germany | Hamburg | Khalifa port | 2024-10-11 | 2024-11-21 | [10 empty] | 2025-02-17 |  |  |  | CASE_LIST |  | 1 | site | MIR | 2025-02-17 | site | 0 | 1 | 1 | 2 | 5.14 | 0 | 5.14 | SIEMENS(SIM) |  | 1 | 1 | 0 | 1 | Flow 1: Port → Site | MIR | SIEMENS
772 | 477QGP51788236 / PS011 / 45185531 | HVDC-ADOPT-SIM-0019 | MIR | SCT-19LT-PRC-PO-004 | 13OP-03028.P.01.1142 | 1 | Outdoor | Connection Module Active | 177.2 | 147.2 | 234 | 6.1036 | 530 | 794 | Non Stackable | 8537 2099 | USD | 55035.54 | Elly Maersk | Germany | Hamburg | Khalifa port | 2024-10-11 | 2024-11-21 | [10 empty] | 2024-12-10 |  |  |  | CASE_LIST |  | 1 | site | MIR | 2024-12-10 | site | 0 | 1 | 1 | 2 | 2.61 | 0 | 2.61 | SIEMENS(SIM) |  | 1 | 1 | 0 | 1 | Flow 1: Port → Site | MIR | SIEMENS
773 | 477QGP51788236 / PS011 / 45185531 | HVDC-ADOPT-SIM-0019 | MIR | SCT-19LT-PRC-PO-004 | 13OP-03028.P.01.1178 | 1 | Outdoor | Connection Module Passive | 327.2 | 157.2 | 144.8 | 7.4479 | 765 | 1170 | Non Stackable | 8537 2099 | USD | 55035.54 | Elly Maersk | Germany | Hamburg | Khalifa port | 2024-10-11 | 2024-11-21 | [10 empty] | 2025-02-17 |  |  |  | CASE_LIST |  | 1 | site | MIR | 2025-02-17 | site | 0 | 1 | 1 | 2 | 5.14 | 0 | 5.14 | SIEMENS(SIM) |  | 1 | 1 | 0 | 1 | Flow 1: Port → Site | MIR | SIEMENS
774 | 477QGP51788236 / PS011 / 45185531 | HVDC-ADOPT-SIM-0019 | MIR | SCT-19LT-PRC-PO-004 | 13OP-03028.P.01.1147 | 1 | Outdoor | Connection Module Active | 253.2 | 177.2 | 252.8 | 11.3424 | 625 | 1047 | Non Stackable | 8537 2099 | USD | 55035.54 | Elly Maersk | Germany | Hamburg | Khalifa port | 2024-10-11 | 2024-11-21 | [10 empty] | 2024-12-09 |  |  |  | CASE_LIST |  | 1 | site | MIR | 2024-12-09 | site | 0 | 1 | 1 | 2 | 4.49 | 0 | 4.49 | SIEMENS(SIM) |  | 1 | 1 | 0 | 1 | Flow 1: Port → Site | MIR | SIEMENS
775 | 477QGP51788236 / PS011 / 45185531 | HVDC-ADOPT-SIM-0019 | MIR | SCT-19LT-PRC-PO-004 | 13OP-03028.P.01.1179 | 1 | Outdoor | Connection Module Passive | 327.2 | 157.2 | 144.8 | 7.4479 | 765 | 1170 | Non Stackable | 8537 2099 | USD | 55035.54 | Elly Maersk | Germany | Hamburg | Khalifa port | 2024-10-11 | 2024-11-21 | [10 empty] | 2025-02-17 |  |  |  | CASE_LIST |  | 1 | site | MIR | 2025-02-17 | site | 0 | 1 | 1 | 2 | 5.14 | 0 | 5.14 | SIEMENS(SIM) |  | 1 | 1 | 0 | 1 | Flow 1: Port → Site | MIR | SIEMENS
776 | 477QGP51788236 / PS011 / 45185531 | HVDC-ADOPT-SIM-0019 | MIR | SCT-19LT-PRC-PO-004 | 13OP-03028.P.01.1241 | 1 | Outdoor | Accessories | 277.2 | 47.2 | 66 | 0.86353 | 30 | 115 | Non Stackable | 8537 2099 | USD | 55035.54 | Elly Maersk | Germany | Hamburg | Khalifa port | 2024-10-11 | 2024-11-21 | [10 empty] | 2025-02-21 |  |  |  | CASE_LIST |  | 1 | site | MIR | 2025-02-21 | site | 0 | 1 | 1 | 2 | 1.31 | 0 | 1.31 | SIEMENS(SIM) |  | 1 | 1 | 0 | 1 | Flow 1: Port → Site | MIR | SIEMENS
777 | 477QGP51788236 / PS011 / 45185531 | HVDC-ADOPT-SIM-0019 | MIR | SCT-19LT-PRC-PO-004 | 13OP-03028.P.01.1137 | 1 | Outdoor | Connection Module Active | 347.2 | 177.2 | 204.8 | 12.6001 | 900 | 1403 | Non Stackable | 8537 2099 | USD | 55035.54 | Elly Maersk | Germany | Hamburg | Khalifa port | 2024-10-11 | 2024-11-21 | [10 empty] | 2025-02-19 |  |  |  | CASE_LIST |  | 1 | site | MIR | 2025-02-19 | site | 0 | 1 | 1 | 2 | 6.15 | 0 | 6.15 | SIEMENS(SIM) |  | 1 | 1 | 0 | 1 | Flow 1: Port → Site | MIR | SIEMENS
778 | 477QGP51788236 / PS011 / 45185531 | HVDC-ADOPT-SIM-0019 | MIR | SCT-19LT-PRC-PO-004 | 13OP-03028.P.01.1138 | 1 | Outdoor | Connection Module Active | 317.2 | 157.2 | 174.8 | 8.7162 | 840 | 1258 | Non Stackable | 8537 2099 | USD | 55035.54 | Elly Maersk | Germany | Hamburg | Khalifa port | 2024-10-11 | 2024-11-21 | [10 empty] | 2025-02-18 |  |  |  | CASE_LIST |  | 1 | site | MIR | 2025-02-18 | site | 0 | 1 | 1 | 2 | 4.99 | 0 | 4.99 | SIEMENS(SIM) |  | 1 | 1 | 0 | 1 | Flow 1: Port → Site | MIR | SIEMENS
779 | 477QGP51788236 / PS011 / 45185531 | HVDC-ADOPT-SIM-0019 | MIR | SCT-19LT-PRC-PO-004 | 13OP-03028.P.01.1247 | 1 | Outdoor | Connection Module Active | 327.2 | 177.2 | 204.8 | 11.8743 | 920 | 1437 | Non Stackable | 8537 2099 | USD | 55035.54 | Elly Maersk | Germany | Hamburg | Khalifa port | 2024-10-11 | 2024-11-21 | [10 empty] | 2025-02-17 |  |  |  | CASE_LIST |  | 1 | site | MIR | 2025-02-17 | site | 0 | 1 | 1 | 2 | 5.8 | 0 | 5.8 | SIEMENS(SIM) |  | 1 | 1 | 0 | 1 | Flow 1: Port → Site | MIR | SIEMENS
780 | 477QGP51788236 / PS011 / 45185531 | HVDC-ADOPT-SIM-0019 | MIR | SCT-19LT-PRC-PO-004 | 13OP-03028.P.01.1248 | 1 | Outdoor | Connection Module Active | 467.2 | 157.2 | 224.8 | 16.5102 | 1165 | 1804 | Non Stackable | 8537 2099 | USD | 55035.54 | Elly Maersk | Germany | Hamburg | Khalifa port | 2024-10-11 | 2024-11-21 | [10 empty] | 2025-02-17 |  |  |  | CASE_LIST |  | 1 | site | MIR | 2025-02-17 | site | 0 | 1 | 1 | 2 | 7.34 | 0 | 7.34 | SIEMENS(SIM) |  | 1 | 1 | 0 | 1 | Flow 1: Port → Site | MIR | SIEMENS
781 | 477QGP51788236 / PS011 / 45185531 | HVDC-ADOPT-SIM-0019 | MIR | SCT-19LT-PRC-PO-004 | 13OP-03028.P.01.1148 | 1 | Outdoor | Connection Module Active | 327.2 | 177.2 | 174.8 | 10.1349 | 830 | 1279 | Non Stackable | 8537 2099 | USD | 55035.54 | Elly Maersk | Germany | Hamburg | Khalifa port | 2024-10-11 | 2024-11-21 | [10 empty] | 2025-02-17 |  |  |  | CASE_LIST |  | 1 | site | MIR | 2025-02-17 | site | 0 | 1 | 1 | 2 | 5.8 | 0 | 5.8 | SIEMENS(SIM) |  | 1 | 1 | 0 | 1 | Flow 1: Port → Site | MIR | SIEMENS
782 | 477QGP51788236 / PS011 / 45185531 | HVDC-ADOPT-SIM-0019 | MIR | SCT-19LT-PRC-PO-004 | 13OP-03028.P.01.1279 | 1 | Outdoor | Connection Module Active | 437.2 | 227.2 | 176.8 | 17.5619 | 820 | 1531 | Non Stackable | 8537 2099 | USD | 55035.54 | Elly Maersk | Germany | Hamburg | Khalifa port | 2024-10-11 | 2024-11-21 | [10 empty] | 2024-12-13 |  |  |  | CASE_LIST |  | 1 | site | MIR | 2024-12-13 | site | 0 | 1 | 1 | 2 | 9.93 | 0 | 9.93 | SIEMENS(SIM) |  | 1 | 1 | 0 | 1 | Flow 1: Port → Site | MIR | SIEMENS
783 | 477QGP51788236 / PS011 / 45185531 | HVDC-ADOPT-SIM-0019 | MIR | SCT-19LT-PRC-PO-004 | 13OP-03028.P.01.1222 | 1 | Outdoor | Connection Module Passive | 297.2 | 187.2 | 154.8 | 8.6124 | 1170 | 1597 | Non Stackable | 8537 2099 | USD | 55035.54 | Elly Maersk | Germany | Hamburg | Khalifa port | 2024-10-11 | 2024-11-21 | [10 empty] | 2025-02-19 |  |  |  | CASE_LIST |  | 1 | site | MIR | 2025-02-19 | site | 0 | 1 | 1 | 2 | 5.56 | 0 | 5.56 | SIEMENS(SIM) |  | 1 | 1 | 0 | 1 | Flow 1: Port → Site | MIR | SIEMENS
784 | 477QGP51788236 / PS011 / 45185531 | HVDC-ADOPT-SIM-0019 | MIR | SCT-19LT-PRC-PO-004 | 13OP-03028.P.01.1154 | 1 | Outdoor | Connection Module Active | 383.2 | 147.2 | 202.8 | 11.4393 | 925 | 1369 | Non Stackable | 8537 2099 | USD | 55035.54 | Elly Maersk | Germany | Hamburg | Khalifa port | 2024-10-11 | 2024-11-21 | [10 empty] | 2024-12-11 |  |  |  | CASE_LIST |  | 1 | site | MIR | 2024-12-11 | site | 0 | 1 | 1 | 2 | 5.64 | 0 | 5.64 | SIEMENS(SIM) |  | 1 | 1 | 0 | 1 | Flow 1: Port → Site | MIR | SIEMENS
785 | 477QGP51788236 / PS011 / 45185531 | HVDC-ADOPT-SIM-0019 | MIR | SCT-19LT-PRC-PO-004 | 13OP-03028.P.01.1157 | 1 | Outdoor | Connection Module Active | 317.2 | 167.2 | 174.8 | 9.2707 | 830 | 1252 | Non Stackable | 8537 2099 | USD | 55035.54 | Elly Maersk | Germany | Hamburg | Khalifa port | 2024-10-11 | 2024-11-21 | [10 empty] | 2025-01-31 |  |  |  | CASE_LIST |  | 1 | site | MIR | 2025-01-31 | site | 0 | 1 | 1 | 2 | 5.3 | 0 | 5.3 | SIEMENS(SIM) |  | 1 | 1 | 0 | 1 | Flow 1: Port → Site | MIR | SIEMENS
786 | 477QGP51788236 / PS011 / 45185531 | HVDC-ADOPT-SIM-0019 | MIR | SCT-19LT-PRC-PO-004 | 13OP-03028.P.01.1162 | 1 | Outdoor | Connection Module Active | 337.2 | 187.2 | 184.8 | 11.6653 | 900 | 1434 | Non Stackable | 8537 2099 | USD | 55035.54 | Elly Maersk | Germany | Hamburg | Khalifa port | 2024-10-11 | 2024-11-21 | [10 empty] | 2025-02-18 |  |  |  | CASE_LIST |  | 1 | site | MIR | 2025-02-18 | site | 0 | 1 | 1 | 2 | 6.31 | 0 | 6.31 | SIEMENS(SIM) |  | 1 | 1 | 0 | 1 | Flow 1: Port → Site | MIR | SIEMENS
787 | 477QGP51788236 / PS011 / 45185531 | HVDC-ADOPT-SIM-0019 | MIR | SCT-19LT-PRC-PO-004 | 13OP-03028.P.01.1262 | 1 | Outdoor | Connection Module Active | 257.2 | 157.2 | 166 | 6.7117 | 640 | 970 | Non Stackable | 8537 2099 | USD | 55035.54 | Elly Maersk | Germany | Hamburg | Khalifa port | 2024-10-11 | 2024-11-21 | [10 empty] | 2025-02-19 |  |  |  | CASE_LIST |  | 1 | site | MIR | 2025-02-19 | site | 0 | 1 | 1 | 2 | 4.04 | 0 | 4.04 | SIEMENS(SIM) |  | 1 | 1 | 0 | 1 | Flow 1: Port → Site | MIR | SIEMENS
788 | 477QGP51788236 / PS011 / 45185531 | HVDC-ADOPT-SIM-0019 | MIR | SCT-19LT-PRC-PO-004 | 13OP-03028.P.01.1245 | 1 | Outdoor | Connection Module Active | 507.2 | 227.2 | 176.8 | 20.3737 | 1000 | 1792 | Non Stackable | 8537 2099 | USD | 55035.54 | Elly Maersk | Germany | Hamburg | Khalifa port | 2024-10-11 | 2024-11-21 | [10 empty] | 2025-02-17 |  |  |  | CASE_LIST |  | 1 | site | MIR | 2025-02-17 | site | 0 | 1 | 1 | 2 | 11.52 | 0 | 11.52 | SIEMENS(SIM) |  | 1 | 1 | 0 | 1 | Flow 1: Port → Site | MIR | SIEMENS
789 | 477QGP51788236 / PS011 / 45185531 | HVDC-ADOPT-SIM-0019 | MIR | SCT-19LT-PRC-PO-004 | 13OP-03028.P.01.1256 | 1 | Outdoor | Voltage transformer | 133.2 | 117.2 | 190.8 | 2.9786 | 450 | 634 | Non Stackable | 8537 2099 | USD | 55035.54 | Elly Maersk | Germany | Hamburg | Khalifa port | 2024-10-11 | 2024-11-21 | [10 empty] | 2025-01-31 |  |  |  | CASE_LIST |  | 1 | site | MIR | 2025-01-31 | site | 0 | 1 | 1 | 2 | 1.56 | 0 | 1.56 | SIEMENS(SIM) |  | 1 | 1 | 0 | 1 | Flow 1: Port → Site | MIR | SIEMENS
790 | 477QGP51788236 / PS011 / 45185531 | HVDC-ADOPT-SIM-0019 | MIR | SCT-19LT-PRC-PO-004 | 13OP-03028.P.01.1194 | 1 | Outdoor | Connection Module Passive | 317.2 | 137.2 | 142.8 | 6.2146 | 765 | 1115 | Non Stackable | 8537 2099 | USD | 55035.54 | Elly Maersk | Germany | Hamburg | Khalifa port | 2024-10-11 | 2024-11-21 | [10 empty] | 2024-12-10 |  |  |  | CASE_LIST |  | 1 | site | MIR | 2024-12-10 | site | 0 | 1 | 1 | 2 | 4.35 | 0 | 4.35 | SIEMENS(SIM) |  | 1 | 1 | 0 | 1 | Flow 1: Port → Site | MIR | SIEMENS
791 | 477QGP51788236 / PS011 / 45185531 | HVDC-ADOPT-SIM-0019 | MIR | SCT-19LT-PRC-PO-004 | 13OP-03028.P.01.1260 | 1 | Outdoor | Connection Module Active | 397.2 | 197.2 | 164.8 | 12.9084 | 1055 | 1669 | Non Stackable | 8537 2099 | USD | 55035.54 | Elly Maersk | Germany | Hamburg | Khalifa port | 2024-10-11 | 2024-11-21 | [10 empty] | 2025-02-21 |  |  |  | CASE_LIST |  | 1 | site | MIR | 2025-02-21 | site | 0 | 1 | 1 | 2 | 7.83 | 0 | 7.83 | SIEMENS(SIM) |  | 1 | 1 | 0 | 1 | Flow 1: Port → Site | MIR | SIEMENS
792 | 477QGP51788236 / PS011 / 45185531 | HVDC-ADOPT-SIM-0019 | MIR | SCT-19LT-PRC-PO-004 | 13OP-03028.P.01.1181 | 1 | Outdoor | Pipe Module Short Indoor | 127.2 | 107.2 | 102.8 | 1.4018 | 90 | 195 | Non Stackable | 8537 2099 | USD | 55035.54 | Elly Maersk | Germany | Hamburg | Khalifa port | 2024-10-11 | 2024-11-21 | [10 empty] | 2024-12-11 |  |  |  | CASE_LIST |  | 1 | site | MIR | 2024-12-11 | site | 0 | 1 | 1 | 2 | 1.36 | 0 | 1.36 | SIEMENS(SIM) |  | 1 | 1 | 0 | 1 | Flow 1: Port → Site | MIR | SIEMENS
793 | 477QGP51788236 / PS011 / 45185531 | HVDC-ADOPT-SIM-0019 | MIR | SCT-19LT-PRC-PO-004 | 13OP-03028.P.01.1183 | 1 | Outdoor | Pipe Short Indoor | 277.2 | 147.2 | 124 | 5.0597 | 540 | 815 | Non Stackable | 8537 2099 | USD | 55035.54 | Elly Maersk | Germany | Hamburg | Khalifa port | 2024-10-11 | 2024-11-21 | [10 empty] | 2024-11-25 |  |  |  | CASE_LIST |  | 1 | site | MIR | 2024-11-25 | site | 0 | 1 | 1 | 2 | 4.08 | 0 | 4.08 | SIEMENS(SIM) |  | 1 | 1 | 0 | 1 | Flow 1: Port → Site | MIR | SIEMENS
794 | 477QGP51788236 / PS011 / 45185531 | HVDC-ADOPT-SIM-0019 | MIR | SCT-19LT-PRC-PO-004 | 13OP-03028.P.01.1240 | 1 | Outdoor | Connection Module Active | 317.2 | 207.2 | 154.8 | 10.174 | 735 | 1237 | Non Stackable | 8537 2099 | USD | 55035.54 | Elly Maersk | Germany | Hamburg | Khalifa port | 2024-10-11 | 2024-11-21 | [10 empty] | 2025-02-21 |  |  |  | CASE_LIST |  | 1 | site | MIR | 2025-02-21 | site | 0 | 1 | 1 | 2 | 6.57 | 0 | 6.57 | SIEMENS(SIM) |  | 1 | 1 | 0 | 1 | Flow 1: Port → Site | MIR | SIEMENS
795 | 477QGP51788236 / PS011 / 45185531 | HVDC-ADOPT-SIM-0019 | MIR | SCT-19LT-PRC-PO-004 | 13OP-03028.P.01.1141 | 1 | Outdoor | Accessories | 287.2 | 57.2 | 56 | 0.91996 | 30 | 126 | Non Stackable | 8537 2099 | USD | 55035.54 | Elly Maersk | Germany | Hamburg | Khalifa port | 2024-10-11 | 2024-11-21 | [10 empty] | 2025-01-31 |  |  |  | CASE_LIST |  | 1 | site | MIR | 2025-01-31 | site | 0 | 1 | 1 | 2 | 1.64 | 0 | 1.64 | SIEMENS(SIM) |  | 1 | 1 | 0 | 1 | Flow 1: Port → Site | MIR | SIEMENS
796 | 477QGP51788236 / PS011 / 45185531 | HVDC-ADOPT-SIM-0019 | MIR | SCT-19LT-PRC-PO-004 | 13OP-03028.P.01.1258 | 1 | Outdoor | Accessories | 287.2 | 57.2 | 66 | 1.0842 | 33 | 128 | Non Stackable | 8537 2099 | USD | 55035.54 | Elly Maersk | Germany | Hamburg | Khalifa port | 2024-10-11 | 2024-11-21 | [10 empty] | 2025-01-31 |  |  |  | CASE_LIST |  | 1 | site | MIR | 2025-01-31 | site | 0 | 1 | 1 | 2 | 1.64 | 0 | 1.64 | SIEMENS(SIM) |  | 1 | 1 | 0 | 1 | Flow 1: Port → Site | MIR | SIEMENS
797 | 477QGP51788236 / PS011 / 45185531 | HVDC-ADOPT-SIM-0019 | MIR | SCT-19LT-PRC-PO-004 | 13OP-03028.P.01.1259 | 1 | Outdoor | Accessories | 287.2 | 47.2 | 56 | 0.75913 | 38 | 118 | Non Stackable | 8537 2099 | USD | 55035.54 | Elly Maersk | Germany | Hamburg | Khalifa port | 2024-10-11 | 2024-11-21 | [10 empty] | 2025-01-31 |  |  |  | CASE_LIST |  | 1 | site | MIR | 2025-01-31 | site | 0 | 1 | 1 | 2 | 1.36 | 0 | 1.36 | SIEMENS(SIM) |  | 1 | 1 | 0 | 1 | Flow 1: Port → Site | MIR | SIEMENS
798 | 477QGP51788236 / PS011 / 45185531 | HVDC-ADOPT-SIM-0019 | MIR | SCT-19LT-PRC-PO-004 | 13OP-03028.P.01.1184 | 1 | Outdoor | Connection Module Passive | 437.2 | 197.2 | 134.8 | 11.6219 | 760 | 1379 | Non Stackable | 8537 2099 | USD | 55035.54 | Elly Maersk | Germany | Hamburg | Khalifa port | 2024-10-11 | 2024-11-21 | [10 empty] | 2024-11-25 |  |  |  | CASE_LIST |  | 1 | site | MIR | 2024-11-25 | site | 0 | 1 | 1 | 2 | 8.62 | 0 | 8.62 | SIEMENS(SIM) |  | 1 | 1 | 0 | 1 | Flow 1: Port → Site | MIR | SIEMENS
799 | 477QGP51788236 / PS011 / 45185531 | HVDC-ADOPT-SIM-0019 | MIR | SCT-19LT-PRC-PO-004 | 13OP-03028.P.01.1188 | 1 | Outdoor | Connection Module Passive | 437.2 | 207.2 | 134.8 | 12.2112 | 760 | 1372 | Non Stackable | 8537 2099 | USD | 55035.54 | Elly Maersk | Germany | Hamburg | Khalifa port | 2024-10-11 | 2024-11-21 | [10 empty] | 2024-12-10 |  |  |  | CASE_LIST |  | 1 | site | MIR | 2024-12-10 | site | 0 | 1 | 1 | 2 | 9.06 | 0 | 9.06 | SIEMENS(SIM) |  | 1 | 1 | 0 | 1 | Flow 1: Port → Site | MIR | SIEMENS
800 | 477QGP51788236 / PS011 / 45185531 | HVDC-ADOPT-SIM-0019 | MIR | SCT-19LT-PRC-PO-004 | 13OP-03028.P.01.1214 | 1 | Outdoor | Connection Module Passive | 547.2 | 137.2 | 134.8 | 10.1202 | 550 | 1061 | Non Stackable | 8537 2099 | USD | 55035.54 | Elly Maersk | Germany | Hamburg | Khalifa port | 2024-10-11 | 2024-11-21 | [10 empty] | 2024-12-11 |  |  |  | CASE_LIST |  | 1 | site | MIR | 2024-12-11 | site | 0 | 1 | 1 | 2 | 7.51 | 0 | 7.51 | SIEMENS(SIM) |  | 1 | 1 | 0 | 1 | Flow 1: Port → Site | MIR | SIEMENS
801 | 477QGP51788236 / PS011 / 45185531 | HVDC-ADOPT-SIM-0019 | MIR | SCT-19LT-PRC-PO-004 | 13OP-03028.P.01.1215 | 1 | Outdoor | Connection Module Passive | 547.2 | 137.2 | 134.8 | 10.1202 | 550 | 1054 | Non Stackable | 8537 2099 | USD | 55035.54 | Elly Maersk | Germany | Hamburg | Khalifa port | 2024-10-11 | 2024-11-21 | [10 empty] | 2024-12-13 |  |  |  | CASE_LIST |  | 1 | site | MIR | 2024-12-13 | site | 0 | 1 | 1 | 2 | 7.51 | 0 | 7.51 | SIEMENS(SIM) |  | 1 | 1 | 0 | 1 | Flow 1: Port → Site | MIR | SIEMENS
802 | 477QGP51788236 / PS011 / 45185531 | HVDC-ADOPT-SIM-0019 | MIR | SCT-19LT-PRC-PO-004 | 13OP-03028.P.01.1216 | 1 | Outdoor | Connection Module Passive | 547.2 | 147.2 | 134.8 | 10.8578 | 550 | 1062 | Non Stackable | 8537 2099 | USD | 55035.54 | Elly Maersk | Germany | Hamburg | Khalifa port | 2024-10-11 | 2024-11-21 | [10 empty] | 2024-12-10 |  |  |  | CASE_LIST |  | 1 | site | MIR | 2024-12-10 | site | 0 | 1 | 1 | 2 | 8.05 | 0 | 8.05 | SIEMENS(SIM) |  | 1 | 1 | 0 | 1 | Flow 1: Port → Site | MIR | SIEMENS
803 | 477QGP51788236 / PS011 / 45185531 | HVDC-ADOPT-SIM-0019 | MIR | SCT-19LT-PRC-PO-004 | 13OP-03028.P.01.1257 | 1 | Outdoor | accessories | 277.2 | 57.2 | 66 | 1.0465 | 38 | 132 | Non Stackable | 8537 2099 | USD | 55035.54 | Elly Maersk | Germany | Hamburg | Khalifa port | 2024-10-11 | 2024-11-21 | [10 empty] | 2024-12-13 |  |  |  | CASE_LIST |  | 1 | site | MIR | 2024-12-13 | site | 0 | 1 | 1 | 2 | 1.59 | 0 | 1.59 | SIEMENS(SIM) |  | 1 | 1 | 0 | 1 | Flow 1: Port → Site | MIR | SIEMENS
804 | 477QGP51788236 / PS011 / 45185531 | HVDC-ADOPT-SIM-0019 | MIR | SCT-19LT-PRC-PO-004 | 13OP-03028.P.01.1189 | 1 | Outdoor | Pipe Module Short Indoor | 127.2 | 107.2 | 102.8 | 1.4018 | 100 | 205 | Non Stackable | 8537 2099 | USD | 55035.54 | Elly Maersk | Germany | Hamburg | Khalifa port | 2024-10-11 | 2024-11-21 | [10 empty] | 2024-12-11 |  |  |  | CASE_LIST |  | 1 | site | MIR | 2024-12-11 | site | 0 | 1 | 1 | 2 | 1.36 | 0 | 1.36 | SIEMENS(SIM) |  | 1 | 1 | 0 | 1 | Flow 1: Port → Site | MIR | SIEMENS
805 | 477QGP51788236 / PS011 / 45185531 | HVDC-ADOPT-SIM-0019 | MIR | SCT-19LT-PRC-PO-004 | 13OP-03028.P.01.1207 | 1 | Outdoor | Connection Module Passive | 338 | 107.2 | 134 | 4.8553 | 480 | 741 | Non Stackable | 8537 2099 | USD | 55035.54 | Elly Maersk | Germany | Hamburg | Khalifa port | 2024-10-11 | 2024-11-21 | [10 empty] | 2024-12-12 |  |  |  | CASE_LIST |  | 1 | site | MIR | 2024-12-12 | site | 0 | 1 | 1 | 2 | 3.62 | 0 | 3.62 | SIEMENS(SIM) |  | 1 | 1 | 0 | 1 | Flow 1: Port → Site | MIR | SIEMENS
806 | 477QGP51788236 / PS011 / 45185531 | HVDC-ADOPT-SIM-0019 | MIR | SCT-19LT-PRC-PO-004 | 13OP-03028.P.01.1209 | 1 | Outdoor | Connection Module Passive | 357.2 | 192.2 | 149.8 | 10.2843 | 960 | 1471 | Non Stackable | 8537 2099 | USD | 55035.54 | Elly Maersk | Germany | Hamburg | Khalifa port | 2024-10-11 | 2024-11-21 | [10 empty] | 2024-12-12 |  |  |  | CASE_LIST |  | 1 | site | MIR | 2024-12-12 | site | 0 | 1 | 1 | 2 | 6.87 | 0 | 6.87 | SIEMENS(SIM) |  | 1 | 1 | 0 | 1 | Flow 1: Port → Site | MIR | SIEMENS
807 | 477QGP51788236 / PS011 / 45185531 | HVDC-ADOPT-SIM-0019 | MIR | SCT-19LT-PRC-PO-004 | 13OP-03028.P.01.1210 | 1 | Outdoor | Connection Module Passive | 337.2 | 107.2 | 134 | 4.8438 | 480 | 741 | Non Stackable | 8537 2099 | USD | 55035.54 | Elly Maersk | Germany | Hamburg | Khalifa port | 2024-10-11 | 2024-11-21 | [10 empty] | 2024-12-11 |  |  |  | CASE_LIST |  | 1 | site | MIR | 2024-12-11 | site | 0 | 1 | 1 | 2 | 3.61 | 0 | 3.61 | SIEMENS(SIM) |  | 1 | 1 | 0 | 1 | Flow 1: Port → Site | MIR | SIEMENS
808 | 477QGP51788247 / PS011 / 45185533 | HVDC-ADOPT-SIM-0019 | MIR | SCT-19LT-PRC-PO-004 | 13OP-03028.P.01.1135 | 1 | Outdoor | Durascripptfolie 7883HL | 37 | 27 | 27 | 0.026973 | 0.4 | 4.05 | Non Stackable | 8537 2099 | USD | 30457.41 | Elly Maersk | Germany | Hamburg | Khalifa port | 2024-10-11 | 2024-11-21 | [10 empty] | 2025-01-31 |  |  |  | CASE_LIST |  | 1 | site | MIR | 2025-01-31 | site | 0 | 1 | 1 | 2 | 0.1 | 0 | 0.1 | SIEMENS(SIM) |  | 1 | 1 | 0 | 1 | Flow 1: Port → Site | MIR | SIEMENS
809 | 477QGP51788247 / PS011 / 45185533 | HVDC-ADOPT-SIM-0019 | MIR | SCT-19LT-PRC-PO-004 | 13OP-03028.P.01.1176 | 1 | Outdoor | Connection Module Passive | 187.2 | 137.2 | 124 | 3.1848 | 250 | 439 | Non Stackable | 8537 2099 | USD | 30457.41 | Elly Maersk | Germany | Hamburg | Khalifa port | 2024-10-11 | 2024-11-21 | [10 empty] | 2024-11-25 |  |  |  | CASE_LIST |  | 1 | site | MIR | 2024-11-25 | site | 0 | 1 | 1 | 2 | 2.57 | 0 | 2.57 | SIEMENS(SIM) |  | 1 | 1 | 0 | 1 | Flow 1: Port → Site | MIR | SIEMENS
810 | 477QGP51788247 / PS011 / 45185533 | HVDC-ADOPT-SIM-0019 | MIR | SCT-19LT-PRC-PO-004 | 13OP-03028.P.01.1205 | 1 | Outdoor | Connection Module Passive | 237.2 | 117.2 | 154 | 4.2812 | 270 | 484 | Non Stackable | 8537 2099 | USD | 30457.41 | Elly Maersk | Germany | Hamburg | Khalifa port | 2024-10-11 | 2024-11-21 | [10 empty] | 2024-12-12 |  |  |  | CASE_LIST |  | 1 | site | MIR | 2024-12-12 | site | 0 | 1 | 1 | 2 | 2.78 | 0 | 2.78 | SIEMENS(SIM) |  | 1 | 1 | 0 | 1 | Flow 1: Port → Site | MIR | SIEMENS
811 | 477QGP51788247 / PS011 / 45185533 | HVDC-ADOPT-SIM-0019 | MIR | SCT-19LT-PRC-PO-004 | 13OP-03028.P.01.1226 | 1 | Outdoor | Accessories | 297.2 | 57.2 | 66 | 1.122 | 30 | 138 | Non Stackable | 8537 2099 | USD | 30457.41 | Elly Maersk | Germany | Hamburg | Khalifa port | 2024-10-11 | 2024-11-21 | [10 empty] | 2025-01-31 |  |  |  | CASE_LIST |  | 1 | site | MIR | 2025-01-31 | site | 0 | 1 | 1 | 2 | 1.7 | 0 | 1.7 | SIEMENS(SIM) |  | 1 | 1 | 0 | 1 | Flow 1: Port → Site | MIR | SIEMENS
812 | 477QGP51788247 / PS011 / 45185533 | HVDC-ADOPT-SIM-0019 | MIR | SCT-19LT-PRC-PO-004 | 13OP-03028.P.01.1227 | 1 | Outdoor | Accessories | 297.2 | 57.2 | 66 | 1.122 | 30 | 138 | Non Stackable | 8537 2099 | USD | 30457.41 | Elly Maersk | Germany | Hamburg | Khalifa port | 2024-10-11 | 2024-11-21 | [10 empty] | 2025-01-31 |  |  |  | CASE_LIST |  | 1 | site | MIR | 2025-01-31 | site | 0 | 1 | 1 | 2 | 1.7 | 0 | 1.7 | SIEMENS(SIM) |  | 1 | 1 | 0 | 1 | Flow 1: Port → Site | MIR | SIEMENS
813 | 477QGP51788247 / PS011 / 45185533 | HVDC-ADOPT-SIM-0019 | MIR | SCT-19LT-PRC-PO-004 | 13OP-03028.P.01.1277 | 1 | Outdoor | Accessories | 307.2 | 127.2 | 64 | 2.5009 | 167 | 360 | Non Stackable | 8537 2099 | USD | 30457.41 | Elly Maersk | Germany | Hamburg | Khalifa port | 2024-10-11 | 2024-11-21 | [10 empty] | 2024-12-13 |  |  |  | CASE_LIST |  | 1 | site | MIR | 2024-12-13 | site | 0 | 1 | 1 | 2 | 3.91 | 0 | 3.91 | SIEMENS(SIM) |  | 1 | 1 | 0 | 1 | Flow 1: Port → Site | MIR | SIEMENS
814 | 477QGP51788247 / PS011 / 45185533 | HVDC-ADOPT-SIM-0019 | MIR | SCT-19LT-PRC-PO-004 | 13OP-03028.P.01.1175 | 1 | Outdoor | Connection Module Passive | 187.2 | 167.2 | 105 | 3.2865 | 360 | 609 | Non Stackable | 8537 2099 | USD | 30457.41 | Elly Maersk | Germany | Hamburg | Khalifa port | 2024-10-11 | 2024-11-21 | [10 empty] | 2024-11-25 |  |  |  | CASE_LIST |  | 1 | site | MIR | 2024-11-25 | site | 0 | 1 | 1 | 2 | 3.13 | 0 | 3.13 | SIEMENS(SIM) |  | 1 | 1 | 0 | 1 | Flow 1: Port → Site | MIR | SIEMENS
815 | 477QGP51788247 / PS011 / 45185533 | HVDC-ADOPT-SIM-0019 | MIR | SCT-19LT-PRC-PO-004 | 13OP-03028.P.01.1208 | 1 | Outdoor | Connection Module Passive | 217.2 | 107.2 | 142.5 | 3.3179 | 270 | 441 | Non Stackable | 8537 2099 | USD | 30457.41 | Elly Maersk | Germany | Hamburg | Khalifa port | 2024-10-11 | 2024-11-21 | [10 empty] | 2024-12-12 |  |  |  | CASE_LIST |  | 1 | site | MIR | 2024-12-12 | site | 0 | 1 | 1 | 2 | 2.33 | 0 | 2.33 | SIEMENS(SIM) |  | 1 | 1 | 0 | 1 | Flow 1: Port → Site | MIR | SIEMENS
816 | 477QGP51788247 / PS011 / 45185533 | HVDC-ADOPT-SIM-0019 | MIR | SCT-19LT-PRC-PO-004 | 13OP-03028.P.01.1211 | 1 | Outdoor | Connection Module Passive | 197.2 | 137.2 | 134 | 3.6255 | 260 | 461 | Non Stackable | 8537 2099 | USD | 30457.41 | Elly Maersk | Germany | Hamburg | Khalifa port | 2024-10-11 | 2024-11-21 | [10 empty] | 2024-12-10 |  |  |  | CASE_LIST |  | 1 | site | MIR | 2024-12-10 | site | 0 | 1 | 1 | 2 | 2.71 | 0 | 2.71 | SIEMENS(SIM) |  | 1 | 1 | 0 | 1 | Flow 1: Port → Site | MIR | SIEMENS
817 | 477QGP51788247 / PS011 / 45185533 | HVDC-ADOPT-SIM-0019 | MIR | SCT-19LT-PRC-PO-004 | 13OP-03028.P.01.1212 | 1 | Outdoor | Connection Module Passive | 197.2 | 137.2 | 134 | 3.6255 | 260 | 463 | Non Stackable | 8537 2099 | USD | 30457.41 | Elly Maersk | Germany | Hamburg | Khalifa port | 2024-10-11 | 2024-11-21 | [10 empty] | 2024-12-13 |  |  |  | CASE_LIST |  | 1 | site | MIR | 2024-12-13 | site | 0 | 1 | 1 | 2 | 2.71 | 0 | 2.71 | SIEMENS(SIM) |  | 1 | 1 | 0 | 1 | Flow 1: Port → Site | MIR | SIEMENS
818 | 477QGP51788247 / PS011 / 45185533 | HVDC-ADOPT-SIM-0019 | MIR | SCT-19LT-PRC-PO-004 | 13OP-03028.P.01.1221 | 1 | Outdoor | Connection Module Passive | 187.2 | 147.2 | 114 | 3.1414 | 360 | 551 | Non Stackable | 8537 2099 | USD | 30457.41 | Elly Maersk | Germany | Hamburg | Khalifa port | 2024-10-11 | 2024-11-21 | [10 empty] | 2024-12-13 |  |  |  | CASE_LIST |  | 1 | site | MIR | 2024-12-13 | site | 0 | 1 | 1 | 2 | 2.76 | 0 | 2.76 | SIEMENS(SIM) |  | 1 | 1 | 0 | 1 | Flow 1: Port → Site | MIR | SIEMENS
819 | 477QGP51788247 / PS011 / 45185533 | HVDC-ADOPT-SIM-0019 | MIR | SCT-19LT-PRC-PO-004 | 13OP-03028.P.01.1269 | 1 | Outdoor | Connection Module Active | 203.2 | 177.2 | 160.8 | 5.7899 | 520 | 821 | Non Stackable | 8537 2099 | USD | 30457.41 | Elly Maersk | Germany | Hamburg | Khalifa port | 2024-10-11 | 2024-11-21 | [10 empty] | 2024-12-12 |  |  |  | CASE_LIST |  | 1 | site | MIR | 2024-12-12 | site | 0 | 1 | 1 | 2 | 3.6 | 0 | 3.6 | SIEMENS(SIM) |  | 1 | 1 | 0 | 1 | Flow 1: Port → Site | MIR | SIEMENS
820 | 477QGP51788247 / PS011 / 45185533 | HVDC-ADOPT-SIM-0019 | MIR | SCT-19LT-PRC-PO-004 | 13OP-03028.P.01.1270 | 1 | Outdoor | Connection Module Active | 297.2 | 157.2 | 154.8 | 7.2322 | 660 | 1019 | Non Stackable | 8537 2099 | USD | 30457.41 | Elly Maersk | Germany | Hamburg | Khalifa port | 2024-10-11 | 2024-11-21 | [10 empty] | 2025-01-31 |  |  |  | CASE_LIST |  | 1 | site | MIR | 2025-01-31 | site | 0 | 1 | 1 | 2 | 4.67 | 0 | 4.67 | SIEMENS(SIM) |  | 1 | 1 | 0 | 1 | Flow 1: Port → Site | MIR | SIEMENS
821 | 477QGP51788247 / PS011 / 45185533 | HVDC-ADOPT-SIM-0019 | MIR | SCT-19LT-PRC-PO-004 | 13OP-03028.P.01.1271 | 1 | Outdoor | Connection Module Active | 243.2 | 157.2 | 152.8 | 5.8417 | 610 | 912 | Non Stackable | 8537 2099 | USD | 30457.41 | Elly Maersk | Germany | Hamburg | Khalifa port | 2024-10-11 | 2024-11-21 | [10 empty] | 2025-01-31 |  |  |  | CASE_LIST |  | 1 | site | MIR | 2025-01-31 | site | 0 | 1 | 1 | 2 | 3.82 | 0 | 3.82 | SIEMENS(SIM) |  | 1 | 1 | 0 | 1 | Flow 1: Port → Site | MIR | SIEMENS
822 | 477QGP51788247 / PS011 / 45185533 | HVDC-ADOPT-SIM-0019 | MIR | SCT-19LT-PRC-PO-004 | 13OP-03028.P.01.1278 | 1 | Outdoor | Connection Module Active | 277.2 | 147.2 | 182.8 | 7.4589 | 650 | 971 | Non Stackable | 8537 2099 | USD | 30457.41 | Elly Maersk | Germany | Hamburg | Khalifa port | 2024-10-11 | 2024-11-21 | [10 empty] | 2024-12-12 |  |  |  | CASE_LIST |  | 1 | site | MIR | 2024-12-12 | site | 0 | 1 | 1 | 2 | 4.08 | 0 | 4.08 | SIEMENS(SIM) |  | 1 | 1 | 0 | 1 | Flow 1: Port → Site | MIR | SIEMENS
823 | 477QGP51788247 / PS011 / 45185533 | HVDC-ADOPT-SIM-0019 | MIR | SCT-19LT-PRC-PO-004 | 13OP-03028.P.01.1225 | 1 | Outdoor | Accessories | 297.2 | 87.2 | 74 | 1.9178 | 56 | 216 | Non Stackable | 8537 2099 | USD | 30457.41 | Elly Maersk | Germany | Hamburg | Khalifa port | 2024-10-11 | 2024-11-21 | [10 empty] | 2024-12-10 |  |  |  | CASE_LIST |  | 1 | site | MIR | 2024-12-10 | site | 0 | 1 | 1 | 2 | 2.59 | 0 | 2.59 | SIEMENS(SIM) |  | 1 | 1 | 0 | 1 | Flow 1: Port → Site | MIR | SIEMENS
824 | 477QGP51788247 / PS011 / 45185533 | HVDC-ADOPT-SIM-0019 | MIR | SCT-19LT-PRC-PO-004 | 13OP-03028.P.01.1272 | 1 | Outdoor | Accessories | 287.2 | 77.2 | 74 | 1.6407 | 70 | 229 | Non Stackable | 8537 2099 | USD | 30457.41 | Elly Maersk | Germany | Hamburg | Khalifa port | 2024-10-11 | 2024-11-21 | [10 empty] | 2024-12-10 |  |  |  | CASE_LIST |  | 1 | site | MIR | 2024-12-10 | site | 0 | 1 | 1 | 2 | 2.22 | 0 | 2.22 | SIEMENS(SIM) |  | 1 | 1 | 0 | 1 | Flow 1: Port → Site | MIR | SIEMENS
825 | 477QGP51788247 / PS011 / 45185533 | HVDC-ADOPT-SIM-0019 | MIR | SCT-19LT-PRC-PO-004 | 13OP-03028.P.01.1238 | 1 | Outdoor | Connection Module Active | 257.2 | 147.2 | 144 | 5.4518 | 590 | 862 | Non Stackable | 8537 2099 | USD | 30457.41 | Elly Maersk | Germany | Hamburg | Khalifa port | 2024-10-11 | 2024-11-21 | [10 empty] | 2024-12-11 |  |  |  | CASE_LIST |  | 1 | site | MIR | 2024-12-11 | site | 0 | 1 | 1 | 2 | 3.79 | 0 | 3.79 | SIEMENS(SIM) |  | 1 | 1 | 0 | 1 | Flow 1: Port → Site | MIR | SIEMENS
826 | 477QGP51788247 / PS011 / 45185533 | HVDC-ADOPT-SIM-0019 | MIR | SCT-19LT-PRC-PO-004 | 13OP-03028.P.01.1145 | 1 | Outdoor | Connection Module Active | 277.2 | 177.2 | 164.8 | 8.095 | 630 | 1011 | Non Stackable | 8537 2099 | USD | 30457.41 | Elly Maersk | Germany | Hamburg | Khalifa port | 2024-10-11 | 2024-11-21 | [10 empty] | 2025-02-18 |  |  |  | CASE_LIST |  | 1 | site | MIR | 2025-02-18 | site | 0 | 1 | 1 | 2 | 4.91 | 0 | 4.91 | SIEMENS(SIM) |  | 1 | 1 | 0 | 1 | Flow 1: Port → Site | MIR | SIEMENS
827 | 477QGP51788247 / PS011 / 45185533 | HVDC-ADOPT-SIM-0019 | MIR | SCT-19LT-PRC-PO-004 | 13OP-03028.P.01.1237 | 1 | Outdoor | Connection Module Active | 277.2 | 147.2 | 172.8 | 7.0509 | 630 | 938 | Non Stackable | 8537 2099 | USD | 30457.41 | Elly Maersk | Germany | Hamburg | Khalifa port | 2024-10-11 | 2024-11-21 | [10 empty] | 2025-01-31 |  |  |  | CASE_LIST |  | 1 | site | MIR | 2025-01-31 | site | 0 | 1 | 1 | 2 | 4.08 | 0 | 4.08 | SIEMENS(SIM) |  | 1 | 1 | 0 | 1 | Flow 1: Port → Site | MIR | SIEMENS
828 | 477QGP51788247 / PS011 / 45185533 | HVDC-ADOPT-SIM-0019 | MIR | SCT-19LT-PRC-PO-004 | 13OP-03028.P.01.1253 | 1 | Outdoor | Connection Module Active | 263.2 | 177.2 | 252.8 | 11.7904 | 650 | 1078 | Non Stackable | 8537 2099 | USD | 30457.41 | Elly Maersk | Germany | Hamburg | Khalifa port | 2024-10-11 | 2024-11-21 | [10 empty] | 2024-12-13 |  |  |  | CASE_LIST |  | 1 | site | MIR | 2024-12-13 | site | 0 | 1 | 1 | 2 | 4.66 | 0 | 4.66 | SIEMENS(SIM) |  | 1 | 1 | 0 | 1 | Flow 1: Port → Site | MIR | SIEMENS
829 | 477QGP51788247 / PS011 / 45185533 | HVDC-ADOPT-SIM-0019 | MIR | SCT-19LT-PRC-PO-004 | 13OP-03028.P.01.1149 | 1 | Outdoor | Connection Module Active | 317.2 | 147.2 | 142.8 | 6.6676 | 700 | 1015 | Non Stackable | 8537 2099 | USD | 30457.41 | Elly Maersk | Germany | Hamburg | Khalifa port | 2024-10-11 | 2024-11-21 | [10 empty] | 2024-12-11 |  |  |  | CASE_LIST |  | 1 | site | MIR | 2024-12-11 | site | 0 | 1 | 1 | 2 | 4.67 | 0 | 4.67 | SIEMENS(SIM) |  | 1 | 1 | 0 | 1 | Flow 1: Port → Site | MIR | SIEMENS
830 | 477QGP51788247 / PS011 / 45185533 | HVDC-ADOPT-SIM-0019 | MIR | SCT-19LT-PRC-PO-004 | 13OP-03028.P.01.1180 | 1 | Outdoor | Connection Module Passive | 32.2 | 137.2 | 142.8 | 0.63087 | 765 | 1108 | Non Stackable | 8537 2099 | USD | 30457.41 | Elly Maersk | Germany | Hamburg | Khalifa port | 2024-10-11 | 2024-11-21 | [10 empty] | 2024-12-11 |  |  |  | CASE_LIST |  | 1 | site | MIR | 2024-12-11 | site | 0 | 1 | 1 | 2 | 0.44 | 0 | 0.44 | SIEMENS(SIM) |  | 1 | 1 | 0 | 1 | Flow 1: Port → Site | MIR | SIEMENS
831 | 477QGP51788247 / PS011 / 45185533 | HVDC-ADOPT-SIM-0019 | MIR | SCT-19LT-PRC-PO-004 | 13OP-03028.P.01.1264 | 1 | Outdoor | Connection Module Active | 287.2 | 157.2 | 164 | 7.4042 | 710 | 1035 | Non Stackable | 8537 2099 | USD | 30457.41 | Elly Maersk | Germany | Hamburg | Khalifa port | 2024-10-11 | 2024-11-21 | [10 empty] | 2024-12-13 |  |  |  | CASE_LIST |  | 1 | site | MIR | 2024-12-13 | site | 0 | 1 | 1 | 2 | 4.51 | 0 | 4.51 | SIEMENS(SIM) |  | 1 | 1 | 0 | 1 | Flow 1: Port → Site | MIR | SIEMENS
832 | 477QGP51788247 / PS011 / 45185533 | HVDC-ADOPT-SIM-0019 | MIR | SCT-19LT-PRC-PO-004 | 13OP-03028.P.01.1265 | 1 | Outdoor | Connection Module Active | 317.2 | 157.2 | 164 | 8.1777 | 710 | 1059 | Non Stackable | 8537 2099 | USD | 30457.41 | Elly Maersk | Germany | Hamburg | Khalifa port | 2024-10-11 | 2024-11-21 | [10 empty] | 2025-02-17 |  |  |  | CASE_LIST |  | 1 | site | MIR | 2025-02-17 | site | 0 | 1 | 1 | 2 | 4.99 | 0 | 4.99 | SIEMENS(SIM) |  | 1 | 1 | 0 | 1 | Flow 1: Port → Site | MIR | SIEMENS
833 | 477QGP51788247 / PS011 / 45185533 | HVDC-ADOPT-SIM-0019 | MIR | SCT-19LT-PRC-PO-004 | 13OP-03028.P.01.1273 | 1 | Outdoor | Accessories | 287.2 | 117.2 | 74 | 2.4908 | 103 | 309 | Non Stackable | 8537 2099 | USD | 30457.41 | Elly Maersk | Germany | Hamburg | Khalifa port | 2024-10-11 | 2024-11-21 | [10 empty] | 2024-12-11 |  |  |  | CASE_LIST |  | 1 | site | MIR | 2024-12-11 | site | 0 | 1 | 1 | 2 | 3.37 | 0 | 3.37 | SIEMENS(SIM) |  | 1 | 1 | 0 | 1 | Flow 1: Port → Site | MIR | SIEMENS
834 | 477QGP51788247 / PS011 / 45185533 | HVDC-ADOPT-SIM-0019 | MIR | SCT-19LT-PRC-PO-004 | 13OP-03028.P.01.1163 | 1 | Outdoor | Connection Module Active | 317.2 | 157.2 | 170.8 | 8.5167 | 680 | 1036 | Non Stackable | 8537 2099 | USD | 30457.41 | Elly Maersk | Germany | Hamburg | Khalifa port | 2024-10-11 | 2024-11-21 | [10 empty] | 2024-11-25 |  |  |  | CASE_LIST |  | 1 | site | MIR | 2024-11-25 | site | 0 | 1 | 1 | 2 | 4.99 | 0 | 4.99 | SIEMENS(SIM) |  | 1 | 1 | 0 | 1 | Flow 1: Port → Site | MIR | SIEMENS
835 | 477QGP51788247 / PS011 / 45185533 | HVDC-ADOPT-SIM-0019 | MIR | SCT-19LT-PRC-PO-004 | 13OP-03028.P.01.1164 | 1 | Outdoor | Connection Module Active | 307.2 | 157.2 | 150.8 | 7.2824 | 675 | 992 | Non Stackable | 8537 2099 | USD | 30457.41 | Elly Maersk | Germany | Hamburg | Khalifa port | 2024-10-11 | 2024-11-21 | [10 empty] | 2024-12-12 |  |  |  | CASE_LIST |  | 1 | site | MIR | 2024-12-12 | site | 0 | 1 | 1 | 2 | 4.83 | 0 | 4.83 | SIEMENS(SIM) |  | 1 | 1 | 0 | 1 | Flow 1: Port → Site | MIR | SIEMENS
836 | 477QGP51788247 / PS011 / 45185533 | HVDC-ADOPT-SIM-0019 | MIR | SCT-19LT-PRC-PO-004 | 13OP-03028.P.01.1206 | 1 | Outdoor | Connection Module Passive | 233.2 | 187.2 | 162.8 | 7.107 | 540 | 892 | Non Stackable | 8537 2099 | USD | 30457.41 | Elly Maersk | Germany | Hamburg | Khalifa port | 2024-10-11 | 2024-11-21 | [10 empty] | 2025-01-31 |  |  |  | CASE_LIST |  | 1 | site | MIR | 2025-01-31 | site | 0 | 1 | 1 | 2 | 4.37 | 0 | 4.37 | SIEMENS(SIM) |  | 1 | 1 | 0 | 1 | Flow 1: Port → Site | MIR | SIEMENS
837 | 477QGP51788247 / PS011 / 45185533 | HVDC-ADOPT-SIM-0019 | MIR | SCT-19LT-PRC-PO-004 | 13OP-03028.P.01.1261 | 1 | Outdoor | Connection Module Active | 257.2 | 157.2 | 154 | 6.2265 | 635 | 913 | Non Stackable | 8537 2099 | USD | 30457.41 | Elly Maersk | Germany | Hamburg | Khalifa port | 2024-10-11 | 2024-11-21 | [10 empty] | 2024-12-12 |  |  |  | CASE_LIST |  | 1 | site | MIR | 2024-12-12 | site | 0 | 1 | 1 | 2 | 4.04 | 0 | 4.04 | SIEMENS(SIM) |  | 1 | 1 | 0 | 1 | Flow 1: Port → Site | MIR | SIEMENS
838 | 477QGP51788247 / PS011 / 45185533 | HVDC-ADOPT-SIM-0019 | MIR | SCT-19LT-PRC-PO-004 | 13OP-03028.P.01.1155 | 1 | Outdoor | Connection Module Active | 283.2 | 147.2 | 190.8 | 7.9539 | 700 | 1014 | Non Stackable | 8537 2099 | USD | 30457.41 | Elly Maersk | Germany | Hamburg | Khalifa port | 2024-10-11 | 2024-11-21 | [10 empty] | 2024-12-10 |  |  |  | CASE_LIST |  | 1 | site | MIR | 2024-12-10 | site | 0 | 1 | 1 | 2 | 4.17 | 0 | 4.17 | SIEMENS(SIM) |  | 1 | 1 | 0 | 1 | Flow 1: Port → Site | MIR | SIEMENS
839 | 477QGP51788247 / PS011 / 45185533 | HVDC-ADOPT-SIM-0019 | MIR | SCT-19LT-PRC-PO-004 | 13OP-03028.P.01.1263 | 1 | Outdoor | Connection Module Active | 247.2 | 147.2 | 164 | 5.9676 | 600 | 880 | Non Stackable | 8537 2099 | USD | 30457.41 | Elly Maersk | Germany | Hamburg | Khalifa port | 2024-10-11 | 2024-11-21 | [10 empty] | 2025-01-31 |  |  |  | CASE_LIST |  | 1 | site | MIR | 2025-01-31 | site | 0 | 1 | 1 | 2 | 3.64 | 0 | 3.64 | SIEMENS(SIM) |  | 1 | 1 | 0 | 1 | Flow 1: Port → Site | MIR | SIEMENS
840 | 477QGP51788247 / PS011 / 45185533 | HVDC-ADOPT-SIM-0019 | MIR | SCT-19LT-PRC-PO-004 | 13OP-03028.P.01.1190 | 1 | Outdoor | Pipe Module Short Indoor | 127.2 | 107.2 | 102.8 | 1.4018 | 90 | 195 | Non Stackable | 8537 2099 | USD | 30457.41 | Elly Maersk | Germany | Hamburg | Khalifa port | 2024-10-11 | 2024-11-21 | [10 empty] | 2024-12-11 |  |  |  | CASE_LIST |  | 1 | site | MIR | 2024-12-11 | site | 0 | 1 | 1 | 2 | 1.36 | 0 | 1.36 | SIEMENS(SIM) |  | 1 | 1 | 0 | 1 | Flow 1: Port → Site | MIR | SIEMENS
841 | 477QGP51788247 / PS011 / 45185533 | HVDC-ADOPT-SIM-0019 | MIR | SCT-19LT-PRC-PO-004 | 13OP-03028.P.01.1192 | 1 | Outdoor | Pipe Module Short Indoor | 127.2 | 107.2 | 102.8 | 1.4018 | 90 | 195 | Non Stackable | 8537 2099 | USD | 30457.41 | Elly Maersk | Germany | Hamburg | Khalifa port | 2024-10-11 | 2024-11-21 | [10 empty] | 2024-12-11 |  |  |  | CASE_LIST |  | 1 | site | MIR | 2024-12-11 | site | 0 | 1 | 1 | 2 | 1.36 | 0 | 1.36 | SIEMENS(SIM) |  | 1 | 1 | 0 | 1 | Flow 1: Port → Site | MIR | SIEMENS
842 | 477QGP51788247 / PS011 / 45185533 | HVDC-ADOPT-SIM-0019 | MIR | SCT-19LT-PRC-PO-004 | 13OP-03028.P.01.1213 | 1 | Outdoor | Connection Module Passive | 137.2 | 97.2 | 142.8 | 1.9044 | 260 | 383 | Non Stackable | 8537 2099 | USD | 30457.41 | Elly Maersk | Germany | Hamburg | Khalifa port | 2024-10-11 | 2024-11-21 | [10 empty] | 2024-12-12 |  |  |  | CASE_LIST |  | 1 | site | MIR | 2024-12-12 | site | 0 | 1 | 1 | 2 | 1.33 | 0 | 1.33 | SIEMENS(SIM) |  | 1 | 1 | 0 | 1 | Flow 1: Port → Site | MIR | SIEMENS
843 | 477QGP51788247 / PS011 / 45185533 | HVDC-ADOPT-SIM-0019 | MIR | SCT-19LT-PRC-PO-004 | 13OP-03028.P.01.1217 | 1 | Outdoor | Connection Module Passive | 547.2 | 147.2 | 134.8 | 10.8578 | 540 | 1052 | Non Stackable | 8537 2099 | USD | 30457.41 | Elly Maersk | Germany | Hamburg | Khalifa port | 2024-10-11 | 2024-11-21 | [10 empty] | 2024-12-09 |  |  |  | CASE_LIST |  | 1 | site | MIR | 2024-12-09 | site | 0 | 1 | 1 | 2 | 8.05 | 0 | 8.05 | SIEMENS(SIM) |  | 1 | 1 | 0 | 1 | Flow 1: Port → Site | MIR | SIEMENS
844 | 477QGP51788247 / PS011 / 45185533 | HVDC-ADOPT-SIM-0019 | MIR | SCT-19LT-PRC-PO-004 | 13OP-03028.P.01.1218 | 1 | Outdoor | Connection Module Passive | 547.2 | 147.2 | 134.8 | 10.8578 | 540 | 1052 | Non Stackable | 8537 2099 | USD | 30457.41 | Elly Maersk | Germany | Hamburg | Khalifa port | 2024-10-11 | 2024-11-21 | [10 empty] | 2024-12-09 |  |  |  | CASE_LIST |  | 1 | site | MIR | 2024-12-09 | site | 0 | 1 | 1 | 2 | 8.05 | 0 | 8.05 | SIEMENS(SIM) |  | 1 | 1 | 0 | 1 | Flow 1: Port → Site | MIR | SIEMENS
845 | 477QGP51788247 / PS011 / 45185533 | HVDC-ADOPT-SIM-0019 | MIR | SCT-19LT-PRC-PO-004 | 13OP-03028.P.01.1219 | 1 | Outdoor | Connection Module Passive | 547.2 | 147.2 | 134.8 | 10.8578 | 540 | 1052 | Non Stackable | 8537 2099 | USD | 30457.41 | Elly Maersk | Germany | Hamburg | Khalifa port | 2024-10-11 | 2024-11-21 | [10 empty] | 2024-12-13 |  |  |  | CASE_LIST |  | 1 | site | MIR | 2024-12-13 | site | 0 | 1 | 1 | 2 | 8.05 | 0 | 8.05 | SIEMENS(SIM) |  | 1 | 1 | 0 | 1 | Flow 1: Port → Site | MIR | SIEMENS
846 | 477QGP51788247 / PS011 / 45185533 | HVDC-ADOPT-SIM-0019 | MIR | SCT-19LT-PRC-PO-004 | 13OP-03028.P.01.1197 | 1 | Outdoor | Connection Module Passive | 437.2 | 107.2 | 132.8 | 6.224 | 380 | 733 | Non Stackable | 8537 2099 | USD | 30457.41 | Elly Maersk | Germany | Hamburg | Khalifa port | 2024-10-11 | 2024-11-21 | [10 empty] | 2024-12-11 |  |  |  | CASE_LIST |  | 1 | site | MIR | 2024-12-11 | site | 0 | 1 | 1 | 2 | 4.69 | 0 | 4.69 | SIEMENS(SIM) |  | 1 | 1 | 0 | 1 | Flow 1: Port → Site | MIR | SIEMENS
847 | 477QGP51788247 / PS011 / 45185533 | HVDC-ADOPT-SIM-0019 | MIR | SCT-19LT-PRC-PO-004 | 13OP-03028.P.01.1204 | 1 | Outdoor | Pipe Short Indoor | 107.2 | 87.2 | 122.2 | 1.1423 | 130 | 218 | Non Stackable | 8537 2099 | USD | 30457.41 | Elly Maersk | Germany | Hamburg | Khalifa port | 2024-10-11 | 2024-11-21 | [10 empty] | 2024-12-10 |  |  |  | CASE_LIST |  | 1 | site | MIR | 2024-12-10 | site | 0 | 1 | 1 | 2 | 0.93 | 0 | 0.93 | SIEMENS(SIM) |  | 1 | 1 | 0 | 1 | Flow 1: Port → Site | MIR | SIEMENS
848 | 477QGP51788247 / PS011 / 45185533 | HVDC-ADOPT-SIM-0019 | MIR | SCT-19LT-PRC-PO-004 | 13OP-03028.P.01.1153 | 1 | Outdoor | Connection Module Passive | 327.2 | 147.2 | 164 | 7.8989 | 720 | 1121 | Non Stackable | 8537 2099 | USD | 30457.41 | Elly Maersk | Germany | Hamburg | Khalifa port | 2024-10-11 | 2024-11-21 | [10 empty] | 2024-12-10 |  |  |  | CASE_LIST |  | 1 | site | MIR | 2024-12-10 | site | 0 | 1 | 1 | 2 | 4.82 | 0 | 4.82 | SIEMENS(SIM) |  | 1 | 1 | 0 | 1 | Flow 1: Port → Site | MIR | SIEMENS
849 | 477QGP51788247 / PS011 / 45185533 | HVDC-ADOPT-SIM-0019 | MIR | SCT-19LT-PRC-PO-004 | 13OP-03028.P.01.1274 | 1 | Outdoor | accessories | 287.2 | 57.2 | 76 | 1.2485 | 101 | 231 | Non Stackable | 8537 2099 | USD | 30457.41 | Elly Maersk | Germany | Hamburg | Khalifa port | 2024-10-11 | 2024-11-21 | [10 empty] | 2024-12-13 |  |  |  | CASE_LIST |  | 1 | site | MIR | 2024-12-13 | site | 0 | 1 | 1 | 2 | 1.64 | 0 | 1.64 | SIEMENS(SIM) |  | 1 | 1 | 0 | 1 | Flow 1: Port → Site | MIR | SIEMENS
850 | 477QGP51788247 / PS011 / 45185533 | HVDC-ADOPT-SIM-0019 | MIR | SCT-19LT-PRC-PO-004 | 13OP-03028.P.01.1193 | 1 | Outdoor | Pipe Short Indoor | 277.2 | 147.2 | 124 | 5.0597 | 570 | 858 | Non Stackable | 8537 2099 | USD | 30457.41 | Elly Maersk | Germany | Hamburg | Khalifa port | 2024-10-11 | 2024-11-21 | [10 empty] | 2024-11-25 |  |  |  | CASE_LIST |  | 1 | site | MIR | 2024-11-25 | site | 0 | 1 | 1 | 2 | 4.08 | 0 | 4.08 | SIEMENS(SIM) |  | 1 | 1 | 0 | 1 | Flow 1: Port → Site | MIR | SIEMENS
851 | 477QGP51788247 / PS011 / 45185533 | HVDC-ADOPT-SIM-0019 | MIR | SCT-19LT-PRC-PO-004 | 13OP-03028.P.01.1195 | 1 | Outdoor | Pipe Module Short Indoor | 187.2 | 127.2 | 104 | 2.4764 | 200 | 379 | Non Stackable | 8537 2099 | USD | 30457.41 | Elly Maersk | Germany | Hamburg | Khalifa port | 2024-10-11 | 2024-11-21 | [10 empty] | 2024-11-27 |  |  |  | CASE_LIST |  | 1 | site | MIR | 2024-11-27 | site | 0 | 1 | 1 | 2 | 2.38 | 0 | 2.38 | SIEMENS(SIM) |  | 1 | 1 | 0 | 1 | Flow 1: Port → Site | MIR | SIEMENS
852 | 477QGP51788247 / PS011 / 45185533 | HVDC-ADOPT-SIM-0019 | MIR | SCT-19LT-PRC-PO-004 | 13OP-03028.P.01.1275 | 1 | Outdoor | Accessories | 287.2 | 47.2 | 66 | 0.89468 | 30 | 141 | Non Stackable | 8537 2099 | USD | 30457.41 | Elly Maersk | Germany | Hamburg | Khalifa port | 2024-10-11 | 2024-11-21 | [10 empty] | 2025-01-31 |  |  |  | CASE_LIST |  | 1 | site | MIR | 2025-01-31 | site | 0 | 1 | 1 | 2 | 1.36 | 0 | 1.36 | SIEMENS(SIM) |  | 1 | 1 | 0 | 1 | Flow 1: Port → Site | MIR | SIEMENS
853 | 477QGP51788247 / PS011 / 45185533 | HVDC-ADOPT-SIM-0019 | MIR | SCT-19LT-PRC-PO-004 | 13OP-03028.P.01.1280 | 1 | Outdoor | Accessories | 282.2 | 67.2 | 84.8 | 1.6081 | 40 | 171 | Non Stackable | 8537 2099 | USD | 30457.41 | Elly Maersk | Germany | Hamburg | Khalifa port | 2024-10-11 | 2024-11-21 | [10 empty] | 2025-02-18 |  |  |  | CASE_LIST |  | 1 | site | MIR | 2025-02-18 | site | 0 | 1 | 1 | 2 | 1.9 | 0 | 1.9 | SIEMENS(SIM) |  | 1 | 1 | 0 | 1 | Flow 1: Port → Site | MIR | SIEMENS
617 | 477QGP51786179 / PS07 / 45184754 | HVDC-ADOPT-SIM-0017 | SHU | SCT-19LT-PRC-PO-004 | 13OP-03028.P.01.-049 | 1 | Outdoor | Pipe Module Long Outdoor | 507.2 | 229.2 | 114.8 | 13.3455 | 650 | 1369 | Non Stackable | 2537 2099 | USD | 20538.77 | Maersk Hamburg | Germany | Hamburg | Khalifa port | 2024-08-13 | 2024-09-16 | [11 empty] | 2024-10-08 |  |  | CASE_LIST |  | 1 | site | SHU | 2024-10-08 | site | 0 | 1 | 1 | 2 | 11.63 | 0 | 11.63 | SIEMENS(SIM) |  | 1 | 1 | 0 | 1 | Flow 1: Port → Site | SHU | SIEMENS
618 | 477QGP51786179 / PS07 / 45184754 | HVDC-ADOPT-SIM-0017 | SHU | SCT-19LT-PRC-PO-004 | 13OP-03028.P.01.-079 | 1 | Outdoor | Connection Module Passive | 247.2 | 147.2 | 124 | 4.5121 | 330 | 595 | Non Stackable | 2537 2099 | USD | 20538.77 | Maersk Hamburg | Germany | Hamburg | Khalifa port | 2024-08-13 | 2024-09-16 | [11 empty] | 2024-10-10 |  |  | CASE_LIST |  | 1 | site | SHU | 2024-10-10 | site | 0 | 1 | 1 | 2 | 3.64 | 0 | 3.64 | SIEMENS(SIM) |  | 1 | 1 | 0 | 1 | Flow 1: Port → Site | SHU | SIEMENS
619 | 477QGP51786179 / PS07 / 45184754 | HVDC-ADOPT-SIM-0017 | SHU | SCT-19LT-PRC-PO-004 | 13OP-03028.P.01.-085 | 1 | Outdoor | Connection Module Passive | 167.2 | 87.2 | 132.8 | 1.9362 | 185 | 306 | Non Stackable | 2537 2099 | USD | 20538.77 | Maersk Hamburg | Germany | Hamburg | Khalifa port | 2024-08-13 | 2024-09-16 | [11 empty] | 2024-10-10 |  |  | CASE_LIST |  | 1 | site | SHU | 2024-10-10 | site | 0 | 1 | 1 | 2 | 1.46 | 0 | 1.46 | SIEMENS(SIM) |  | 1 | 1 | 0 | 1 | Flow 1: Port → Site | SHU | SIEMENS
620 | 477QGP51786179 / PS07 / 45184754 | HVDC-ADOPT-SIM-0017 | SHU | SCT-19LT-PRC-PO-004 | 13OP-03028.P.01.-081 | 1 | Outdoor | Connection Module Passive | 167.2 | 97.2 | 132.8 | 2.1582 | 185 | 313 | Non Stackable | 2537 2099 | USD | 20538.77 | Maersk Hamburg | Germany | Hamburg | Khalifa port | 2024-08-13 | 2024-09-16 | [11 empty] | 2024-10-10 |  |  | CASE_LIST |  | 1 | site | SHU | 2024-10-10 | site | 0 | 1 | 1 | 2 | 1.63 | 0 | 1.63 | SIEMENS(SIM) |  | 1 | 1 | 0 | 1 | Flow 1: Port → Site | SHU | SIEMENS
621 | 477QGP51786179 / PS07 / 45184754 | HVDC-ADOPT-SIM-0017 | SHU | SCT-19LT-PRC-PO-004 | 13OP-03028.P.01.-084 | 1 | Outdoor | Connection Module Passive | 167.2 | 87.2 | 132.8 | 1.9362 | 180 | 301 | Non Stackable | 2537 2099 | USD | 20538.77 | Maersk Hamburg | Germany | Hamburg | Khalifa port | 2024-08-13 | 2024-09-16 | [11 empty] | 2024-10-10 |  |  | CASE_LIST |  | 1 | site | SHU | 2024-10-10 | site | 0 | 1 | 1 | 2 | 1.46 | 0 | 1.46 | SIEMENS(SIM) |  | 1 | 1 | 0 | 1 | Flow 1: Port → Site | SHU | SIEMENS
622 | 477QGP51786179 / PS07 / 45184754 | HVDC-ADOPT-SIM-0017 | SHU | SCT-19LT-PRC-PO-004 | 13OP-03028.P.01.-168 | 1 | Outdoor | Connection Module Passive | 137.2 | 97.2 | 122.8 | 1.6376 | 120 | 235 | Non Stackable | 2537 2099 | USD | 20538.77 | Maersk Hamburg | Germany | Hamburg | Khalifa port | 2024-08-13 | 2024-09-16 | [11 empty] | 2024-10-10 |  |  | CASE_LIST |  | 1 | site | SHU | 2024-10-10 | site | 0 | 1 | 1 | 2 | 1.33 | 0 | 1.33 | SIEMENS(SIM) |  | 1 | 1 | 0 | 1 | Flow 1: Port → Site | SHU | SIEMENS
623 | 477QGP51786179 / PS07 / 45184754 | HVDC-ADOPT-SIM-0017 | SHU | SCT-19LT-PRC-PO-004 | 13OP-03028.P.01.-232 | 1 | Outdoor | Connection Module Passive | 327.2 | 137.2 | 142.8 | 6.4106 | 765 | 1078 | Non Stackable | 2537 2099 | USD | 20538.77 | Maersk Hamburg | Germany | Hamburg | Khalifa port | 2024-08-13 | 2024-09-16 | [11 empty] | 2024-10-07 |  |  | CASE_LIST |  | 1 | site | SHU | 2024-10-07 | site | 0 | 1 | 1 | 2 | 4.49 | 0 | 4.49 | SIEMENS(SIM) |  | 1 | 1 | 0 | 1 | Flow 1: Port → Site | SHU | SIEMENS
624 | 477QGP51786179 / PS07 / 45184754 | HVDC-ADOPT-SIM-0017 | SHU | SCT-19LT-PRC-PO-004 | 13OP-03028.P.01.-212 | 1 | Outdoor | Pipe Long Indoor | 283.2 | 107.2 | 120.8 | 3.6674 | 200 | 400 | Non Stackable | 2537 2099 | USD | 20538.77 | Maersk Hamburg | Germany | Hamburg | Khalifa port | 2024-08-13 | 2024-09-16 | [11 empty] | 2024-10-10 |  |  | CASE_LIST |  | 1 | site | SHU | 2024-10-10 | site | 0 | 1 | 1 | 2 | 3.04 | 0 | 3.04 | SIEMENS(SIM) |  | 1 | 1 | 0 | 1 | Flow 1: Port → Site | SHU | SIEMENS
625 | 477QGP51786179 / PS07 / 45184754 | HVDC-ADOPT-SIM-0017 | SHU | SCT-19LT-PRC-PO-004 | 13OP-03028.P.01.-218 | 1 | Outdoor | Pipe Long Indoor | 296.6 | 186.6 | 134.2 | 7.4274 | 400 | 784 | Non Stackable | 2537 2099 | USD | 20538.77 | Maersk Hamburg | Germany | Hamburg | Khalifa port | 2024-08-13 | 2024-09-16 | [11 empty] | 2024-10-05 |  |  | CASE_LIST |  | 1 | site | SHU | 2024-10-05 | site | 0 | 1 | 1 | 2 | 5.53 | 0 | 5.53 | SIEMENS(SIM) |  | 1 | 1 | 0 | 1 | Flow 1: Port → Site | SHU | SIEMENS
626 | 477QGP51786179 / PS07 / 45184754 | HVDC-ADOPT-SIM-0017 | SHU | SCT-19LT-PRC-PO-004 | 13OP-03028.P.01.-223 | 1 | Outdoor | Connection Module Passive | 207.2 | 137.2 | 124 | 3.5251 | 280 | 481 | Non Stackable | 2537 2099 | USD | 20538.77 | Maersk Hamburg | Germany | Hamburg | Khalifa port | 2024-08-13 | 2024-09-16 | [11 empty] | 2024-10-08 |  |  | CASE_LIST |  | 1 | site | SHU | 2024-10-08 | site | 0 | 1 | 1 | 2 | 2.84 | 0 | 2.84 | SIEMENS(SIM) |  | 1 | 1 | 0 | 1 | Flow 1: Port → Site | SHU | SIEMENS
627 | 477QGP51786179 / PS07 / 45184754 | HVDC-ADOPT-SIM-0017 | SHU | SCT-19LT-PRC-PO-004 | 13OP-03028.P.01.-200 | 1 | Outdoor | Accessory for delivery | 287.2 | 87.2 | 74 | 1.8532 | 60 | 198 | Non Stackable | 2537 2099 | USD | 20538.77 | Maersk Hamburg | Germany | Hamburg | Khalifa port | 2024-08-13 | 2024-09-16 | [11 empty] | 2024-10-07 |  |  | CASE_LIST |  | 1 | site | SHU | 2024-10-07 | site | 0 | 1 | 1 | 2 | 2.5 | 0 | 2.5 | SIEMENS(SIM) |  | 1 | 1 | 0 | 1 | Flow 1: Port → Site | SHU | SIEMENS
628 | 477QGP51786179 / PS07 / 45184754 | HVDC-ADOPT-SIM-0017 | SHU | SCT-19LT-PRC-PO-004 | 13OP-03028.P.01.-179 | 1 | Outdoor | Accessory for delivery | 303.2 | 87.2 | 80.8 | 2.1363 | 60 | 221 | Non Stackable | 2537 2099 | USD | 20538.77 | Maersk Hamburg | Germany | Hamburg | Khalifa port | 2024-08-13 | 2024-09-16 | [11 empty] | 2024-10-07 |  |  | CASE_LIST |  | 1 | site | SHU | 2024-10-07 | site | 0 | 1 | 1 | 2 | 2.64 | 0 | 2.64 | SIEMENS(SIM) |  | 1 | 1 | 0 | 1 | Flow 1: Port → Site | SHU | SIEMENS
629 | 477QGP51786179 / PS07 / 45184754 | HVDC-ADOPT-SIM-0017 | SHU | SCT-19LT-PRC-PO-004 | 13OP-03028.P.01.-169 | 1 | Outdoor | Connection Module Passive | 327.2 | 137.2 | 142.8 | 6.4106 | 765 | 1103 | Non Stackable | 2537 2099 | USD | 20538.77 | Maersk Hamburg | Germany | Hamburg | Khalifa port | 2024-08-13 | 2024-09-16 | [11 empty] | 2024-10-08 |  |  | CASE_LIST |  | 1 | site | SHU | 2024-10-08 | site | 0 | 1 | 1 | 2 | 4.49 | 0 | 4.49 | SIEMENS(SIM) |  | 1 | 1 | 0 | 1 | Flow 1: Port → Site | SHU | SIEMENS
630 | 477QGP51786179 / PS07 / 45184754 | HVDC-ADOPT-SIM-0017 | SHU | SCT-19LT-PRC-PO-004 | 13OP-03028.P.01.-170 | 1 | Outdoor | Connection Module Passive | 317.2 | 147.2 | 132.8 | 6.2007 | 360 | 696 | Non Stackable | 2537 2099 | USD | 20538.77 | Maersk Hamburg | Germany | Hamburg | Khalifa port | 2024-08-13 | 2024-09-16 | [11 empty] | 2024-10-05 |  |  | CASE_LIST |  | 1 | site | SHU | 2024-10-05 | site | 0 | 1 | 1 | 2 | 4.67 | 0 | 4.67 | SIEMENS(SIM) |  | 1 | 1 | 0 | 1 | Flow 1: Port → Site | SHU | SIEMENS
631 | 477QGP51786179 / PS07 / 45184754 | HVDC-ADOPT-SIM-0017 | SHU | SCT-19LT-PRC-PO-004 | 13OP-03028.P.01.-171 | 1 | Outdoor | Connection Module Passive | 357.2 | 187.2 | 142.8 | 9.5487 | 980 | 1472 | Non Stackable | 2537 2099 | USD | 20538.77 | Maersk Hamburg | Germany | Hamburg | Khalifa port | 2024-08-13 | 2024-09-16 | [11 empty] | 2024-10-07 |  |  | CASE_LIST |  | 1 | site | SHU | 2024-10-07 | site | 0 | 1 | 1 | 2 | 6.69 | 0 | 6.69 | SIEMENS(SIM) |  | 1 | 1 | 0 | 1 | Flow 1: Port → Site | SHU | SIEMENS
632 | 477QGP51786179 / PS07 / 45184754 | HVDC-ADOPT-SIM-0017 | SHU | SCT-19LT-PRC-PO-004 | 13OP-03028.P.01.-172 | 1 | Outdoor | Connection Module Passive | 357.2 | 187.2 | 142.8 | 9.5487 | 930 | 1422 | Non Stackable | 2537 2099 | USD | 20538.77 | Maersk Hamburg | Germany | Hamburg | Khalifa port | 2024-08-13 | 2024-09-16 | [11 empty] | 2024-10-07 |  |  | CASE_LIST |  | 1 | site | SHU | 2024-10-07 | site | 0 | 1 | 1 | 2 | 6.69 | 0 | 6.69 | SIEMENS(SIM) |  | 1 | 1 | 0 | 1 | Flow 1: Port → Site | SHU | SIEMENS
633 | 477QGP51786179 / PS07 / 45184754 | HVDC-ADOPT-SIM-0017 | SHU | SCT-19LT-PRC-PO-004 | 13OP-03028.P.01.-174 | 1 | Outdoor | Connection Module Passive | 137.2 | 137.2 | 124 | 2.3342 | 420 | 577 | Non Stackable | 2537 2099 | USD | 20538.77 | Maersk Hamburg | Germany | Hamburg | Khalifa port | 2024-08-13 | 2024-09-16 | [11 empty] | 2024-10-10 |  |  | CASE_LIST |  | 1 | site | SHU | 2024-10-10 | site | 0 | 1 | 1 | 2 | 1.88 | 0 | 1.88 | SIEMENS(SIM) |  | 1 | 1 | 0 | 1 | Flow 1: Port → Site | SHU | SIEMENS
634 | 477QGP51786179 / PS07 / 45184754 | HVDC-ADOPT-SIM-0017 | SHU | SCT-19LT-PRC-PO-004 | 13OP-03028.P.01.-219 | 1 | Outdoor | Pipe Long Indoor | 247.2 | 117.2 | 114 | 3.3028 | 240 | 455 | Non Stackable | 2537 2099 | USD | 20538.77 | Maersk Hamburg | Germany | Hamburg | Khalifa port | 2024-08-13 | 2024-09-16 | [11 empty] | 2024-10-07 |  |  | CASE_LIST |  | 1 | site | SHU | 2024-10-07 | site | 0 | 1 | 1 | 2 | 2.9 | 0 | 2.9 | SIEMENS(SIM) |  | 1 | 1 | 0 | 1 | Flow 1: Port → Site | SHU | SIEMENS
635 | 477QGP51786179 / PS07 / 45184754 | HVDC-ADOPT-SIM-0017 | SHU | SCT-19LT-PRC-PO-004 | 13OP-03028.P.01.-225 | 1 | Outdoor | Pipe Short Indoor | 297.2 | 207.2 | 132.8 | 8.1778 | 480 | 919 | Non Stackable | 2537 2099 | USD | 20538.77 | Maersk Hamburg | Germany | Hamburg | Khalifa port | 2024-08-13 | 2024-09-16 | [11 empty] | 2024-10-05 |  |  | CASE_LIST |  | 1 | site | SHU | 2024-10-05 | site | 0 | 1 | 1 | 2 | 6.16 | 0 | 6.16 | SIEMENS(SIM) |  | 1 | 1 | 0 | 1 | Flow 1: Port → Site | SHU | SIEMENS
636 | 477QGP51786179 / PS07 / 45184754 | HVDC-ADOPT-SIM-0017 | SHU | SCT-19LT-PRC-PO-004 | 13OP-03028.P.01.-175 | 1 | Outdoor | Accessory for delivery | 297.2 | 126.6 | 74 | 2.7843 | 95 | 309 | Non Stackable | 2537 2099 | USD | 20538.77 | Maersk Hamburg | Germany | Hamburg | Khalifa port | 2024-08-13 | 2024-09-16 | [11 empty] | 2024-10-07 |  |  | CASE_LIST |  | 1 | site | SHU | 2024-10-07 | site | 0 | 1 | 1 | 2 | 3.76 | 0 | 3.76 | SIEMENS(SIM) |  | 1 | 1 | 0 | 1 | Flow 1: Port → Site | SHU | SIEMENS
637 | 477QGP51786179 / PS07 / 45184754 | HVDC-ADOPT-SIM-0017 | SHU | SCT-19LT-PRC-PO-004 | 13OP-03028.P.01.-228 | 1 | Outdoor | Connection Module Active | 277.2 | 157.2 | 144 | 6.2749 | 660 | 955 | Non Stackable | 2537 2099 | USD | 20538.77 | Maersk Hamburg | Germany | Hamburg | Khalifa port | 2024-08-13 | 2024-09-16 | [11 empty] | 2024-10-07 |  |  | CASE_LIST |  | 1 | site | SHU | 2024-10-07 | site | 0 | 1 | 1 | 2 | 4.36 | 0 | 4.36 | SIEMENS(SIM) |  | 1 | 1 | 0 | 1 | Flow 1: Port → Site | SHU | SIEMENS
638 | 477QGP51786179 / PS07 / 45184754 | HVDC-ADOPT-SIM-0017 | SHU | SCT-19LT-PRC-PO-004 | 13OP-03028.P.01.-202 | 1 | Outdoor | Connection Module Passive | 287.2 | 177.2 | 142.8 | 7.2674 | 1220 | 1590 | Non Stackable | 2537 2099 | USD | 20538.77 | Maersk Hamburg | Germany | Hamburg | Khalifa port | 2024-08-13 | 2024-09-16 | [11 empty] | 2024-10-08 |  |  | CASE_LIST |  | 1 | site | SHU | 2024-10-08 | site | 0 | 1 | 1 | 2 | 5.09 | 0 | 5.09 | SIEMENS(SIM) |  | 1 | 1 | 0 | 1 | Flow 1: Port → Site | SHU | SIEMENS
639 | 477QGP51786179 / PS07 / 45184754 | HVDC-ADOPT-SIM-0017 | SHU | SCT-19LT-PRC-PO-004 | 13OP-03028.P.01.-203 | 1 | Outdoor | Pipe Long Indoor | 167.2 | 107.2 | 102.8 | 1.8426 | 160 | 288 | Non Stackable | 2537 2099 | USD | 20538.77 | Maersk Hamburg | Germany | Hamburg | Khalifa port | 2024-08-13 | 2024-09-16 | [11 empty] | 2024-10-10 |  |  | CASE_LIST |  | 1 | site | SHU | 2024-10-10 | site | 0 | 1 | 1 | 2 | 1.79 | 0 | 1.79 | SIEMENS(SIM) |  | 1 | 1 | 0 | 1 | Flow 1: Port → Site | SHU | SIEMENS
640 | 477QGP51786179 / PS07 / 45184754 | HVDC-ADOPT-SIM-0017 | SHU | SCT-19LT-PRC-PO-004 | 13OP-03028.P.01.-221 | 1 | Outdoor | Pipe Long Indoor | 283.2 | 207.2 | 132.8 | 7.7926 | 420 | 849 | Non Stackable | 2537 2099 | USD | 20538.77 | Maersk Hamburg | Germany | Hamburg | Khalifa port | 2024-08-13 | 2024-09-16 | [11 empty] | 2024-10-05 |  |  | CASE_LIST |  | 1 | site | SHU | 2024-10-05 | site | 0 | 1 | 1 | 2 | 5.87 | 0 | 5.87 | SIEMENS(SIM) |  | 1 | 1 | 0 | 1 | Flow 1: Port → Site | SHU | SIEMENS
641 | 477QGP51786179 / PS07 / 45184754 | HVDC-ADOPT-SIM-0017 | SHU | SCT-19LT-PRC-PO-004 | 13OP-03028.P.01.-214 | 1 | Outdoor | Connection Module Passive | 292.4 | 137.2 | 152.8 | 6.1299 | 765 | 1099 | Non Stackable | 2537 2099 | USD | 20538.77 | Maersk Hamburg | Germany | Hamburg | Khalifa port | 2024-08-13 | 2024-09-16 | [11 empty] | 2024-10-05 |  |  | CASE_LIST |  | 1 | site | SHU | 2024-10-05 | site | 0 | 1 | 1 | 2 | 4.01 | 0 | 4.01 | SIEMENS(SIM) |  | 1 | 1 | 0 | 1 | Flow 1: Port → Site | SHU | SIEMENS
642 | 477QGP51786179 / PS07 / 45184754 | HVDC-ADOPT-SIM-0017 | SHU | SCT-19LT-PRC-PO-004 | 13OP-03028.P.01.-220 | 1 | Outdoor | Connection Module Passive | 527.2 | 107.2 | 174 | 9.8338 | 560 | 1013 | Non Stackable | 2537 2099 | USD | 20538.77 | Maersk Hamburg | Germany | Hamburg | Khalifa port | 2024-08-13 | 2024-09-16 | [11 empty] | 2024-10-07 |  |  | CASE_LIST |  | 1 | site | SHU | 2024-10-07 | site | 0 | 1 | 1 | 2 | 5.65 | 0 | 5.65 | SIEMENS(SIM) |  | 1 | 1 | 0 | 1 | Flow 1: Port → Site | SHU | SIEMENS
643 | 477QGP51786179 / PS07 / 45184754 | HVDC-ADOPT-SIM-0017 | SHU | SCT-19LT-PRC-PO-004 | 13OP-03028.P.01.-215 | 1 | Outdoor | Connection Module Passive | 187.2 | 127.2 | 144 | 3.4289 | 510 | 711 | Non Stackable | 2537 2099 | USD | 20538.77 | Maersk Hamburg | Germany | Hamburg | Khalifa port | 2024-08-13 | 2024-09-16 | [11 empty] | 2024-10-05 |  |  | CASE_LIST |  | 1 | site | SHU | 2024-10-05 | site | 0 | 1 | 1 | 2 | 2.38 | 0 | 2.38 | SIEMENS(SIM) |  | 1 | 1 | 0 | 1 | Flow 1: Port → Site | SHU | SIEMENS
644 | 477QGP51786179 / PS07 / 45184754 | HVDC-ADOPT-SIM-0017 | SHU | SCT-19LT-PRC-PO-004 | 13OP-03028.P.01.-230 | 1 | Outdoor | Connection Module Active | 273.2 | 147.2 | 190.8 | 7.673 | 700 | 1030 | Non Stackable | 2537 2099 | USD | 20538.77 | Maersk Hamburg | Germany | Hamburg | Khalifa port | 2024-08-13 | 2024-09-16 | [11 empty] | 2024-10-08 |  |  | CASE_LIST |  | 1 | site | SHU | 2024-10-08 | site | 0 | 1 | 1 | 2 | 4.02 | 0 | 4.02 | SIEMENS(SIM) |  | 1 | 1 | 0 | 1 | Flow 1: Port → Site | SHU | SIEMENS
645 | 477QGP51786179 / PS07 / 45184754 | HVDC-ADOPT-SIM-0017 | SHU | SCT-19LT-PRC-PO-004 | 13OP-03028.P.01.-226 | 1 | Outdoor | Pipe Short Indoor | 207.2 | 127.2 | 124 | 3.2681 | 360 | 550 | Non Stackable | 2537 2099 | USD | 20538.77 | Maersk Hamburg | Germany | Hamburg | Khalifa port | 2024-08-13 | 2024-09-16 | [11 empty] | 2024-10-09 |  |  | CASE_LIST |  | 1 | site | SHU | 2024-10-09 | site | 0 | 1 | 1 | 2 | 2.64 | 0 | 2.64 | SIEMENS(SIM) |  | 1 | 1 | 0 | 1 | Flow 1: Port → Site | SHU | SIEMENS
646 | 477QGP51786179 / PS07 / 45184754 | HVDC-ADOPT-SIM-0017 | SHU | SCT-19LT-PRC-PO-004 | 13OP-03028.P.01.-181 | 1 | Outdoor | Connection Module Passive | 213.2 | 137.2 | 130.8 | 3.826 | 245 | 452 | Non Stackable | 2537 2099 | USD | 20538.77 | Maersk Hamburg | Germany | Hamburg | Khalifa port | 2024-08-13 | 2024-09-16 | [11 empty] | 2024-10-05 |  |  | CASE_LIST |  | 1 | site | SHU | 2024-10-05 | site | 0 | 1 | 1 | 2 | 2.93 | 0 | 2.93 | SIEMENS(SIM) |  | 1 | 1 | 0 | 1 | Flow 1: Port → Site | SHU | SIEMENS
647 | 477QGP51786179 / PS07 / 45184754 | HVDC-ADOPT-SIM-0017 | SHU | SCT-19LT-PRC-PO-004 | 13OP-03028.P.01.-210 | 1 | Outdoor | Pipe Long Indoor | 293.2 | 187.2 | 120.8 | 6.6304 | 400 | 762 | Non Stackable | 2537 2099 | USD | 20538.77 | Maersk Hamburg | Germany | Hamburg | Khalifa port | 2024-08-13 | 2024-09-16 | [11 empty] | 2024-10-05 |  |  | CASE_LIST |  | 1 | site | SHU | 2024-10-05 | site | 0 | 1 | 1 | 2 | 5.49 | 0 | 5.49 | SIEMENS(SIM) |  | 1 | 1 | 0 | 1 | Flow 1: Port → Site | SHU | SIEMENS
648 | 477QGP51786179 / PS07 / 45184754 | HVDC-ADOPT-SIM-0017 | SHU | SCT-19LT-PRC-PO-004 | 13OP-03028.P.01.-211 | 1 | Outdoor | Pipe Long Indoor | 283.2 | 107.2 | 120.8 | 3.6674 | 200 | 400 | Non Stackable | 2537 2099 | USD | 20538.77 | Maersk Hamburg | Germany | Hamburg | Khalifa port | 2024-08-13 | 2024-09-16 | [11 empty] | 2024-10-10 |  |  | CASE_LIST |  | 1 | site | SHU | 2024-10-10 | site | 0 | 1 | 1 | 2 | 3.04 | 0 | 3.04 | SIEMENS(SIM) |  | 1 | 1 | 0 | 1 | Flow 1: Port → Site | SHU | SIEMENS
649 | 477QGP51786179 / PS07 / 45184754 | HVDC-ADOPT-SIM-0017 | SHU | SCT-19LT-PRC-PO-004 | 13OP-03028.P.01.-186 | 1 | Outdoor | Connection Module Passive | 143.2 | 107.2 | 130.8 | 2.0079 | 120 | 248 | Non Stackable | 2537 2099 | USD | 20538.77 | Maersk Hamburg | Germany | Hamburg | Khalifa port | 2024-08-13 | 2024-09-16 | [11 empty] | 2024-10-10 |  |  | CASE_LIST |  | 1 | site | SHU | 2024-10-10 | site | 0 | 1 | 1 | 2 | 1.54 | 0 | 1.54 | SIEMENS(SIM) |  | 1 | 1 | 0 | 1 | Flow 1: Port → Site | SHU | SIEMENS
650 | 477QGP51786179 / PS07 / 45184754 | HVDC-ADOPT-SIM-0017 | SHU | SCT-19LT-PRC-PO-004 | 13OP-03028.P.01.-227 | 1 | Outdoor | Pipe Module Short Indoor | 247.2 | 137.2 | 104 | 3.5272 | 300 | 522 | Non Stackable | 2537 2099 | USD | 20538.77 | Maersk Hamburg | Germany | Hamburg | Khalifa port | 2024-08-13 | 2024-09-16 | [11 empty] | 2024-10-10 |  |  | CASE_LIST |  | 1 | site | SHU | 2024-10-10 | site | 0 | 1 | 1 | 2 | 3.39 | 0 | 3.39 | SIEMENS(SIM) |  | 1 | 1 | 0 | 1 | Flow 1: Port → Site | SHU | SIEMENS
651 | 477QGP51786179 / PS07 / 45184754 | HVDC-ADOPT-SIM-0017 | SHU | SCT-19LT-PRC-PO-004 | 13OP-03028.P.01.-062 | 1 | Outdoor | Connection Module Passive | 427.2 | 107.2 | 133 | 6.0908 | 380 | 719 | Non Stackable | 2537 2099 | USD | 20538.77 | Maersk Hamburg | Germany | Hamburg | Khalifa port | 2024-08-13 | 2024-09-16 | [11 empty] | 2024-10-07 |  |  | CASE_LIST |  | 1 | site | SHU | 2024-10-07 | site | 0 | 1 | 1 | 2 | 4.58 | 0 | 4.58 | SIEMENS(SIM) |  | 1 | 1 | 0 | 1 | Flow 1: Port → Site | SHU | SIEMENS
652 | 477QGP51786179 / PS07 / 45184754 | HVDC-ADOPT-SIM-0017 | SHU | SCT-19LT-PRC-PO-004 | 13OP-03028.P.01.-061 | 1 | Outdoor | Connection Module Passive | 407.2 | 107.2 | 124 | 5.4128 | 380 | 680 | Non Stackable | 2537 2099 | USD | 20538.77 | Maersk Hamburg | Germany | Hamburg | Khalifa port | 2024-08-13 | 2024-09-16 | [11 empty] | 2024-10-07 |  |  | CASE_LIST |  | 1 | site | SHU | 2024-10-07 | site | 0 | 1 | 1 | 2 | 4.37 | 0 | 4.37 | SIEMENS(SIM) |  | 1 | 1 | 0 | 1 | Flow 1: Port → Site | SHU | SIEMENS
653 | 477QGP51786179 / PS07 / 45184754 | HVDC-ADOPT-SIM-0017 | SHU | SCT-19LT-PRC-PO-004 | 13OP-03028.P.01.-180 | 1 | Outdoor | Connection Module Passive | 357.2 | 107.2 | 130.8 | 5.0086 | 261 | 731 | Non Stackable | 2537 2099 | USD | 20538.77 | Maersk Hamburg | Germany | Hamburg | Khalifa port | 2024-08-13 | 2024-09-16 | [11 empty] | 2024-10-10 |  |  | CASE_LIST |  | 1 | site | SHU | 2024-10-10 | site | 0 | 1 | 1 | 2 | 3.83 | 0 | 3.83 | SIEMENS(SIM) |  | 1 | 1 | 0 | 1 | Flow 1: Port → Site | SHU | SIEMENS
654 | 477QGP51786179 / PS07 / 45184754 | HVDC-ADOPT-SIM-0017 | SHU | SCT-19LT-PRC-PO-004 | 13OP-03028.P.01.-190 | 1 | Outdoor | Connection Module Passive | 357.2 | 187.2 | 134.8 | 9.0138 | 940 | 1429 | Non Stackable | 2537 2099 | USD | 20538.77 | Maersk Hamburg | Germany | Hamburg | Khalifa port | 2024-08-13 | 2024-09-16 | [11 empty] | 2024-10-05 |  |  | CASE_LIST |  | 1 | site | SHU | 2024-10-05 | site | 0 | 1 | 1 | 2 | 6.69 | 0 | 6.69 | SIEMENS(SIM) |  | 1 | 1 | 0 | 1 | Flow 1: Port → Site | SHU | SIEMENS
655 | 477QGP51786179 / PS07 / 45184754 | HVDC-ADOPT-SIM-0017 | SHU | SCT-19LT-PRC-PO-004 | 13OP-03028.P.01.-209 | 1 | Outdoor | Connection Module Passive | 357.2 | 187.2 | 132.8 | 8.88 | 940 | 1404 | Non Stackable | 2537 2099 | USD | 20538.77 | Maersk Hamburg | Germany | Hamburg | Khalifa port | 2024-08-13 | 2024-09-16 | [11 empty] | 2024-10-07 |  |  | CASE_LIST |  | 1 | site | SHU | 2024-10-07 | site | 0 | 1 | 1 | 2 | 6.69 | 0 | 6.69 | SIEMENS(SIM) |  | 1 | 1 | 0 | 1 | Flow 1: Port → Site | SHU | SIEMENS
656 | 477QGP51786179 / PS07 / 45184754 | HVDC-ADOPT-SIM-0017 | SHU | SCT-19LT-PRC-PO-004 | 13OP-03028.P.01.-239 | 1 | Outdoor | Pipe Module Short Indoor | 247.2 | 137.2 | 104 | 3.5272 | 300 | 525 | Non Stackable | 2537 2099 | USD | 20538.77 | Maersk Hamburg | Germany | Hamburg | Khalifa port | 2024-08-13 | 2024-09-16 | [11 empty] | 2024-10-09 |  |  | CASE_LIST |  | 1 | site | SHU | 2024-10-09 | site | 0 | 1 | 1 | 2 | 3.39 | 0 | 3.39 | SIEMENS(SIM) |  | 1 | 1 | 0 | 1 | Flow 1: Port → Site | SHU | SIEMENS
657 | 477QGP51786179 / PS07 / 45184754 | HVDC-ADOPT-SIM-0017 | SHU | SCT-19LT-PRC-PO-004 | 13OP-03028.P.01.-255 | 1 | Outdoor | Accessory for delivery | 287.2 | 87.2 | 105 | 2.6296 | 105 | 238 | Non Stackable | 2537 2099 | USD | 20538.77 | Maersk Hamburg | Germany | Hamburg | Khalifa port | 2024-08-13 | 2024-09-16 | [11 empty] | 2024-10-07 |  |  | CASE_LIST |  | 1 | site | SHU | 2024-10-07 | site | 0 | 1 | 1 | 2 | 2.5 | 0 | 2.5 | SIEMENS(SIM) |  | 1 | 1 | 0 | 1 | Flow 1: Port → Site | SHU | SIEMENS
658 | 477QGP51786179 / PS07 / 45184754 | HVDC-ADOPT-SIM-0017 | SHU | SCT-19LT-PRC-PO-004 | 13OP-03028.P.01.-233 | 1 | Outdoor | Connection Module Passive | 323.2 | 137.2 | 140.8 | 6.2435 | 765 | 1070 | Non Stackable | 2537 2099 | USD | 20538.77 | Maersk Hamburg | Germany | Hamburg | Khalifa port | 2024-08-13 | 2024-09-16 | [11 empty] | 2024-10-07 |  |  | CASE_LIST |  | 1 | site | SHU | 2024-10-07 | site | 0 | 1 | 1 | 2 | 4.43 | 0 | 4.43 | SIEMENS(SIM) |  | 1 | 1 | 0 | 1 | Flow 1: Port → Site | SHU | SIEMENS
659 | 477QGP51786179 / PS07 / 45184754 | HVDC-ADOPT-SIM-0017 | SHU | SCT-19LT-PRC-PO-004 | 13OP-03028.P.01.-238 | 1 | Outdoor | Pipe Short Indoor | 197.2 | 137.2 | 124 | 3.3549 | 360 | 553 | Non Stackable | 2537 2099 | USD | 20538.77 | Maersk Hamburg | Germany | Hamburg | Khalifa port | 2024-08-13 | 2024-09-16 | [11 empty] | 2024-10-10 |  |  | CASE_LIST |  | 1 | site | SHU | 2024-10-10 | site | 0 | 1 | 1 | 2 | 2.71 | 0 | 2.71 | SIEMENS(SIM) |  | 1 | 1 | 0 | 1 | Flow 1: Port → Site | SHU | SIEMENS
660 | 477QGP51786179 / PS07 / 45184754 | HVDC-ADOPT-SIM-0017 | SHU | SCT-19LT-PRC-PO-004 | 13OP-03028.P.01.-241 | 1 | Outdoor | Pipe Short Indoor | 137.2 | 107.2 | 122.8 | 1.8061 | 180 | 301 | Non Stackable | 2537 2099 | USD | 20538.77 | Maersk Hamburg | Germany | Hamburg | Khalifa port | 2024-08-13 | 2024-09-16 | [11 empty] | 2024-10-10 |  |  | CASE_LIST |  | 1 | site | SHU | 2024-10-10 | site | 0 | 1 | 1 | 2 | 1.47 | 0 | 1.47 | SIEMENS(SIM) |  | 1 | 1 | 0 | 1 | Flow 1: Port → Site | SHU | SIEMENS
661 | 477QGP51786179 / PS07 / 45184754 | HVDC-ADOPT-SIM-0017 | SHU | SCT-19LT-PRC-PO-004 | 13OP-03028.P.01.-283 | 1 | Outdoor | Connection Module Passive | 187.2 | 137.2 | 114 | 2.928 | 360 | 545 | Non Stackable | 2537 2099 | USD | 20538.77 | Maersk Hamburg | Germany | Hamburg | Khalifa port | 2024-08-13 | 2024-09-16 | [11 empty] | 2024-10-08 |  |  | CASE_LIST |  | 1 | site | SHU | 2024-10-08 | site | 0 | 1 | 1 | 2 | 2.57 | 0 | 2.57 | SIEMENS(SIM) |  | 1 | 1 | 0 | 1 | Flow 1: Port → Site | SHU | SIEMENS
662 | 477QGP51786179 / PS07 / 45184754 | HVDC-ADOPT-SIM-0017 | SHU | SCT-19LT-PRC-PO-004 | 13OP-03028.P.01.-237 | 1 | Outdoor | Pipe Short Indoor | 187.2 | 157.2 | 124 | 3.6491 | 420 | 630 | Non Stackable | 2537 2099 | USD | 20538.77 | Maersk Hamburg | Germany | Hamburg | Khalifa port | 2024-08-13 | 2024-09-16 | [11 empty] | 2024-10-10 |  |  | CASE_LIST |  | 1 | site | SHU | 2024-10-10 | site | 0 | 1 | 1 | 2 | 2.94 | 0 | 2.94 | SIEMENS(SIM) |  | 1 | 1 | 0 | 1 | Flow 1: Port → Site | SHU | SIEMENS
663 | 477QGP51786179 / PS07 / 45184754 | HVDC-ADOPT-SIM-0017 | SHU | SCT-19LT-PRC-PO-004 | 13OP-03028.P.01.-245 | 1 | Outdoor | Pipe Short Indoor | 147.2 | 107.2 | 122.8 | 1.9378 | 210 | 326 | Non Stackable | 2537 2099 | USD | 20538.77 | Maersk Hamburg | Germany | Hamburg | Khalifa port | 2024-08-13 | 2024-09-16 | [11 empty] | 2024-10-05 |  |  | CASE_LIST |  | 1 | site | SHU | 2024-10-05 | site | 0 | 1 | 1 | 2 | 1.58 | 0 | 1.58 | SIEMENS(SIM) |  | 1 | 1 | 0 | 1 | Flow 1: Port → Site | SHU | SIEMENS
664 | 477QGP51786179 / PS07 / 45184754 | HVDC-ADOPT-SIM-0017 | SHU | SCT-19LT-PRC-PO-004 | 13OP-03028.P.01.-242 | 1 | Outdoor | Pipe Short Indoor | 187.2 | 157.2 | 124 | 3.6491 | 260 | 467 | Non Stackable | 2537 2099 | USD | 20538.77 | Maersk Hamburg | Germany | Hamburg | Khalifa port | 2024-08-13 | 2024-09-16 | [11 empty] | 2024-10-09 |  |  | CASE_LIST |  | 1 | site | SHU | 2024-10-09 | site | 0 | 1 | 1 | 2 | 2.94 | 0 | 2.94 | SIEMENS(SIM) |  | 1 | 1 | 0 | 1 | Flow 1: Port → Site | SHU | SIEMENS
665 | 477QGP51786179 / PS07 / 45184754 | HVDC-ADOPT-SIM-0017 | SHU | SCT-19LT-PRC-PO-004 | 13OP-03028.P.01.-236 | 1 | Outdoor | Pipe Short Indoor | 107.2 | 97.2 | 122.8 | 1.2796 | 140 | 234 | Non Stackable | 2537 2099 | USD | 20538.77 | Maersk Hamburg | Germany | Hamburg | Khalifa port | 2024-08-13 | 2024-09-16 | [11 empty] | 2024-10-10 |  |  | CASE_LIST |  | 1 | site | SHU | 2024-10-10 | site | 0 | 1 | 1 | 2 | 1.04 | 0 | 1.04 | SIEMENS(SIM) |  | 1 | 1 | 0 | 1 | Flow 1: Port → Site | SHU | SIEMENS
666 | 477QGP51786179 / PS07 / 45184754 | HVDC-ADOPT-SIM-0017 | SHU | SCT-19LT-PRC-PO-004 | 13OP-03028.P.01.-244 | 1 | Outdoor | Connection Module Passive | 127.2 | 107.2 | 142.8 | 1.9472 | 255 | 376 | Non Stackable | 2537 2099 | USD | 20538.77 | Maersk Hamburg | Germany | Hamburg | Khalifa port | 2024-08-13 | 2024-09-16 | [11 empty] | 2024-10-10 |  |  | CASE_LIST |  | 1 | site | SHU | 2024-10-10 | site | 0 | 1 | 1 | 2 | 1.36 | 0 | 1.36 | SIEMENS(SIM) |  | 1 | 1 | 0 | 1 | Flow 1: Port → Site | SHU | SIEMENS
667 | 477QGP51786179 / PS07 / 45184754 | HVDC-ADOPT-SIM-0017 | SHU | SCT-19LT-PRC-PO-004 | 13OP-03028.P.01.-248 | 1 | Outdoor | Connection Module Passive | 227.2 | 107.2 | 162.8 | 3.9651 | 280 | 464 | Non Stackable | 2537 2099 | USD | 20538.77 | Maersk Hamburg | Germany | Hamburg | Khalifa port | 2024-08-13 | 2024-09-16 | [11 empty] | 2024-10-08 |  |  | CASE_LIST |  | 1 | site | SHU | 2024-10-08 | site | 0 | 1 | 1 | 2 | 2.44 | 0 | 2.44 | SIEMENS(SIM) |  | 1 | 1 | 0 | 1 | Flow 1: Port → Site | SHU | SIEMENS
668 | 477QGP51786179 / PS07 / 45184754 | HVDC-ADOPT-SIM-0017 | SHU | SCT-19LT-PRC-PO-004 | 13OP-03028.P.01.-298 | 1 | Outdoor | Connection Module Passive | 437 | 107 | 133 | 6.2189 | 380 | 701 | Non Stackable | 2537 2099 | USD | 20538.77 | Maersk Hamburg | Germany | Hamburg | Khalifa port | 2024-08-13 | 2024-09-16 | [11 empty] | 2024-10-07 |  |  | CASE_LIST |  | 1 | site | SHU | 2024-10-07 | site | 0 | 1 | 1 | 2 | 4.68 | 0 | 4.68 | SIEMENS(SIM) |  | 1 | 1 | 0 | 1 | Flow 1: Port → Site | SHU | SIEMENS
669 | 477QGP51786180 / PS07 / 45184752 | HVDC-ADOPT-SIM-0017 | SHU | SCT-19LT-PRC-PO-004 | 13OP-03028.P.01.-094 | 1 | Outdoor | Connection Module Active | 497.2 | 237.2 | 174.8 | 20.6152 | 1000 | 1797 | Non Stackable | 2537 2099 | USD | 29950.41 | Maersk Hamburg | Germany | Hamburg | Khalifa port | 2024-08-13 | 2024-09-16 | [11 empty] | 2024-09-25 |  |  | CASE_LIST |  | 1 | site | SHU | 2024-09-25 | site | 0 | 1 | 1 | 2 | 11.79 | 0 | 11.79 | SIEMENS(SIM) |  | 1 | 1 | 0 | 1 | Flow 1: Port → Site | SHU | SIEMENS
670 | 477QGP51786180 / PS07 / 45184752 | HVDC-ADOPT-SIM-0017 | SHU | SCT-19LT-PRC-PO-004 | 13OP-03028.P.01.-088 | 1 | Outdoor | Connection Module Active | 497.2 | 257.2 | 186.8 | 23.888 | 1020 | 1936 | Non Stackable | 2537 2099 | USD | 29950.41 | Maersk Hamburg | Germany | Hamburg | Khalifa port | 2024-08-13 | 2024-09-16 | [11 empty] | 2024-09-25 |  |  | CASE_LIST |  | 1 | site | SHU | 2024-09-25 | site | 0 | 1 | 1 | 2 | 12.79 | 0 | 12.79 | SIEMENS(SIM) |  | 1 | 1 | 0 | 1 | Flow 1: Port → Site | SHU | SIEMENS
671 | 477QGP51786180 / PS07 / 45184752 | HVDC-ADOPT-SIM-0017 | SHU | SCT-19LT-PRC-PO-004 | 13OP-03028.P.01.-087 | 1 | Outdoor | Connection Module Active | 507.2 | 247.2 | 174.8 | 21.9164 | 960 | 1787 | Non Stackable | 2537 2099 | USD | 29950.41 | Maersk Hamburg | Germany | Hamburg | Khalifa port | 2024-08-13 | 2024-09-16 | [11 empty] | 2024-09-25 |  |  | CASE_LIST |  | 1 | site | SHU | 2024-09-25 | site | 0 | 1 | 1 | 2 | 12.54 | 0 | 12.54 | SIEMENS(SIM) |  | 1 | 1 | 0 | 1 | Flow 1: Port → Site | SHU | SIEMENS
672 | 477QGP51786180 / PS07 / 45184752 | HVDC-ADOPT-SIM-0017 | SHU | SCT-19LT-PRC-PO-004 | 13OP-03028.P.01.-082 | 1 | Outdoor | Connection Module Passive | 167.2 | 127.2 | 124 | 2.6372 | 360 | 522 | Non Stackable | 2537 2099 | USD | 29950.41 | Maersk Hamburg | Germany | Hamburg | Khalifa port | 2024-08-13 | 2024-09-16 | [11 empty] | 2024-10-08 |  |  | CASE_LIST |  | 1 | site | SHU | 2024-10-08 | site | 0 | 1 | 1 | 2 | 2.13 | 0 | 2.13 | SIEMENS(SIM) |  | 1 | 1 | 0 | 1 | Flow 1: Port → Site | SHU | SIEMENS
673 | 477QGP51786180 / PS07 / 45184752 | HVDC-ADOPT-SIM-0017 | SHU | SCT-19LT-PRC-PO-004 | 13OP-03028.P.01.-083 | 1 | Outdoor | Connection Module Passive | 167.2 | 87.2 | 132.8 | 1.9362 | 180 | 301 | Non Stackable | 2537 2099 | USD | 29950.41 | Maersk Hamburg | Germany | Hamburg | Khalifa port | 2024-08-13 | 2024-09-16 | [11 empty] | 2024-10-09 |  |  | CASE_LIST |  | 1 | site | SHU | 2024-10-09 | site | 0 | 1 | 1 | 2 | 1.46 | 0 | 1.46 | SIEMENS(SIM) |  | 1 | 1 | 0 | 1 | Flow 1: Port → Site | SHU | SIEMENS
674 | 477QGP51786180 / PS07 / 45184752 | HVDC-ADOPT-SIM-0017 | SHU | SCT-19LT-PRC-PO-004 | 13OP-03028.P.01.-077 | 1 | Outdoor | Connection Module Passive | 227.2 | 107.2 | 152.8 | 3.7216 | 270 | 452 | Non Stackable | 2537 2099 | USD | 29950.41 | Maersk Hamburg | Germany | Hamburg | Khalifa port | 2024-08-13 | 2024-09-16 | [11 empty] | 2024-10-09 |  |  | CASE_LIST |  | 1 | site | SHU | 2024-10-09 | site | 0 | 1 | 1 | 2 | 2.44 | 0 | 2.44 | SIEMENS(SIM) |  | 1 | 1 | 0 | 1 | Flow 1: Port → Site | SHU | SIEMENS
675 | 477QGP51786180 / PS07 / 45184752 | HVDC-ADOPT-SIM-0017 | SHU | SCT-19LT-PRC-PO-004 | 13OP-03028.P.01.-078 | 1 | Outdoor | Connection Module Passive | 243.2 | 187.2 | 162.8 | 7.4118 | 540 | 913 | Non Stackable | 2537 2099 | USD | 29950.41 | Maersk Hamburg | Germany | Hamburg | Khalifa port | 2024-08-13 | 2024-09-16 | [11 empty] | 2024-10-07 |  |  | CASE_LIST |  | 1 | site | SHU | 2024-10-07 | site | 0 | 1 | 1 | 2 | 4.55 | 0 | 4.55 | SIEMENS(SIM) |  | 1 | 1 | 0 | 1 | Flow 1: Port → Site | SHU | SIEMENS
676 | 477QGP51786180 / PS07 / 45184752 | HVDC-ADOPT-SIM-0017 | SHU | SCT-19LT-PRC-PO-004 | 13OP-03028.P.01.-111 | 1 | Outdoor | Connection Module Active | 327.2 | 177.2 | 174.8 | 10.1349 | 835 | 1300 | Non Stackable | 2537 2099 | USD | 29950.41 | Maersk Hamburg | Germany | Hamburg | Khalifa port | 2024-08-13 | 2024-09-16 | [11 empty] | 2024-10-09 |  |  | CASE_LIST |  | 1 | site | SHU | 2024-10-09 | site | 0 | 1 | 1 | 2 | 5.8 | 0 | 5.8 | SIEMENS(SIM) |  | 1 | 1 | 0 | 1 | Flow 1: Port → Site | SHU | SIEMENS
677 | 477QGP51786180 / PS07 / 45184752 | HVDC-ADOPT-SIM-0017 | SHU | SCT-19LT-PRC-PO-004 | 13OP-03028.P.01.-060 | 1 | Outdoor | Connection Module 7-11m / Pipe Module Long Outdoor | 1041.2 | 229.2 | 176.8 | 42.1921 | 1980 | 3630 | Non Stackable | 2537 2099 | USD | 29950.41 | Maersk Hamburg | Germany | Hamburg | Khalifa port | 2024-08-13 | 2024-09-16 | [11 empty] | 2024-10-05 |  |  | CASE_LIST |  | 1 | site | SHU | 2024-10-05 | site | 0 | 1 | 1 | 2 | 23.86 | 0 | 23.86 | SIEMENS(SIM) |  | 1 | 1 | 0 | 1 | Flow 1: Port → Site | SHU | SIEMENS
678 | 477QGP51786180 / PS07 / 45184752 | HVDC-ADOPT-SIM-0017 | SHU | SCT-19LT-PRC-PO-004 | 13OP-03028.P.01.-115 | 1 | Outdoor | Connection Module 7-11m | 1027 | 229 | 127 | 29.8682 | 1340 | 2756 | Non Stackable | 2537 2099 | USD | 29950.41 | Maersk Hamburg | Germany | Hamburg | Khalifa port | 2024-08-13 | 2024-09-16 | [11 empty] | 2024-10-07 |  |  | CASE_LIST |  | 1 | site | SHU | 2024-10-07 | site | 0 | 1 | 1 | 2 | 23.52 | 0 | 23.52 | SIEMENS(SIM) |  | 1 | 1 | 0 | 1 | Flow 1: Port → Site | SHU | SIEMENS
679 | 477QGP51786180 / PS07 / 45184752 | HVDC-ADOPT-SIM-0017 | SHU | SCT-19LT-PRC-PO-004 | 13OP-03028.P.01.-173 | 1 | Outdoor | Accessory for delivery | 287.2 | 57.2 | 66 | 1.0842 | 35 | 136 | Non Stackable | 2537 2099 | USD | 29950.41 | Maersk Hamburg | Germany | Hamburg | Khalifa port | 2024-08-13 | 2024-09-16 | [11 empty] | 2024-10-09 |  |  | CASE_LIST |  | 1 | site | SHU | 2024-10-09 | site | 0 | 1 | 1 | 2 | 1.64 | 0 | 1.64 | SIEMENS(SIM) |  | 1 | 1 | 0 | 1 | Flow 1: Port → Site | SHU | SIEMENS
680 | 477QGP51786180 / PS07 / 45184752 | HVDC-ADOPT-SIM-0017 | SHU | SCT-19LT-PRC-PO-004 | 13OP-03028.P.01.-201 | 1 | Outdoor | Accessory for delivery | 287.2 | 57.2 | 66 | 1.0842 | 25 | 141 | Non Stackable | 2537 2099 | USD | 29950.41 | Maersk Hamburg | Germany | Hamburg | Khalifa port | 2024-08-13 | 2024-09-16 | [11 empty] | 2024-10-09 |  |  | CASE_LIST |  | 1 | site | SHU | 2024-10-09 | site | 0 | 1 | 1 | 2 | 1.64 | 0 | 1.64 | SIEMENS(SIM) |  | 1 | 1 | 0 | 1 | Flow 1: Port → Site | SHU | SIEMENS
681 | 477QGP51786180 / PS07 / 45184752 | HVDC-ADOPT-SIM-0017 | SHU | SCT-19LT-PRC-PO-004 | 13OP-03028.P.01.-222 | 1 | Outdoor | Connection Module Passive | 547.2 | 187.2 | 148.8 | 15.2424 | 1140 | 1944 | Non Stackable | 2537 2099 | USD | 29950.41 | Maersk Hamburg | Germany | Hamburg | Khalifa port | 2024-08-13 | 2024-09-16 | [11 empty] | 2024-10-09 |  |  | CASE_LIST |  | 1 | site | SHU | 2024-10-09 | site | 0 | 1 | 1 | 2 | 10.24 | 0 | 10.24 | SIEMENS(SIM) |  | 1 | 1 | 0 | 1 | Flow 1: Port → Site | SHU | SIEMENS
682 | 477QGP51786180 / PS07 / 45184752 | HVDC-ADOPT-SIM-0017 | SHU | SCT-19LT-PRC-PO-004 | 13OP-03028.P.01.-176 | 1 | Outdoor | Connection Module Active | 437.2 | 227.2 | 174.8 | 17.3632 | 820 | 1522 | Non Stackable | 2537 2099 | USD | 29950.41 | Maersk Hamburg | Germany | Hamburg | Khalifa port | 2024-08-13 | 2024-09-16 | [11 empty] | 2024-10-09 |  |  | CASE_LIST |  | 1 | site | SHU | 2024-10-09 | site | 0 | 1 | 1 | 2 | 9.93 | 0 | 9.93 | SIEMENS(SIM) |  | 1 | 1 | 0 | 1 | Flow 1: Port → Site | SHU | SIEMENS
683 | 477QGP51786180 / PS07 / 45184752 | HVDC-ADOPT-SIM-0017 | SHU | SCT-19LT-PRC-PO-004 | 13OP-03028.P.01.-235 | 1 | Outdoor | Connection Module Passive | 557.2 | 197.2 | 184.8 | 20.3058 | 1130 | 1929 | Non Stackable | 2537 2099 | USD | 29950.41 | Maersk Hamburg | Germany | Hamburg | Khalifa port | 2024-08-13 | 2024-09-16 | [11 empty] | 2024-10-09 |  |  | CASE_LIST |  | 1 | site | SHU | 2024-10-09 | site | 0 | 1 | 1 | 2 | 10.99 | 0 | 10.99 | SIEMENS(SIM) |  | 1 | 1 | 0 | 1 | Flow 1: Port → Site | SHU | SIEMENS
684 | 477QGP51786180 / PS07 / 45184752 | HVDC-ADOPT-SIM-0017 | SHU | SCT-19LT-PRC-PO-004 | 13OP-03028.P.01.-243 | 1 | Outdoor | Connection Module Passive | 227.2 | 137.2 | 164 | 5.1122 | 444 | 682 | Non Stackable | 2537 2099 | USD | 29950.41 | Maersk Hamburg | Germany | Hamburg | Khalifa port | 2024-08-13 | 2024-09-16 | [11 empty] | 2024-10-09 |  |  | CASE_LIST |  | 1 | site | SHU | 2024-10-09 | site | 0 | 1 | 1 | 2 | 3.12 | 0 | 3.12 | SIEMENS(SIM) |  | 1 | 1 | 0 | 1 | Flow 1: Port → Site | SHU | SIEMENS
685 | 477QGP51786180 / PS07 / 45184752 | HVDC-ADOPT-SIM-0017 | SHU | SCT-19LT-PRC-PO-004 | 13OP-03028.P.01.-229 | 1 | Outdoor | Connection Module Active | 273.2 | 167.2 | 160.8 | 7.3452 | 630 | 975 | Non Stackable | 2537 2099 | USD | 29950.41 | Maersk Hamburg | Germany | Hamburg | Khalifa port | 2024-08-13 | 2024-09-16 | [11 empty] | 2024-10-08 |  |  | CASE_LIST |  | 1 | site | SHU | 2024-10-08 | site | 0 | 1 | 1 | 2 | 4.57 | 0 | 4.57 | SIEMENS(SIM) |  | 1 | 1 | 0 | 1 | Flow 1: Port → Site | SHU | SIEMENS
686 | 477QGP51786180 / PS07 / 45184752 | HVDC-ADOPT-SIM-0017 | SHU | SCT-19LT-PRC-PO-004 | 13OP-03028.P.01.-231 | 1 | Outdoor | Connection Module Active | 273.2 | 157.2 | 170.8 | 7.3354 | 630 | 931 | Non Stackable | 2537 2099 | USD | 29950.41 | Maersk Hamburg | Germany | Hamburg | Khalifa port | 2024-08-13 | 2024-09-16 | [11 empty] | 2024-10-09 |  |  | CASE_LIST |  | 1 | site | SHU | 2024-10-09 | site | 0 | 1 | 1 | 2 | 4.29 | 0 | 4.29 | SIEMENS(SIM) |  | 1 | 1 | 0 | 1 | Flow 1: Port → Site | SHU | SIEMENS
687 | 477QGP51786180 / PS07 / 45184752 | HVDC-ADOPT-SIM-0017 | SHU | SCT-19LT-PRC-PO-004 | 13OP-03028.P.01.-246 | 1 | Outdoor | Connection Module Passive | 243.2 | 199.2 | 172.8 | 8.3714 | 560 | 965 | Non Stackable | 2537 2099 | USD | 29950.41 | Maersk Hamburg | Germany | Hamburg | Khalifa port | 2024-08-13 | 2024-09-16 | [11 empty] | 2024-10-09 |  |  | CASE_LIST |  | 1 | site | SHU | 2024-10-09 | site | 0 | 1 | 1 | 2 | 4.84 | 0 | 4.84 | SIEMENS(SIM) |  | 1 | 1 | 0 | 1 | Flow 1: Port → Site | SHU | SIEMENS
688 | 477QGP51786180 / PS07 / 45184752 | HVDC-ADOPT-SIM-0017 | SHU | SCT-19LT-PRC-PO-004 | 13OP-03028.P.01.-240 | 1 | Outdoor | Accessory for delivery | 287.2 | 57.2 | 66 | 1.0842 | 35 | 159 | Non Stackable | 2537 2099 | USD | 29950.41 | Maersk Hamburg | Germany | Hamburg | Khalifa port | 2024-08-13 | 2024-09-16 | [11 empty] | 2024-10-09 |  |  | CASE_LIST |  | 1 | site | SHU | 2024-10-09 | site | 0 | 1 | 1 | 2 | 1.64 | 0 | 1.64 | SIEMENS(SIM) |  | 1 | 1 | 0 | 1 | Flow 1: Port → Site | SHU | SIEMENS
689 | 477QGP51786180 / PS07 / 45184752 | HVDC-ADOPT-SIM-0017 | SHU | SCT-19LT-PRC-PO-004 | 13OP-03028.P.01.-182 | 1 | Outdoor | Connection Module Active | 447.2 | 229.2 | 162.8 | 16.6867 | 860 | 1531 | Non Stackable | 2537 2099 | USD | 29950.41 | Maersk Hamburg | Germany | Hamburg | Khalifa port | 2024-08-13 | 2024-09-16 | [11 empty] | 2024-10-08 |  |  | CASE_LIST |  | 1 | site | SHU | 2024-10-08 | site | 0 | 1 | 1 | 2 | 10.25 | 0 | 10.25 | SIEMENS(SIM) |  | 1 | 1 | 0 | 1 | Flow 1: Port → Site | SHU | SIEMENS
690 | 477QGP51786180 / PS07 / 45184752 | HVDC-ADOPT-SIM-0017 | SHU | SCT-19LT-PRC-PO-004 | 13OP-03028.P.01.-183 | 1 | Outdoor | Connection Module Active | 447.2 | 229.2 | 164.8 | 16.8917 | 860 | 1520 | Non Stackable | 2537 2099 | USD | 29950.41 | Maersk Hamburg | Germany | Hamburg | Khalifa port | 2024-08-13 | 2024-09-16 | [11 empty] | 2024-10-08 |  |  | CASE_LIST |  | 1 | site | SHU | 2024-10-08 | site | 0 | 1 | 1 | 2 | 10.25 | 0 | 10.25 | SIEMENS(SIM) |  | 1 | 1 | 0 | 1 | Flow 1: Port → Site | SHU | SIEMENS
691 | 477QGP51786180 / PS07 / 45184752 | HVDC-ADOPT-SIM-0017 | SHU | SCT-19LT-PRC-PO-004 | 13OP-03028.P.01.-217 | 1 | Outdoor | Connection Module Active | 451.2 | 247.2 | 176.8 | 19.7197 | 900 | 1715 | Non Stackable | 2537 2099 | USD | 29950.41 | Maersk Hamburg | Germany | Hamburg | Khalifa port | 2024-08-13 | 2024-09-16 | [11 empty] | 2024-09-25 |  |  | CASE_LIST |  | 1 | site | SHU | 2024-09-25 | site | 0 | 1 | 1 | 2 | 11.15 | 0 | 11.15 | SIEMENS(SIM) |  | 1 | 1 | 0 | 1 | Flow 1: Port → Site | SHU | SIEMENS
692 | 477QGP51786180 / PS07 / 45184752 | HVDC-ADOPT-SIM-0017 | SHU | SCT-19LT-PRC-PO-004 | 13OP-03028.P.01.-234 | 1 | Outdoor | Connection Module Active | 457.2 | 247.2 | 174.8 | 19.7559 | 910 | 1672 | Non Stackable | 2537 2099 | USD | 29950.41 | Maersk Hamburg | Germany | Hamburg | Khalifa port | 2024-08-13 | 2024-09-16 | [11 empty] | 2024-09-25 |  |  | CASE_LIST |  | 1 | site | SHU | 2024-09-25 | site | 0 | 1 | 1 | 2 | 11.3 | 0 | 11.3 | SIEMENS(SIM) |  | 1 | 1 | 0 | 1 | Flow 1: Port → Site | SHU | SIEMENS
693 | 477QGP51786180 / PS07 / 45184752 | HVDC-ADOPT-SIM-0017 | SHU | SCT-19LT-PRC-PO-004 | 13OP-03028.P.01.-185 | 1 | Outdoor | Connection Module Active | 467.2 | 167.2 | 234.8 | 18.3416 | 1640 | 2323 | Non Stackable | 2537 2099 | USD | 29950.41 | Maersk Hamburg | Germany | Hamburg | Khalifa port | 2024-08-13 | 2024-09-16 | [11 empty] | 2024-10-08 |  |  | CASE_LIST |  | 1 | site | SHU | 2024-10-08 | site | 0 | 1 | 1 | 2 | 7.81 | 0 | 7.81 | SIEMENS(SIM) |  | 1 | 1 | 0 | 1 | Flow 1: Port → Site | SHU | SIEMENS
694 | 477QGP51786180 / PS07 / 45184752 | HVDC-ADOPT-SIM-0017 | SHU | SCT-19LT-PRC-PO-004 | 13OP-03028.P.01.-257 | 1 | Outdoor | Accessory for delivery | 277.2 | 57.2 | 64 | 1.0148 | 35 | 130 | Non Stackable | 2537 2099 | USD | 29950.41 | Maersk Hamburg | Germany | Hamburg | Khalifa port | 2024-08-13 | 2024-09-16 | [11 empty] | 2024-10-09 |  |  | CASE_LIST |  | 1 | site | SHU | 2024-10-09 | site | 0 | 1 | 1 | 2 | 1.59 | 0 | 1.59 | SIEMENS(SIM) |  | 1 | 1 | 0 | 1 | Flow 1: Port → Site | SHU | SIEMENS
695 | 477QGP51786180 / PS07 / 45184752 | HVDC-ADOPT-SIM-0017 | SHU | SCT-19LT-PRC-PO-004 | 13OP-03028.P.01.-297 | 1 | Outdoor | Connection Module Active | 203.2 | 157.2 | 243 | 7.7622 | 620 | 954 | Non Stackable | 2537 2099 | USD | 29950.41 | Maersk Hamburg | Germany | Hamburg | Khalifa port | 2024-08-13 | 2024-09-16 | [11 empty] | 2024-10-07 |  |  | CASE_LIST |  | 1 | site | SHU | 2024-10-07 | site | 0 | 1 | 1 | 2 | 3.19 | 0 | 3.19 | SIEMENS(SIM) |  | 1 | 1 | 0 | 1 | Flow 1: Port → Site | SHU | SIEMENS
606 | 477QGP51784653 / PS05 / 45184049 | HVDC-ADOPT-SIM-0016 | MIR | SCT-19LT-PRC-PO-005 | 13OP-03028.P.02.501 | 1 | Outdoor | Voltage transformer | 123.2 | 107.2 | 180.8 | 2.3878 | 440 | 604 | Non Stackable | 8535 2900 | USD | 203163.6 | Maersk Herrera | Germany | Hamburg | Khalifa port | 2024-08-16 | 2024-09-10 | [10 empty] | 2024-09-16 |  |  |  | CASE_LIST |  | 1 | site | MIR | 2024-09-16 | site | 0 | 1 | 1 | 2 | 1.32 | 0 | 1.32 | SIEMENS(SIM) |  | 1 | 1 | 0 | 1 | Flow 1: Port → Site | MIR | SIEMENS
607 | 477QGP51784653 / PS05 / 45184049 | HVDC-ADOPT-SIM-0016 | MIR | SCT-19LT-PRC-PO-005 | 13OP-03028.P.02.502 | 1 | Outdoor | Voltage transformer | 123.2 | 107.2 | 180.8 | 2.3878 | 440 | 604 | Non Stackable | 8535 2900 | USD | 203163.6 | Maersk Herrera | Germany | Hamburg | Khalifa port | 2024-08-16 | 2024-09-10 | [10 empty] | 2024-09-16 |  |  |  | CASE_LIST |  | 1 | site | MIR | 2024-09-16 | site | 0 | 1 | 1 | 2 | 1.32 | 0 | 1.32 | SIEMENS(SIM) |  | 1 | 1 | 0 | 1 | Flow 1: Port → Site | MIR | SIEMENS
608 | 477QGP51784653 / PS05 / 45184049 | HVDC-ADOPT-SIM-0016 | MIR | SCT-19LT-PRC-PO-005 | 13OP-03028.P.02.503 | 1 | Outdoor | Voltage transformer | 123.2 | 107.2 | 180.8 | 2.3878 | 440 | 604 | Non Stackable | 8535 2900 | USD | 203163.6 | Maersk Herrera | Germany | Hamburg | Khalifa port | 2024-08-16 | 2024-09-10 | [10 empty] | 2024-09-16 |  |  |  | CASE_LIST |  | 1 | site | MIR | 2024-09-16 | site | 0 | 1 | 1 | 2 | 1.32 | 0 | 1.32 | SIEMENS(SIM) |  | 1 | 1 | 0 | 1 | Flow 1: Port → Site | MIR | SIEMENS
609 | 477QGP51784653 / PS05 / 45184049 | HVDC-ADOPT-SIM-0016 | MIR | SCT-19LT-PRC-PO-005 | 13OP-03028.P.02.504 | 1 | Outdoor | Voltage transformer | 123.2 | 107.2 | 180.8 | 2.3878 | 440 | 604 | Non Stackable | 8535 2900 | USD | 203163.6 | Maersk Herrera | Germany | Hamburg | Khalifa port | 2024-08-16 | 2024-09-10 | [10 empty] | 2024-09-16 |  |  |  | CASE_LIST |  | 1 | site | MIR | 2024-09-16 | site | 0 | 1 | 1 | 2 | 1.32 | 0 | 1.32 | SIEMENS(SIM) |  | 1 | 1 | 0 | 1 | Flow 1: Port → Site | MIR | SIEMENS
610 | 477QGP51784653 / PS05 / 45184049 | HVDC-ADOPT-SIM-0016 | MIR | SCT-19LT-PRC-PO-005 | 13OP-03028.P.02.505 | 1 | Outdoor | Voltage transformer | 123.2 | 107.2 | 180.8 | 2.3878 | 510 | 678 | Non Stackable | 8535 2900 | USD | 203163.6 | Maersk Herrera | Germany | Hamburg | Khalifa port | 2024-08-16 | 2024-09-10 | [10 empty] | 2024-09-16 |  |  |  | CASE_LIST |  | 1 | site | MIR | 2024-09-16 | site | 0 | 1 | 1 | 2 | 1.32 | 0 | 1.32 | SIEMENS(SIM) |  | 1 | 1 | 0 | 1 | Flow 1: Port → Site | MIR | SIEMENS
611 | 477QGP51784653 / PS05 / 45184049 | HVDC-ADOPT-SIM-0016 | MIR | SCT-19LT-PRC-PO-005 | 13OP-03028.P.02.510 | 1 | Outdoor | Connection Module Passive | 277.2 | 137.2 | 134 | 5.0963 | 765 | 1054 | Non Stackable | 8535 2900 | USD | 203163.6 | Maersk Herrera | Germany | Hamburg | Khalifa port | 2024-08-16 | 2024-09-10 | [10 empty] | 2024-09-16 |  |  |  | CASE_LIST |  | 1 | site | MIR | 2024-09-16 | site | 0 | 1 | 1 | 2 | 3.8 | 0 | 3.8 | SIEMENS(SIM) |  | 1 | 1 | 0 | 1 | Flow 1: Port → Site | MIR | SIEMENS
612 | 477QGP51784653 / PS05 / 45184049 | HVDC-ADOPT-SIM-0016 | MIR | SCT-19LT-PRC-PO-005 | 13OP-03028.P.02.511 | 1 | Outdoor | Connection Module Passive | 277.2 | 137.2 | 134 | 5.0963 | 765 | 1054 | Non Stackable | 8535 2900 | USD | 203163.6 | Maersk Herrera | Germany | Hamburg | Khalifa port | 2024-08-16 | 2024-09-10 | [10 empty] | 2024-09-16 |  |  |  | CASE_LIST |  | 1 | site | MIR | 2024-09-16 | site | 0 | 1 | 1 | 2 | 3.8 | 0 | 3.8 | SIEMENS(SIM) |  | 1 | 1 | 0 | 1 | Flow 1: Port → Site | MIR | SIEMENS
613 | 477QGP51784653 / PS05 / 45184049 | HVDC-ADOPT-SIM-0016 | MIR | SCT-19LT-PRC-PO-005 | 13OP-03028.P.02.512 | 1 | Outdoor | Voltage transformer | 123 | 107 | 181 | 2.3821 | 440 | 604 | Non Stackable | 8535 2900 | USD | 203163.6 | Maersk Herrera | Germany | Hamburg | Khalifa port | 2024-08-16 | 2024-09-10 | [10 empty] | 2024-09-16 |  |  |  | CASE_LIST |  | 1 | site | MIR | 2024-09-16 | site | 0 | 1 | 1 | 2 | 1.32 | 0 | 1.32 | SIEMENS(SIM) |  | 1 | 1 | 0 | 1 | Flow 1: Port → Site | MIR | SIEMENS
614 | 477QGP51784653 / PS05 / 45184049 | HVDC-ADOPT-SIM-0016 | MIR | SCT-19LT-PRC-PO-005 | 13OP-03028.P.02.509 | 1 | Outdoor | Preassembled Accessories | 115 | 85 | 51 | 0.49852 | 103 | 150 | Non Stackable | 8535 2900 | USD | 203163.6 | Maersk Herrera | Germany | Hamburg | Khalifa port | 2024-08-16 | 2024-09-10 | [10 empty] | 2024-09-16 |  |  |  | CASE_LIST |  | 1 | site | MIR | 2024-09-16 | site | 0 | 1 | 1 | 2 | 0.98 | 0 | 0.98 | SIEMENS(SIM) |  | 1 | 1 | 0 | 1 | Flow 1: Port → Site | MIR | SIEMENS
615 | 477QGP51784653 / PS05 / 45184049 | HVDC-ADOPT-SIM-0016 | MIR | SCT-19LT-PRC-PO-005 | 13OP-03028.P.02.508 | 1 | Outdoor | Preassembled Accessories | 66 | 45 | 63 | 0.18711 | 11 | 38 | Non Stackable | 8535 2900 | USD | 203163.6 | Maersk Herrera | Germany | Hamburg | Khalifa port | 2024-08-16 | 2024-09-10 | [10 empty] | 2024-09-16 |  |  |  | CASE_LIST |  | 1 | site | MIR | 2024-09-16 | site | 0 | 1 | 1 | 2 | 0.3 | 0 | 0.3 | SIEMENS(SIM) |  | 1 | 1 | 0 | 1 | Flow 1: Port → Site | MIR | SIEMENS
616 | 477QGP51784653 / PS05 / 45184049 | HVDC-ADOPT-SIM-0016 | MIR | SCT-19LT-PRC-PO-005 | 13OP-03028.P.02.507 | 1 | Outdoor | Screw, Head Screw, Washer etc. | 115 | 85 | 58 | 0.56695 | 99 | 146 | Non Stackable | 8535 2900 | USD | 64979.58 | Maersk Herrera | Germany | Hamburg | Khalifa port | 2024-08-16 | 2024-09-10 | [10 empty] | 2024-09-16 |  |  |  | CASE_LIST |  | 1 | site | MIR | 2024-09-16 | site | 0 | 1 | 1 | 2 | 0.98 | 0 | 0.98 | SIEMENS(SIM) |  | 1 | 1 | 0 | 1 | Flow 1: Port → Site | MIR | SIEMENS
582 | 477QGP51786803 / PS08_DG / 45184730 | HVDC-ADOPT-SIM-0015 | MIR | SCT-19LT-PRC-PO-004 | 13OP-03028.P.01.1021 | 1 | Indoor | Varnish Alexit 5225 | 29 | 22 | 33 | 0.021054 | 3.4 | 5 | Non Stackable | 3208 2090 | USD | 122.9 | Edith Maersk | Germany | Hamburg | Khalifa port | 2024-09-03 | 2024-10-11 | [10 empty] | 2024-12-16 |  |  |  | CASE_LIST |  | 1 | site | MIR | 2024-12-16 | site | 0 | 1 | 1 | 2 | 0.06 | 0 | 0.06 | SIEMENS(SIM) |  | 1 | 1 | 0 | 1 | Flow 1: Port → Site | MIR | SIEMENS
583 | 477QGP51786803 / PS08_DG / 45184730 | HVDC-ADOPT-SIM-0015 | MIR | SCT-19LT-PRC-PO-004 | 13OP-03028.P.01.1022 | 1 | Indoor | Varnish Alexit 5225 | 29 | 22 | 33 | 0.021054 | 3.4 | 5 | Non Stackable | 3208 2090 | USD | 122.9 | Edith Maersk | Germany | Hamburg | Khalifa port | 2024-09-03 | 2024-10-11 | [10 empty] | 2024-12-16 |  |  |  | CASE_LIST |  | 1 | site | MIR | 2024-12-16 | site | 0 | 1 | 1 | 2 | 0.06 | 0 | 0.06 | SIEMENS(SIM) |  | 1 | 1 | 0 | 1 | Flow 1: Port → Site | MIR | SIEMENS
584 | 477QGP51786803 / PS08_DG / 45184730 | HVDC-ADOPT-SIM-0015 | MIR | SCT-19LT-PRC-PO-004 | 13OP-03028.P.01.1023 | 1 | Indoor | Varnish Alexit 5225 | 29 | 22 | 33 | 0.021054 | 3.4 | 5 | Non Stackable | 3208 2090 | USD | 122.9 | Edith Maersk | Germany | Hamburg | Khalifa port | 2024-09-03 | 2024-10-11 | [10 empty] | 2024-12-16 |  |  |  | CASE_LIST |  | 1 | site | MIR | 2024-12-16 | site | 0 | 1 | 1 | 2 | 0.06 | 0 | 0.06 | SIEMENS(SIM) |  | 1 | 1 | 0 | 1 | Flow 1: Port → Site | MIR | SIEMENS
585 | 477QGP51786803 / PS08_DG / 45184730 | HVDC-ADOPT-SIM-0015 | MIR | SCT-19LT-PRC-PO-004 | 13OP-03028.P.01.1024 | 1 | Indoor | Varnish Alexit 5225 | 29 | 22 | 33 | 0.021054 | 3.4 | 5 | Non Stackable | 3208 2090 | USD | 122.9 | Edith Maersk | Germany | Hamburg | Khalifa port | 2024-09-03 | 2024-10-11 | [10 empty] | 2024-12-16 |  |  |  | CASE_LIST |  | 1 | site | MIR | 2024-12-16 | site | 0 | 1 | 1 | 2 | 0.06 | 0 | 0.06 | SIEMENS(SIM) |  | 1 | 1 | 0 | 1 | Flow 1: Port → Site | MIR | SIEMENS
586 | 477QGP51786803 / PS08_DG / 45184730 | HVDC-ADOPT-SIM-0015 | MIR | SCT-19LT-PRC-PO-004 | 13OP-03028.P.01.1025 | 1 | Indoor | Varnish Alexit 5225 | 29 | 22 | 33 | 0.021054 | 3.4 | 5 | Non Stackable | 3208 2090 | USD | 122.9 | Edith Maersk | Germany | Hamburg | Khalifa port | 2024-09-03 | 2024-10-11 | [10 empty] | 2024-12-16 |  |  |  | CASE_LIST |  | 1 | site | MIR | 2024-12-16 | site | 0 | 1 | 1 | 2 | 0.06 | 0 | 0.06 | SIEMENS(SIM) |  | 1 | 1 | 0 | 1 | Flow 1: Port → Site | MIR | SIEMENS
587 | 477QGP51786803 / PS08_DG / 45184730 | HVDC-ADOPT-SIM-0015 | MIR | SCT-19LT-PRC-PO-004 | 13OP-03028.P.01.1026 | 1 | Indoor | Varnish Alexit 5225 | 29 | 22 | 33 | 0.021054 | 3.4 | 5 | Non Stackable | 3208 2090 | USD | 122.9 | Edith Maersk | Germany | Hamburg | Khalifa port | 2024-09-03 | 2024-10-11 | [10 empty] | 2024-12-16 |  |  |  | CASE_LIST |  | 1 | site | MIR | 2024-12-16 | site | 0 | 1 | 1 | 2 | 0.06 | 0 | 0.06 | SIEMENS(SIM) |  | 1 | 1 | 0 | 1 | Flow 1: Port → Site | MIR | SIEMENS
588 | 477QGP51786803 / PS08_DG / 45184730 | HVDC-ADOPT-SIM-0015 | MIR | SCT-19LT-PRC-PO-004 | 13OP-03028.P.01.1027 | 1 | Indoor | Varnish Alexit 5225 | 29 | 22 | 33 | 0.021054 | 3.4 | 5 | Non Stackable | 3208 2090 | USD | 122.9 | Edith Maersk | Germany | Hamburg | Khalifa port | 2024-09-03 | 2024-10-11 | [10 empty] | 2024-12-16 |  |  |  | CASE_LIST |  | 1 | site | MIR | 2024-12-16 | site | 0 | 1 | 1 | 2 | 0.06 | 0 | 0.06 | SIEMENS(SIM) |  | 1 | 1 | 0 | 1 | Flow 1: Port → Site | MIR | SIEMENS
589 | 477QGP51786803 / PS08_DG / 45184730 | HVDC-ADOPT-SIM-0015 | MIR | SCT-19LT-PRC-PO-004 | 13OP-03028.P.01.1028 | 1 | Indoor | Varnish Alexit 5225 | 29 | 22 | 33 | 0.021054 | 3.4 | 5 | Non Stackable | 3208 2090 | USD | 122.9 | Edith Maersk | Germany | Hamburg | Khalifa port | 2024-09-03 | 2024-10-11 | [10 empty] | 2024-12-16 |  |  |  | CASE_LIST |  | 1 | site | MIR | 2024-12-16 | site | 0 | 1 | 1 | 2 | 0.06 | 0 | 0.06 | SIEMENS(SIM) |  | 1 | 1 | 0 | 1 | Flow 1: Port → Site | MIR | SIEMENS
590 | 477QGP51786803 / PS08_DG / 45184730 | HVDC-ADOPT-SIM-0015 | MIR | SCT-19LT-PRC-PO-004 | 13OP-03028.P.01.1029 | 1 | Indoor | HAKU 5067 | 29 | 22 | 33 | 0.021054 | 4 | 5.3 | Non Stackable | 3814 0090 | USD | 87.32 | Edith Maersk | Germany | Hamburg | Khalifa port | 2024-09-03 | 2024-10-11 | [10 empty] | 2024-12-16 |  |  |  | CASE_LIST |  | 1 | site | MIR | 2024-12-16 | site | 0 | 1 | 1 | 2 | 0.06 | 0 | 0.06 | SIEMENS(SIM) |  | 1 | 1 | 0 | 1 | Flow 1: Port → Site | MIR | SIEMENS
591 | 477QGP51786803 / PS08_DG / 45184730 | HVDC-ADOPT-SIM-0015 | MIR | SCT-19LT-PRC-PO-004 | 13OP-03028.P.01.1030 | 1 | Indoor | HAKU 5067 | 29 | 22 | 33 | 0.021054 | 4 | 5.3 | Non Stackable | 3814 0090 | USD | 87.32 | Edith Maersk | Germany | Hamburg | Khalifa port | 2024-09-03 | 2024-10-11 | [10 empty] | 2024-12-16 |  |  |  | CASE_LIST |  | 1 | site | MIR | 2024-12-16 | site | 0 | 1 | 1 | 2 | 0.06 | 0 | 0.06 | SIEMENS(SIM) |  | 1 | 1 | 0 | 1 | Flow 1: Port → Site | MIR | SIEMENS
592 | 477QGP51786803 / PS08_DG / 45184730 | HVDC-ADOPT-SIM-0015 | MIR | SCT-19LT-PRC-PO-004 | 13OP-03028.P.01.1031 | 1 | Indoor | HAKU 5067 | 29 | 22 | 33 | 0.021054 | 4 | 5.3 | Non Stackable | 3814 0090 | USD | 87.32 | Edith Maersk | Germany | Hamburg | Khalifa port | 2024-09-03 | 2024-10-11 | [10 empty] | 2024-12-16 |  |  |  | CASE_LIST |  | 1 | site | MIR | 2024-12-16 | site | 0 | 1 | 1 | 2 | 0.06 | 0 | 0.06 | SIEMENS(SIM) |  | 1 | 1 | 0 | 1 | Flow 1: Port → Site | MIR | SIEMENS
593 | 477QGP51786803 / PS08_DG / 45184730 | HVDC-ADOPT-SIM-0015 | MIR | SCT-19LT-PRC-PO-004 | 13OP-03028.P.01.1032 | 1 | Indoor | HAKU 5067 | 29 | 22 | 33 | 0.021054 | 4 | 5.3 | Non Stackable | 3814 0090 | USD | 87.32 | Edith Maersk | Germany | Hamburg | Khalifa port | 2024-09-03 | 2024-10-11 | [10 empty] | 2024-12-16 |  |  |  | CASE_LIST |  | 1 | site | MIR | 2024-12-16 | site | 0 | 1 | 1 | 2 | 0.06 | 0 | 0.06 | SIEMENS(SIM) |  | 1 | 1 | 0 | 1 | Flow 1: Port → Site | MIR | SIEMENS
594 | 477QGP51786803 / PS08_DG / 45184730 | HVDC-ADOPT-SIM-0015 | MIR | SCT-19LT-PRC-PO-004 | 13OP-03028.P.01.1033 | 1 | Indoor | Varnish Alexit 5225 | 29 | 22 | 33 | 0.021054 | 3.4 | 5.1 | Non Stackable | 3208 2090 | USD | 108.42 | Edith Maersk | Germany | Hamburg | Khalifa port | 2024-09-03 | 2024-10-11 | [10 empty] | 2024-12-16 |  |  |  | CASE_LIST |  | 1 | site | MIR | 2024-12-16 | site | 0 | 1 | 1 | 2 | 0.06 | 0 | 0.06 | SIEMENS(SIM) |  | 1 | 1 | 0 | 1 | Flow 1: Port → Site | MIR | SIEMENS
595 | 477QGP51786803 / PS08_DG / 45184730 | HVDC-ADOPT-SIM-0015 | MIR | SCT-19LT-PRC-PO-004 | 13OP-03028.P.01.1034 | 1 | Indoor | Varnish Alexit 5225 | 29 | 22 | 33 | 0.021054 | 3.4 | 5.1 | Non Stackable | 3208 2090 | USD | 108.42 | Edith Maersk | Germany | Hamburg | Khalifa port | 2024-09-03 | 2024-10-11 | [10 empty] | 2024-12-16 |  |  |  | CASE_LIST |  | 1 | site | MIR | 2024-12-16 | site | 0 | 1 | 1 | 2 | 0.06 | 0 | 0.06 | SIEMENS(SIM) |  | 1 | 1 | 0 | 1 | Flow 1: Port → Site | MIR | SIEMENS
596 | 477QGP51786803 / PS08_DG / 45184730 | HVDC-ADOPT-SIM-0015 | MIR | SCT-19LT-PRC-PO-004 | 13OP-03028.P.01.1035 | 1 | Indoor | Zinc Dust 7831 | 29 | 22 | 33 | 0.021054 |  | 4.6 | Non Stackable | 3208 9091 | USD | 148.05 | Edith Maersk | Germany | Hamburg | Khalifa port | 2024-09-03 | 2024-10-11 | [10 empty] | 2024-12-16 |  |  |  | CASE_LIST |  | 1 | site | MIR | 2024-12-16 | site | 0 | 1 | 1 | 2 | 0.06 | 0 | 0.06 | SIEMENS(SIM) |  | 1 | 1 | 0 | 1 | Flow 1: Port → Site | MIR | SIEMENS
597 | 477QGP51786803 / PS08_DG / 45184730 | HVDC-ADOPT-SIM-0015 | MIR | SCT-19LT-PRC-PO-004 | 13OP-03028.P.01.1036 | 1 | Indoor | Zinc Dust 7831 | 29 | 22 | 33 | 0.021054 | 3 | 4.6 | Non Stackable | 3208 9091 | USD | 148.05 | Edith Maersk | Germany | Hamburg | Khalifa port | 2024-09-03 | 2024-10-11 | [10 empty] | 2024-12-16 |  |  |  | CASE_LIST |  | 1 | site | MIR | 2024-12-16 | site | 0 | 1 | 1 | 2 | 0.06 | 0 | 0.06 | SIEMENS(SIM) |  | 1 | 1 | 0 | 1 | Flow 1: Port → Site | MIR | SIEMENS
598 | 477QGP51786803 / PS08_DG / 45184730 | HVDC-ADOPT-SIM-0015 | MIR | SCT-19LT-PRC-PO-004 | 13OP-03028.P.01.1037 | 1 | Indoor | ACCELERATOR 125 | 29 | 22 | 33 | 0.021054 | 1.8 | 3.4 | Non Stackable | 3815 9090 | USD | 22 | Edith Maersk | Germany | Hamburg | Khalifa port | 2024-09-03 | 2024-10-11 | [10 empty] | 2024-12-16 |  |  |  | CASE_LIST |  | 1 | site | MIR | 2024-12-16 | site | 0 | 1 | 1 | 2 | 0.06 | 0 | 0.06 | SIEMENS(SIM) |  | 1 | 1 | 0 | 1 | Flow 1: Port → Site | MIR | SIEMENS
599 | 477QGP51786803 / PS08_DG / 45184730 | HVDC-ADOPT-SIM-0015 | MIR | SCT-19LT-PRC-PO-004 | 13OP-03028.P.01.1038 | 1 | Indoor | LACQUER REPAIR | 29 | 22 | 33 | 0.021054 | 1.4 | 2.9 | Non Stackable | 3208 9091 | USD | 44.4 | Edith Maersk | Germany | Hamburg | Khalifa port | 2024-09-03 | 2024-10-11 | [10 empty] | 2024-12-16 |  |  |  | CASE_LIST |  | 1 | site | MIR | 2024-12-16 | site | 0 | 1 | 1 | 2 | 0.06 | 0 | 0.06 | SIEMENS(SIM) |  | 1 | 1 | 0 | 1 | Flow 1: Port → Site | MIR | SIEMENS
600 | 477QGP51786803 / PS08_DG / 45184730 | HVDC-ADOPT-SIM-0015 | MIR | SCT-19LT-PRC-PO-004 | 13OP-03028.P.01.1039 | 1 | Indoor | Varnish Alexit 461-12 | 29 | 22 | 33 | 0.021054 | 2 | 3.4 | Non Stackable | 3208 2090 | USD | 162.42 | Edith Maersk | Germany | Hamburg | Khalifa port | 2024-09-03 | 2024-10-11 | [10 empty] | 2024-12-16 |  |  |  | CASE_LIST |  | 1 | site | MIR | 2024-12-16 | site | 0 | 1 | 1 | 2 | 0.06 | 0 | 0.06 | SIEMENS(SIM) |  | 1 | 1 | 0 | 1 | Flow 1: Port → Site | MIR | SIEMENS
601 | 477QGP51786803 / PS08_DG / 45184730 | HVDC-ADOPT-SIM-0015 | MIR | SCT-19LT-PRC-PO-004 | 13OP-03028.P.01.1040 | 1 | Indoor | Varnish Alexit RAL9006 | 29 | 22 | 33 | 0.021054 | 3.4 | 5.1 | Non Stackable | 3208 2090 | USD | 59.03 | Edith Maersk | Germany | Hamburg | Khalifa port | 2024-09-03 | 2024-10-11 | [10 empty] | 2024-12-16 |  |  |  | CASE_LIST |  | 1 | site | MIR | 2024-12-16 | site | 0 | 1 | 1 | 2 | 0.06 | 0 | 0.06 | SIEMENS(SIM) |  | 1 | 1 | 0 | 1 | Flow 1: Port → Site | MIR | SIEMENS
602 | 477QGP51786803 / PS08_DG / 45184730 | HVDC-ADOPT-SIM-0015 | MIR | SCT-19LT-PRC-PO-004 | 13OP-03028.P.01.1041 | 1 | Indoor | TECTYLE 506 | 29 | 22 | 33 | 0.021054 | 1.75 | 3 | Non Stackable | 3824 9996 | USD | 6 | Edith Maersk | Germany | Hamburg | Khalifa port | 2024-09-03 | 2024-10-11 | [10 empty] | 2024-12-16 |  |  |  | CASE_LIST |  | 1 | site | MIR | 2024-12-16 | site | 0 | 1 | 1 | 2 | 0.06 | 0 | 0.06 | SIEMENS(SIM) |  | 1 | 1 | 0 | 1 | Flow 1: Port → Site | MIR | SIEMENS
603 | 477QGP51786803 / PS08_DG / 45184730 | HVDC-ADOPT-SIM-0015 | MIR | SCT-19LT-PRC-PO-004 | 13OP-03028.P.01.1042 | 1 | Indoor | Haku 1025/920 | 66 | 45 | 63 | 0.18711 | 31 | 48 | Non Stackable | 2710 1221 | USD | 378.72 | Edith Maersk | Germany | Hamburg | Khalifa port | 2024-09-03 | 2024-10-11 | [10 empty] | 2024-12-16 |  |  |  | CASE_LIST |  | 1 | site | MIR | 2024-12-16 | site | 0 | 1 | 1 | 2 | 0.3 | 0 | 0.3 | SIEMENS(SIM) |  | 1 | 1 | 0 | 1 | Flow 1: Port → Site | MIR | SIEMENS
604 | 477QGP51786803 / PS08_DG / 45184730 | HVDC-ADOPT-SIM-0015 | MIR | SCT-19LT-PRC-PO-004 | 13OP-03028.P.01.1061 | 1 | Indoor | Forming Gas | 198 | 63 | 56 | 0.69854 | 10 | 163 | Non Stackable | 3824 9996 | USD | 584.9 | Edith Maersk | Germany | Hamburg | Khalifa port | 2024-09-03 | 2024-10-11 | [10 empty] | 2024-12-16 |  |  |  | CASE_LIST |  | 1 | site | MIR | 2024-12-16 | site | 0 | 1 | 1 | 2 | 1.25 | 0 | 1.25 | SIEMENS(SIM) |  | 1 | 1 | 0 | 1 | Flow 1: Port → Site | MIR | SIEMENS
605 | 477QGP51786803 / PS08_DG / 45184730 | HVDC-ADOPT-SIM-0015 | MIR | SCT-19LT-PRC-PO-004 | 13OP-03028.P.01.1078 | 1 | Indoor | SF6-Gas 50L | 137 | 100 | 50 | 0.685 | 200 | 384 | Non Stackable | 2812 9000 | USD | 6952 | Edith Maersk | Germany | Hamburg | Khalifa port | 2024-09-03 | 2024-10-11 | [10 empty] | 2024-12-16 |  |  |  | CASE_LIST |  | 1 | site | MIR | 2024-12-16 | site | 0 | 1 | 1 | 2 | 1.37 | 0 | 1.37 | SIEMENS(SIM) |  | 1 | 1 | 0 | 1 | Flow 1: Port → Site | MIR | SIEMENS
571 | 161533_SHPS_129666 | HVDC-ADOPT-SIM-0014 | SHU | 129666 | PalletRef.#001 | 1 | Outdoor | Earthing and Lightning Materials | 100 | 100 | 125 | 1.25 | 1046 | 1066.25 | Non Stackable |  | GBP | 4147.258 | CMA CGM TITAN | United Kingdom | Southampton | Khalifa port | 2024-08-21 | 2024-10-03 | [11 empty] | 2024-10-15 |  |  | CASE_LIST |  | 1 | site | SHU | 2024-10-15 | site | 0 | 1 | 1 | 2 | 1 | 0 | 1 | SIEMENS(SIM) |  | 1 | 1 | 0 | 1 | Flow 1: Port → Site | SHU | SIEMENS
572 | 161533_SHPS_129666 | HVDC-ADOPT-SIM-0014 | SHU | 129666 | BattenRef.#002 | 1 | Outdoor | Earthing and Lightning Materials | 320 | 42 | 20 | 0.2688 | 164 | 189 | Non Stackable |  | GBP | 4147.258 | CMA CGM TITAN | United Kingdom | Southampton | Khalifa port | 2024-08-21 | 2024-10-03 | [11 empty] | 2024-10-15 |  |  | CASE_LIST |  | 1 | site | SHU | 2024-10-15 | site | 0 | 1 | 1 | 2 | 1.34 | 0 | 1.34 | SIEMENS(SIM) |  | 1 | 1 | 0 | 1 | Flow 1: Port → Site | SHU | SIEMENS
573 | 161533_SHPS_129666 | HVDC-ADOPT-SIM-0014 | SHU | 129666 | PalletRef.#003 | 1 | Outdoor | Earthing and Lightning Materials | 65 | 65 | 63 | 0.26617 | 530 | 537.1 | Non Stackable |  | GBP | 4147.258 | CMA CGM TITAN | United Kingdom | Southampton | Khalifa port | 2024-08-21 | 2024-10-03 | [11 empty] | 2024-10-15 |  |  | CASE_LIST |  | 1 | site | SHU | 2024-10-15 | site | 0 | 1 | 1 | 2 | 0.42 | 0 | 0.42 | SIEMENS(SIM) |  | 1 | 1 | 0 | 1 | Flow 1: Port → Site | SHU | SIEMENS
574 | 161533_SHPS_129666 | HVDC-ADOPT-SIM-0014 | SHU | 129666 | PalletRef.#004 | 1 | Outdoor | Earthing and Lightning Materials | 65 | 65 | 50 | 0.21125 | 377 | 386.65 | Non Stackable |  | GBP | 4147.258 | CMA CGM TITAN | United Kingdom | Southampton | Khalifa port | 2024-08-21 | 2024-10-03 | [11 empty] | 2024-10-15 |  |  | CASE_LIST |  | 1 | site | SHU | 2024-10-15 | site | 0 | 1 | 1 | 2 | 0.42 | 0 | 0.42 | SIEMENS(SIM) |  | 1 | 1 | 0 | 1 | Flow 1: Port → Site | SHU | SIEMENS
575 | 161533_SHPS_129666 | HVDC-ADOPT-SIM-0014 | SHU | 129666 | PalletRef.#005 | 1 | Outdoor | Earthing and Lightning Materials | 76 | 76 | 65 | 0.37544 | 584 | 594.35 | Non Stackable |  | GBP | 4147.258 | CMA CGM TITAN | United Kingdom | Southampton | Khalifa port | 2024-08-21 | 2024-10-03 | [11 empty] | 2024-10-15 |  |  | CASE_LIST |  | 1 | site | SHU | 2024-10-15 | site | 0 | 1 | 1 | 2 | 0.58 | 0 | 0.58 | SIEMENS(SIM) |  | 1 | 1 | 0 | 1 | Flow 1: Port → Site | SHU | SIEMENS
576 | 161533_SHPS_129666 | HVDC-ADOPT-SIM-0014 | SHU | 129666 | PalletRef.#006 | 1 | Outdoor | Earthing and Lightning Materials | 65 | 65 | 46 | 0.19435 | 66 | 75.05 | Non Stackable |  | GBP | 4147.258 | CMA CGM TITAN | United Kingdom | Southampton | Khalifa port | 2024-08-21 | 2024-10-03 | [11 empty] | 2024-10-15 |  |  | CASE_LIST |  | 1 | site | SHU | 2024-10-15 | site | 0 | 1 | 1 | 2 | 0.42 | 0 | 0.42 | SIEMENS(SIM) |  | 1 | 1 | 0 | 1 | Flow 1: Port → Site | SHU | SIEMENS
578 | 161534_MRPS_129679 | HVDC-ADOPT-SIM-0014 | MIR | 129679 | PalletRef.#002 | 1 | Outdoor | Earthing and Lightning Materials | 65 | 65 | 66 | 0.27885 | 563 | 571.3 | Non Stackable |  | GBP | 3850.742 | CMA CGM TITAN | United Kingdom | Southampton | Khalifa port | 2024-08-21 | 2024-10-03 | [10 empty] | 2024-10-15 |  |  |  | CASE_LIST |  | 1 | site | MIR | 2024-10-15 | site | 0 | 1 | 1 | 2 | 0.42 | 0 | 0.42 | SIEMENS(SIM) |  | 1 | 1 | 0 | 1 | Flow 1: Port → Site | MIR | SIEMENS
579 | 161534_MRPS_129679 | HVDC-ADOPT-SIM-0014 | MIR | 129679 | BattenRef.#003 | 1 | Outdoor | Earthing and Lightning Materials | 305 | 42 | 25 | 0.32025 | 104 | 124 | Non Stackable |  | GBP | 3850.742 | CMA CGM TITAN | United Kingdom | Southampton | Khalifa port | 2024-08-21 | 2024-10-03 | [10 empty] | 2024-10-15 |  |  |  | CASE_LIST |  | 1 | site | MIR | 2024-10-15 | site | 0 | 1 | 1 | 2 | 1.28 | 0 | 1.28 | SIEMENS(SIM) |  | 1 | 1 | 0 | 1 | Flow 1: Port → Site | MIR | SIEMENS
570 | 477QGP51784654 / PS06_DG / 45184077 | HVDC-ADOPT-SIM-0013 | MIR | SCT-19LT-PRC-PO-005 | 13OP-03028.P.02.506 | 1 | Indoor | SF6-Gas 600L | 262.2 | 179.2 | 139.8 | 6.5687 | 2106 | 2475 | Non Stackable | 2812 9000 | USD | 187593.6 | Eugen Maersk | Germany | Hamburg | Khalifa port | 2024-09-03 | 2024-10-21 | [10 empty] | 2024-10-30 |  |  |  | CASE_LIST |  | 1 | site | MIR | 2024-10-30 | site | 0 | 1 | 1 | 2 | 4.7 | 0 | 4.7 | SIEMENS(SIM) |  | 1 | 1 | 0 | 1 | Flow 1: Port → Site | MIR | SIEMENS
465 | 477QGP51786804 / PS09 / 45184975 | HVDC-ADOPT-SIM-0012 | MIR | SCT-19LT-PRC-PO-004 | 13OP-03028.P.01.1009 | 1 | Outdoor | Voltage transformer | 133.2 | 117.2 | 190.8 | 2.9786 | 440 | 630 | Non Stackable | 2537 2099 | USD | 64776.58 | Edith Maersk | Germany | Hamburg | Khalifa port | 2024-09-03 | 2024-10-11 | [10 empty] | 2024-10-18 |  |  |  | CASE_LIST |  | 1 | site | MIR | 2024-10-18 | site | 0 | 1 | 1 | 2 | 1.56 | 0 | 1.56 | SIEMENS(SIM) |  | 1 | 1 | 0 | 1 | Flow 1: Port → Site | MIR | SIEMENS
466 | 477QGP51786804 / PS09 / 45184975 | HVDC-ADOPT-SIM-0012 | MIR | SCT-19LT-PRC-PO-004 | 13OP-03028.P.01.1010 | 1 | Outdoor | Voltage transformer | 133.2 | 117.2 | 190.8 | 2.9786 | 440 | 630 | Non Stackable | 2537 2099 | USD | 64776.58 | Edith Maersk | Germany | Hamburg | Khalifa port | 2024-09-03 | 2024-10-11 | [10 empty] | 2024-10-18 |  |  |  | CASE_LIST |  | 1 | site | MIR | 2024-10-18 | site | 0 | 1 | 1 | 2 | 1.56 | 0 | 1.56 | SIEMENS(SIM) |  | 1 | 1 | 0 | 1 | Flow 1: Port → Site | MIR | SIEMENS
467 | 477QGP51786804 / PS09 / 45184975 | HVDC-ADOPT-SIM-0012 | MIR | SCT-19LT-PRC-PO-004 | 13OP-03028.P.01.1011 | 1 | Outdoor | Voltage transformer | 133.2 | 117.2 | 190.8 | 2.9786 | 440 | 630 | Non Stackable | 2537 2099 | USD | 64776.58 | Edith Maersk | Germany | Hamburg | Khalifa port | 2024-09-03 | 2024-10-11 | [10 empty] | 2024-10-22 |  |  |  | CASE_LIST |  | 1 | site | MIR | 2024-10-22 | site | 0 | 1 | 1 | 2 | 1.56 | 0 | 1.56 | SIEMENS(SIM) |  | 1 | 1 | 0 | 1 | Flow 1: Port → Site | MIR | SIEMENS
468 | 477QGP51786804 / PS09 / 45184975 | HVDC-ADOPT-SIM-0012 | MIR | SCT-19LT-PRC-PO-004 | 13OP-03028.P.01.1012 | 1 | Outdoor | Voltage transformer | 133.2 | 117.2 | 190.8 | 2.9786 | 440 | 634 | Non Stackable | 2537 2099 | USD | 64776.58 | Edith Maersk | Germany | Hamburg | Khalifa port | 2024-09-03 | 2024-10-11 | [10 empty] | 2024-10-22 |  |  |  | CASE_LIST |  | 1 | site | MIR | 2024-10-22 | site | 0 | 1 | 1 | 2 | 1.56 | 0 | 1.56 | SIEMENS(SIM) |  | 1 | 1 | 0 | 1 | Flow 1: Port → Site | MIR | SIEMENS
469 | 477QGP51786804 / PS09 / 45184975 | HVDC-ADOPT-SIM-0012 | MIR | SCT-19LT-PRC-PO-004 | 13OP-03028.P.01.1013 | 1 | Outdoor | Voltage transformer | 133.2 | 117.2 | 190.8 | 2.9786 | 440 | 630 | Non Stackable | 2537 2099 | USD | 64776.58 | Edith Maersk | Germany | Hamburg | Khalifa port | 2024-09-03 | 2024-10-11 | [10 empty] | 2024-10-18 |  |  |  | CASE_LIST |  | 1 | site | MIR | 2024-10-18 | site | 0 | 1 | 1 | 2 | 1.56 | 0 | 1.56 | SIEMENS(SIM) |  | 1 | 1 | 0 | 1 | Flow 1: Port → Site | MIR | SIEMENS
470 | 477QGP51786804 / PS09 / 45184975 | HVDC-ADOPT-SIM-0012 | MIR | SCT-19LT-PRC-PO-004 | 13OP-03028.P.01.1014 | 1 | Outdoor | Voltage transformer | 133.2 | 117.2 | 190.8 | 2.9786 | 440 | 630 | Non Stackable | 2537 2099 | USD | 64776.58 | Edith Maersk | Germany | Hamburg | Khalifa port | 2024-09-03 | 2024-10-11 | [10 empty] | 2024-10-18 |  |  |  | CASE_LIST |  | 1 | site | MIR | 2024-10-18 | site | 0 | 1 | 1 | 2 | 1.56 | 0 | 1.56 | SIEMENS(SIM) |  | 1 | 1 | 0 | 1 | Flow 1: Port → Site | MIR | SIEMENS
471 | 477QGP51786804 / PS09 / 45184975 | HVDC-ADOPT-SIM-0012 | MIR | SCT-19LT-PRC-PO-004 | 13OP-03028.P.01.1015 | 1 | Outdoor | Voltage transformer | 133.2 | 117.2 | 190.8 | 2.9786 | 440 | 630 | Non Stackable | 2537 2099 | USD | 64776.58 | Edith Maersk | Germany | Hamburg | Khalifa port | 2024-09-03 | 2024-10-11 | [10 empty] | 2024-10-22 |  |  |  | CASE_LIST |  | 1 | site | MIR | 2024-10-22 | site | 0 | 1 | 1 | 2 | 1.56 | 0 | 1.56 | SIEMENS(SIM) |  | 1 | 1 | 0 | 1 | Flow 1: Port → Site | MIR | SIEMENS
472 | 477QGP51786804 / PS09 / 45184975 | HVDC-ADOPT-SIM-0012 | MIR | SCT-19LT-PRC-PO-004 | 13OP-03028.P.01.1016 | 1 | Outdoor | Voltage transformer | 133.2 | 117.2 | 190.8 | 2.9786 | 440 | 630 | Non Stackable | 2537 2099 | USD | 64776.58 | Edith Maersk | Germany | Hamburg | Khalifa port | 2024-09-03 | 2024-10-11 | [10 empty] | 2024-10-22 |  |  |  | CASE_LIST |  | 1 | site | MIR | 2024-10-22 | site | 0 | 1 | 1 | 2 | 1.56 | 0 | 1.56 | SIEMENS(SIM) |  | 1 | 1 | 0 | 1 | Flow 1: Port → Site | MIR | SIEMENS
473 | 477QGP51786804 / PS09 / 45184975 | HVDC-ADOPT-SIM-0012 | MIR | SCT-19LT-PRC-PO-004 | 13OP-03028.P.01.1017 | 1 | Outdoor | Voltage transformer | 133.2 | 117.2 | 190.8 | 2.9786 | 440 | 630 | Non Stackable | 2537 2099 | USD | 64776.58 | Edith Maersk | Germany | Hamburg | Khalifa port | 2024-09-03 | 2024-10-11 | [10 empty] | 2024-10-22 |  |  |  | CASE_LIST |  | 1 | site | MIR | 2024-10-22 | site | 0 | 1 | 1 | 2 | 1.56 | 0 | 1.56 | SIEMENS(SIM) |  | 1 | 1 | 0 | 1 | Flow 1: Port → Site | MIR | SIEMENS
474 | 477QGP51786804 / PS09 / 45184975 | HVDC-ADOPT-SIM-0012 | MIR | SCT-19LT-PRC-PO-004 | 13OP-03028.P.01.1018 | 1 | Outdoor | Voltage transformer | 133.2 | 117.2 | 190.8 | 2.9786 | 440 | 630 | Non Stackable | 2537 2099 | USD | 64776.58 | Edith Maersk | Germany | Hamburg | Khalifa port | 2024-09-03 | 2024-10-11 | [10 empty] | 2024-10-22 |  |  |  | CASE_LIST |  | 1 | site | MIR | 2024-10-22 | site | 0 | 1 | 1 | 2 | 1.56 | 0 | 1.56 | SIEMENS(SIM) |  | 1 | 1 | 0 | 1 | Flow 1: Port → Site | MIR | SIEMENS
475 | 477QGP51786804 / PS09 / 45184975 | HVDC-ADOPT-SIM-0012 | MIR | SCT-19LT-PRC-PO-004 | 13OP-03028.P.01.1056 | 1 | Outdoor | Circuit Breaker TP2 (420k) | 509.2 | 223.2 | 336.8 | 38.2785 | 2900 | 4077 | Non Stackable | 2537 2099 | USD | 64776.58 | Edith Maersk | Germany | Hamburg | Khalifa port | 2024-09-03 | 2024-10-11 | [10 empty] | 2024-10-22 |  |  |  | CASE_LIST |  | 1 | site | MIR | 2024-10-22 | site | 0 | 1 | 1 | 2 | 11.37 | 0 | 11.37 | SIEMENS(SIM) |  | 1 | 1 | 0 | 1 | Flow 1: Port → Site | MIR | SIEMENS
476 | 477QGP51786804 / PS09 / 45184975 | HVDC-ADOPT-SIM-0012 | MIR | SCT-19LT-PRC-PO-004 | 13OP-03028.P.01.1057 | 1 | Outdoor | Circuit Breaker TP2 (420k) | 509.2 | 223.2 | 336.8 | 38.2785 | 2900 | 4077 | Non Stackable | 2537 2099 | USD | 64776.58 | Edith Maersk | Germany | Hamburg | Khalifa port | 2024-09-03 | 2024-10-11 | [10 empty] | 2024-10-18 |  |  |  | CASE_LIST |  | 1 | site | MIR | 2024-10-18 | site | 0 | 1 | 1 | 2 | 11.37 | 0 | 11.37 | SIEMENS(SIM) |  | 1 | 1 | 0 | 1 | Flow 1: Port → Site | MIR | SIEMENS
477 | 477QGP51786804 / PS09 / 45184975 | HVDC-ADOPT-SIM-0012 | MIR | SCT-19LT-PRC-PO-004 | 13OP-03028.P.01.1073 | 1 | Outdoor | Circuit Breaker TP2 (420k) | 509.2 | 223.2 | 336.8 | 38.2785 | 2900 | 4077 | Non Stackable | 2537 2099 | USD | 64776.58 | Edith Maersk | Germany | Hamburg | Khalifa port | 2024-09-03 | 2024-10-11 | [10 empty] | 2024-10-18 |  |  |  | CASE_LIST |  | 1 | site | MIR | 2024-10-18 | site | 0 | 1 | 1 | 2 | 11.37 | 0 | 11.37 | SIEMENS(SIM) |  | 1 | 1 | 0 | 1 | Flow 1: Port → Site | MIR | SIEMENS
478 | 477QGP51786804 / PS09 / 45184975 | HVDC-ADOPT-SIM-0012 | MIR | SCT-19LT-PRC-PO-004 | 13OP-03028.P.01.1074 | 1 | Outdoor | Circuit Breaker TP2 (420k) | 509.2 | 223.2 | 336.8 | 38.2785 | 2900 | 4077 | Non Stackable | 2537 2099 | USD | 64776.58 | Edith Maersk | Germany | Hamburg | Khalifa port | 2024-09-03 | 2024-10-11 | [10 empty] | 2024-10-18 |  |  |  | CASE_LIST |  | 1 | site | MIR | 2024-10-18 | site | 0 | 1 | 1 | 2 | 11.37 | 0 | 11.37 | SIEMENS(SIM) |  | 1 | 1 | 0 | 1 | Flow 1: Port → Site | MIR | SIEMENS
479 | 477QGP51786804 / PS09 / 45184975 | HVDC-ADOPT-SIM-0012 | MIR | SCT-19LT-PRC-PO-004 | 13OP-03028.P.01.1075 | 1 | Outdoor | Circuit Breaker TP2 (420k) | 509.2 | 223.2 | 336.8 | 38.2785 | 2900 | 4077 | Non Stackable | 2537 2099 | USD | 64776.58 | Edith Maersk | Germany | Hamburg | Khalifa port | 2024-09-03 | 2024-10-11 | [10 empty] | 2024-10-22 |  |  |  | CASE_LIST |  | 1 | site | MIR | 2024-10-22 | site | 0 | 1 | 1 | 2 | 11.37 | 0 | 11.37 | SIEMENS(SIM) |  | 1 | 1 | 0 | 1 | Flow 1: Port → Site | MIR | SIEMENS
480 | 477QGP51786804 / PS09 / 45184975 | HVDC-ADOPT-SIM-0012 | MIR | SCT-19LT-PRC-PO-004 | 13OP-03028.P.01.1076 | 1 | Outdoor | Circuit Breaker TP2 (420k) | 509.2 | 223.2 | 336.8 | 38.2785 | 2900 | 4077 | Non Stackable | 2537 2099 | USD | 64776.58 | Edith Maersk | Germany | Hamburg | Khalifa port | 2024-09-03 | 2024-10-11 | [10 empty] | 2024-10-22 |  |  |  | CASE_LIST |  | 1 | site | MIR | 2024-10-22 | site | 0 | 1 | 1 | 2 | 11.37 | 0 | 11.37 | SIEMENS(SIM) |  | 1 | 1 | 0 | 1 | Flow 1: Port → Site | MIR | SIEMENS
481 | 477QGP51786804 / PS09 / 45184975 | HVDC-ADOPT-SIM-0012 | MIR | SCT-19LT-PRC-PO-004 | 13OP-03028.P.01.1086 | 1 | Outdoor | Circuit Breaker TP2 (420k) | 509.2 | 223.2 | 336.8 | 38.2785 | 2900 | 4077 | Non Stackable | 2537 2099 | USD | 64776.58 | Edith Maersk | Germany | Hamburg | Khalifa port | 2024-09-03 | 2024-10-11 | [10 empty] | 2024-10-18 |  |  |  | CASE_LIST |  | 1 | site | MIR | 2024-10-18 | site | 0 | 1 | 1 | 2 | 11.37 | 0 | 11.37 | SIEMENS(SIM) |  | 1 | 1 | 0 | 1 | Flow 1: Port → Site | MIR | SIEMENS
482 | 477QGP51786804 / PS09 / 45184975 | HVDC-ADOPT-SIM-0012 | MIR | SCT-19LT-PRC-PO-004 | 13OP-03028.P.01.1087 | 1 | Outdoor | Circuit Breaker TP2 (420k) | 509.2 | 223.2 | 336.8 | 38.2785 | 2900 | 4077 | Non Stackable | 2537 2099 | USD | 64776.58 | Edith Maersk | Germany | Hamburg | Khalifa port | 2024-09-03 | 2024-10-11 | [10 empty] | 2024-10-22 |  |  |  | CASE_LIST |  | 1 | site | MIR | 2024-10-22 | site | 0 | 1 | 1 | 2 | 11.37 | 0 | 11.37 | SIEMENS(SIM) |  | 1 | 1 | 0 | 1 | Flow 1: Port → Site | MIR | SIEMENS
483 | 477QGP51786804 / PS09 / 45184975 | HVDC-ADOPT-SIM-0012 | MIR | SCT-19LT-PRC-PO-004 | 13OP-03028.P.01.1088 | 1 | Outdoor | Circuit Breaker TP2 (420k) | 509.2 | 223.2 | 336.8 | 38.2785 | 2900 | 4077 | Non Stackable | 2537 2099 | USD | 64776.58 | Edith Maersk | Germany | Hamburg | Khalifa port | 2024-09-03 | 2024-10-11 | [10 empty] | 2024-10-22 |  |  |  | CASE_LIST |  | 1 | site | MIR | 2024-10-22 | site | 0 | 1 | 1 | 2 | 11.37 | 0 | 11.37 | SIEMENS(SIM) |  | 1 | 1 | 0 | 1 | Flow 1: Port → Site | MIR | SIEMENS
484 | 477QGP51786804 / PS09 / 45184975 | HVDC-ADOPT-SIM-0012 | MIR | SCT-19LT-PRC-PO-004 | 13OP-03028.P.01.1092 | 1 | Outdoor | Circuit Breaker TP2 (420k) | 509.2 | 223.2 | 336.8 | 38.2785 | 2900 | 4077 | Non Stackable | 2537 2099 | USD | 64776.58 | Edith Maersk | Germany | Hamburg | Khalifa port | 2024-09-03 | 2024-10-11 | [10 empty] | 2024-10-22 |  |  |  | CASE_LIST |  | 1 | site | MIR | 2024-10-22 | site | 0 | 1 | 1 | 2 | 11.37 | 0 | 11.37 | SIEMENS(SIM) |  | 1 | 1 | 0 | 1 | Flow 1: Port → Site | MIR | SIEMENS
485 | 477QGP51786805 / PS09 / 45184982 | HVDC-ADOPT-SIM-0012 | MIR | SCT-19LT-PRC-PO-004 | 13OP-03028.P.01.1077 | 1 | Outdoor | Circuit Breaker TP2 (420k) | 509.2 | 223.2 | 336.8 | 38.2785 | 2900 | 4077 | Non Stackable | 2537 2099 | USD | 99109.17 | Edith Maersk | Germany | Hamburg | Khalifa port | 2024-09-03 | 2024-10-11 | [10 empty] | 2024-10-17 |  |  |  | CASE_LIST |  | 1 | site | MIR | 2024-10-17 | site | 0 | 1 | 1 | 2 | 11.37 | 0 | 11.37 | SIEMENS(SIM) |  | 1 | 1 | 0 | 1 | Flow 1: Port → Site | MIR | SIEMENS
486 | 477QGP51786805 / PS09 / 45184982 | HVDC-ADOPT-SIM-0012 | MIR | SCT-19LT-PRC-PO-004 | 13OP-03028.P.01.1079 | 1 | Outdoor | Circuit Breaker TP2 (420k) | 509.2 | 223.2 | 336.8 | 38.2785 | 2900 | 4077 | Non Stackable | 2537 2099 | USD | 99109.17 | Edith Maersk | Germany | Hamburg | Khalifa port | 2024-09-03 | 2024-10-11 | [10 empty] | 2024-10-23 |  |  |  | CASE_LIST |  | 1 | site | MIR | 2024-10-23 | site | 0 | 1 | 1 | 2 | 11.37 | 0 | 11.37 | SIEMENS(SIM) |  | 1 | 1 | 0 | 1 | Flow 1: Port → Site | MIR | SIEMENS
487 | 477QGP51786805 / PS09 / 45184982 | HVDC-ADOPT-SIM-0012 | MIR | SCT-19LT-PRC-PO-004 | 13OP-03028.P.01.1080 | 1 | Outdoor | Circuit Breaker TP2 (420k) | 509.2 | 223.2 | 336.8 | 38.2785 | 2900 | 4077 | Non Stackable | 2537 2099 | USD | 99109.17 | Edith Maersk | Germany | Hamburg | Khalifa port | 2024-09-03 | 2024-10-11 | [10 empty] | 2024-10-25 |  |  |  | CASE_LIST |  | 1 | site | MIR | 2024-10-25 | site | 0 | 1 | 1 | 2 | 11.37 | 0 | 11.37 | SIEMENS(SIM) |  | 1 | 1 | 0 | 1 | Flow 1: Port → Site | MIR | SIEMENS
488 | 477QGP51786805 / PS09 / 45184982 | HVDC-ADOPT-SIM-0012 | MIR | SCT-19LT-PRC-PO-004 | 13OP-03028.P.01.1081 | 1 | Outdoor | Circuit Breaker TP2 (420k) | 509.2 | 223.2 | 336.8 | 38.2785 | 2900 | 4077 | Non Stackable | 2537 2099 | USD | 99109.17 | Edith Maersk | Germany | Hamburg | Khalifa port | 2024-09-03 | 2024-10-11 | [10 empty] | 2024-10-23 |  |  |  | CASE_LIST |  | 1 | site | MIR | 2024-10-23 | site | 0 | 1 | 1 | 2 | 11.37 | 0 | 11.37 | SIEMENS(SIM) |  | 1 | 1 | 0 | 1 | Flow 1: Port → Site | MIR | SIEMENS
489 | 477QGP51786805 / PS09 / 45184982 | HVDC-ADOPT-SIM-0012 | MIR | SCT-19LT-PRC-PO-004 | 13OP-03028.P.01.1082 | 1 | Outdoor | Circuit Breaker TP2 (420k) | 509.2 | 223.2 | 336.8 | 38.2785 | 2900 | 4077 | Non Stackable | 2537 2099 | USD | 99109.17 | Edith Maersk | Germany | Hamburg | Khalifa port | 2024-09-03 | 2024-10-11 | [10 empty] | 2024-10-17 |  |  |  | CASE_LIST |  | 1 | site | MIR | 2024-10-17 | site | 0 | 1 | 1 | 2 | 11.37 | 0 | 11.37 | SIEMENS(SIM) |  | 1 | 1 | 0 | 1 | Flow 1: Port → Site | MIR | SIEMENS
490 | 477QGP51786805 / PS09 / 45184982 | HVDC-ADOPT-SIM-0012 | MIR | SCT-19LT-PRC-PO-004 | 13OP-03028.P.01.1083 | 1 | Outdoor | Circuit Breaker TP2 (420k) | 509.2 | 223.2 | 336.8 | 38.2785 | 2900 | 4077 | Non Stackable | 2537 2099 | USD | 99109.17 | Edith Maersk | Germany | Hamburg | Khalifa port | 2024-09-03 | 2024-10-11 | [10 empty] | 2024-10-17 |  |  |  | CASE_LIST |  | 1 | site | MIR | 2024-10-17 | site | 0 | 1 | 1 | 2 | 11.37 | 0 | 11.37 | SIEMENS(SIM) |  | 1 | 1 | 0 | 1 | Flow 1: Port → Site | MIR | SIEMENS
491 | 477QGP51786805 / PS09 / 45184982 | HVDC-ADOPT-SIM-0012 | MIR | SCT-19LT-PRC-PO-004 | 13OP-03028.P.01.1084 | 1 | Outdoor | Circuit Breaker TP2 (420k) | 509.2 | 223.2 | 336.8 | 38.2785 | 2900 | 4077 | Non Stackable | 2537 2099 | USD | 99109.17 | Edith Maersk | Germany | Hamburg | Khalifa port | 2024-09-03 | 2024-10-11 | [10 empty] | 2024-10-17 |  |  |  | CASE_LIST |  | 1 | site | MIR | 2024-10-17 | site | 0 | 1 | 1 | 2 | 11.37 | 0 | 11.37 | SIEMENS(SIM) |  | 1 | 1 | 0 | 1 | Flow 1: Port → Site | MIR | SIEMENS
492 | 477QGP51786805 / PS09 / 45184982 | HVDC-ADOPT-SIM-0012 | MIR | SCT-19LT-PRC-PO-004 | 13OP-03028.P.01.1085 | 1 | Outdoor | Circuit Breaker TP2 (420k) | 509.2 | 223.2 | 336.8 | 38.2785 | 2900 | 4077 | Non Stackable | 2537 2099 | USD | 99109.17 | Edith Maersk | Germany | Hamburg | Khalifa port | 2024-09-03 | 2024-10-11 | [10 empty] | 2024-10-25 |  |  |  | CASE_LIST |  | 1 | site | MIR | 2024-10-25 | site | 0 | 1 | 1 | 2 | 11.37 | 0 | 11.37 | SIEMENS(SIM) |  | 1 | 1 | 0 | 1 | Flow 1: Port → Site | MIR | SIEMENS
493 | 477QGP51786805 / PS09 / 45184982 | HVDC-ADOPT-SIM-0012 | MIR | SCT-19LT-PRC-PO-004 | 13OP-03028.P.01.1089 | 1 | Outdoor | Circuit Breaker TP2 (420k) | 509.2 | 223.2 | 336.8 | 38.2785 | 2900 | 4077 | Non Stackable | 2537 2099 | USD | 99109.17 | Edith Maersk | Germany | Hamburg | Khalifa port | 2024-09-03 | 2024-10-11 | [10 empty] | 2024-10-17 |  |  |  | CASE_LIST |  | 1 | site | MIR | 2024-10-17 | site | 0 | 1 | 1 | 2 | 11.37 | 0 | 11.37 | SIEMENS(SIM) |  | 1 | 1 | 0 | 1 | Flow 1: Port → Site | MIR | SIEMENS
494 | 477QGP51786805 / PS09 / 45184982 | HVDC-ADOPT-SIM-0012 | MIR | SCT-19LT-PRC-PO-004 | 13OP-03028.P.01.1090 | 1 | Outdoor | Circuit Breaker TP2 (420k) | 509.2 | 223.2 | 336.8 | 38.2785 | 2900 | 4077 | Non Stackable | 2537 2099 | USD | 99109.17 | Edith Maersk | Germany | Hamburg | Khalifa port | 2024-09-03 | 2024-10-11 | [10 empty] | 2024-10-23 |  |  |  | CASE_LIST |  | 1 | site | MIR | 2024-10-23 | site | 0 | 1 | 1 | 2 | 11.37 | 0 | 11.37 | SIEMENS(SIM) |  | 1 | 1 | 0 | 1 | Flow 1: Port → Site | MIR | SIEMENS
495 | 477QGP51786805 / PS09 / 45184982 | HVDC-ADOPT-SIM-0012 | MIR | SCT-19LT-PRC-PO-004 | 13OP-03028.P.01.1091 | 1 | Outdoor | Circuit Breaker TP2 (420k) | 509.2 | 223.2 | 336.8 | 38.2785 | 2900 | 4077 | Non Stackable | 2537 2099 | USD | 99109.17 | Edith Maersk | Germany | Hamburg | Khalifa port | 2024-09-03 | 2024-10-11 | [10 empty] | 2024-10-23 |  |  |  | CASE_LIST |  | 1 | site | MIR | 2024-10-23 | site | 0 | 1 | 1 | 2 | 11.37 | 0 | 11.37 | SIEMENS(SIM) |  | 1 | 1 | 0 | 1 | Flow 1: Port → Site | MIR | SIEMENS
496 | 477QGP51786805 / PS09 / 45184982 | HVDC-ADOPT-SIM-0012 | MIR | SCT-19LT-PRC-PO-004 | 13OP-03028.P.01.1093 | 1 | Outdoor | Circuit Breaker TP2 (420k) | 509.2 | 223.2 | 336.8 | 38.2785 | 2900 | 4067 | Non Stackable | 2537 2099 | USD | 99109.17 | Edith Maersk | Germany | Hamburg | Khalifa port | 2024-09-03 | 2024-10-11 | [10 empty] | 2024-10-17 |  |  |  | CASE_LIST |  | 1 | site | MIR | 2024-10-17 | site | 0 | 1 | 1 | 2 | 11.37 | 0 | 11.37 | SIEMENS(SIM) |  | 1 | 1 | 0 | 1 | Flow 1: Port → Site | MIR | SIEMENS
497 | 477QGP51786805 / PS09 / 45184982 | HVDC-ADOPT-SIM-0012 | MIR | SCT-19LT-PRC-PO-004 | 13OP-03028.P.01.1094 | 1 | Outdoor | Circuit Breaker TP2 (420k) | 509.2 | 223.2 | 336.8 | 38.2785 | 2900 | 4067 | Non Stackable | 2537 2099 | USD | 99109.17 | Edith Maersk | Germany | Hamburg | Khalifa port | 2024-09-03 | 2024-10-11 | [10 empty] | 2024-10-18 |  |  |  | CASE_LIST |  | 1 | site | MIR | 2024-10-18 | site | 0 | 1 | 1 | 2 | 11.37 | 0 | 11.37 | SIEMENS(SIM) |  | 1 | 1 | 0 | 1 | Flow 1: Port → Site | MIR | SIEMENS
498 | 477QGP51786805 / PS09 / 45184982 | HVDC-ADOPT-SIM-0012 | MIR | SCT-19LT-PRC-PO-004 | 13OP-03028.P.01.1095 | 1 | Outdoor | Circuit Breaker TP2 (420k) | 509.2 | 223.2 | 336.8 | 38.2785 | 2900 | 4067 | Non Stackable | 2537 2099 | USD | 99109.17 | Edith Maersk | Germany | Hamburg | Khalifa port | 2024-09-03 | 2024-10-11 | [10 empty] | 2024-10-18 |  |  |  | CASE_LIST |  | 1 | site | MIR | 2024-10-18 | site | 0 | 1 | 1 | 2 | 11.37 | 0 | 11.37 | SIEMENS(SIM) |  | 1 | 1 | 0 | 1 | Flow 1: Port → Site | MIR | SIEMENS
499 | 477QGP51786806 / PS09 / 45185012 | HVDC-ADOPT-SIM-0012 | MIR | SCT-19LT-PRC-PO-004 | 13OP-03028.P.01.1000 | 1 | Outdoor | Connection Module Passive | 187.2 | 137.2 | 124 | 3.1848 | 240 | 433 | Non Stackable | 2537 2099 | USD | 19006.57 | Edith Maersk | Germany | Hamburg | Khalifa port | 2024-09-03 | 2024-10-11 | [10 empty] | 2024-10-25 |  |  |  | CASE_LIST |  | 1 | site | MIR | 2024-10-25 | site | 0 | 1 | 1 | 2 | 2.57 | 0 | 2.57 | SIEMENS(SIM) |  | 1 | 1 | 0 | 1 | Flow 1: Port → Site | MIR | SIEMENS
500 | 477QGP51786806 / PS09 / 45185012 | HVDC-ADOPT-SIM-0012 | MIR | SCT-19LT-PRC-PO-004 | 13OP-03028.P.01.1001 | 1 | Outdoor | Connection Module Passive | 277.2 | 147.2 | 124 | 5.0597 | 360 | 657 | Non Stackable | 2537 2099 | USD | 19006.57 | Edith Maersk | Germany | Hamburg | Khalifa port | 2024-09-03 | 2024-10-11 | [10 empty] | 2024-10-25 |  |  |  | CASE_LIST |  | 1 | site | MIR | 2024-10-25 | site | 0 | 1 | 1 | 2 | 4.08 | 0 | 4.08 | SIEMENS(SIM) |  | 1 | 1 | 0 | 1 | Flow 1: Port → Site | MIR | SIEMENS
501 | 477QGP51786806 / PS09 / 45185012 | HVDC-ADOPT-SIM-0012 | MIR | SCT-19LT-PRC-PO-004 | 13OP-03028.P.01.1002 | 1 | Outdoor | Connection Module Passive | 137.2 | 107.2 | 122.8 | 1.8061 | 120 | 225 | Non Stackable | 2537 2099 | USD | 19006.57 | Edith Maersk | Germany | Hamburg | Khalifa port | 2024-09-03 | 2024-10-11 | [10 empty] | 2024-10-25 |  |  |  | CASE_LIST |  | 1 | site | MIR | 2024-10-25 | site | 0 | 1 | 1 | 2 | 1.47 | 0 | 1.47 | SIEMENS(SIM) |  | 1 | 1 | 0 | 1 | Flow 1: Port → Site | MIR | SIEMENS
502 | 477QGP51786806 / PS09 / 45185012 | HVDC-ADOPT-SIM-0012 | MIR | SCT-19LT-PRC-PO-004 | 13OP-03028.P.01.1004 | 1 | Outdoor | Preassembled Accessories | 66 | 45 | 63 | 0.18711 | 37 | 54 | Non Stackable | 2537 2099 | USD | 19006.57 | Edith Maersk | Germany | Hamburg | Khalifa port | 2024-09-03 | 2024-10-11 | [10 empty] | 2024-10-25 |  |  |  | CASE_LIST |  | 1 | site | MIR | 2024-10-25 | site | 0 | 1 | 1 | 2 | 0.3 | 0 | 0.3 | SIEMENS(SIM) |  | 1 | 1 | 0 | 1 | Flow 1: Port → Site | MIR | SIEMENS
503 | 477QGP51786806 / PS09 / 45185012 | HVDC-ADOPT-SIM-0012 | MIR | SCT-19LT-PRC-PO-004 | 13OP-03028.P.01.1003 | 1 | Outdoor | Pipe Short Indoor | 187.2 | 147.2 | 124 | 3.4169 | 260 | 462 | Non Stackable | 2537 2099 | USD | 19006.57 | Edith Maersk | Germany | Hamburg | Khalifa port | 2024-09-03 | 2024-10-11 | [10 empty] | 2024-10-25 |  |  |  | CASE_LIST |  | 1 | site | MIR | 2024-10-25 | site | 0 | 1 | 1 | 2 | 2.76 | 0 | 2.76 | SIEMENS(SIM) |  | 1 | 1 | 0 | 1 | Flow 1: Port → Site | MIR | SIEMENS
504 | 477QGP51786806 / PS09 / 45185012 | HVDC-ADOPT-SIM-0012 | MIR | SCT-19LT-PRC-PO-004 | 13OP-03028.P.01.1006 | 1 | Outdoor | Preassembled Accessories | 115 | 85 | 51 | 0.49852 | 83 | 130 | Non Stackable | 2537 2099 | USD | 19006.57 | Edith Maersk | Germany | Hamburg | Khalifa port | 2024-09-03 | 2024-10-11 | [10 empty] | 2024-10-25 |  |  |  | CASE_LIST |  | 1 | site | MIR | 2024-10-25 | site | 0 | 1 | 1 | 2 | 0.98 | 0 | 0.98 | SIEMENS(SIM) |  | 1 | 1 | 0 | 1 | Flow 1: Port → Site | MIR | SIEMENS
505 | 477QGP51786806 / PS09 / 45185012 | HVDC-ADOPT-SIM-0012 | MIR | SCT-19LT-PRC-PO-004 | 13OP-03028.P.01.1007 | 1 | Outdoor | Preassembled Accessories | 115 | 85 | 51 | 0.49852 | 83 | 130 | Non Stackable | 2537 2099 | USD | 19006.57 | Edith Maersk | Germany | Hamburg | Khalifa port | 2024-09-03 | 2024-10-11 | [10 empty] | 2024-10-25 |  |  |  | CASE_LIST |  | 1 | site | MIR | 2024-10-25 | site | 0 | 1 | 1 | 2 | 0.98 | 0 | 0.98 | SIEMENS(SIM) |  | 1 | 1 | 0 | 1 | Flow 1: Port → Site | MIR | SIEMENS
506 | 477QGP51786806 / PS09 / 45185012 | HVDC-ADOPT-SIM-0012 | MIR | SCT-19LT-PRC-PO-004 | 13OP-03028.P.01.1008 | 1 | Outdoor | Preassembled Accessories | 115 | 85 | 51 | 0.49852 | 83 | 130 | Non Stackable | 2537 2099 | USD | 19006.57 | Edith Maersk | Germany | Hamburg | Khalifa port | 2024-09-03 | 2024-10-11 | [10 empty] | 2024-10-25 |  |  |  | CASE_LIST |  | 1 | site | MIR | 2024-10-25 | site | 0 | 1 | 1 | 2 | 0.98 | 0 | 0.98 | SIEMENS(SIM) |  | 1 | 1 | 0 | 1 | Flow 1: Port → Site | MIR | SIEMENS
507 | 477QGP51786806 / PS09 / 45185012 | HVDC-ADOPT-SIM-0012 | MIR | SCT-19LT-PRC-PO-004 | 13OP-03028.P.01.1005 | 1 | Outdoor | Connection Module Passive | 267 | 147 | 124 | 4.8669 | 390 | 677 | Non Stackable | 2537 2099 | USD | 19006.57 | Edith Maersk | Germany | Hamburg | Khalifa port | 2024-09-03 | 2024-10-11 | [10 empty] | 2024-10-25 |  |  |  | CASE_LIST |  | 1 | site | MIR | 2024-10-25 | site | 0 | 1 | 1 | 2 | 3.92 | 0 | 3.92 | SIEMENS(SIM) |  | 1 | 1 | 0 | 1 | Flow 1: Port → Site | MIR | SIEMENS
508 | 477QGP51786806 / PS09 / 45185012 | HVDC-ADOPT-SIM-0012 | MIR | SCT-19LT-PRC-PO-004 | 13OP-03028.P.01.1019 | 1 | Outdoor | Voltage transformer | 133.2 | 117.2 | 190.8 | 2.9786 | 440 | 630 | Non Stackable | 2537 2099 | USD | 19006.57 | Edith Maersk | Germany | Hamburg | Khalifa port | 2024-09-03 | 2024-10-11 | [10 empty] | 2024-10-25 |  |  |  | CASE_LIST |  | 1 | site | MIR | 2024-10-25 | site | 0 | 1 | 1 | 2 | 1.56 | 0 | 1.56 | SIEMENS(SIM) |  | 1 | 1 | 0 | 1 | Flow 1: Port → Site | MIR | SIEMENS
509 | 477QGP51786806 / PS09 / 45185012 | HVDC-ADOPT-SIM-0012 | MIR | SCT-19LT-PRC-PO-004 | 13OP-03028.P.01.1020 | 1 | Outdoor | Voltage transformer | 133.2 | 117.2 | 190.8 | 2.9786 | 440 | 630 | Non Stackable | 2537 2099 | USD | 19006.57 | Edith Maersk | Germany | Hamburg | Khalifa port | 2024-09-03 | 2024-10-11 | [10 empty] | 2024-10-25 |  |  |  | CASE_LIST |  | 1 | site | MIR | 2024-10-25 | site | 0 | 1 | 1 | 2 | 1.56 | 0 | 1.56 | SIEMENS(SIM) |  | 1 | 1 | 0 | 1 | Flow 1: Port → Site | MIR | SIEMENS
510 | 477QGP51786806 / PS09 / 45185012 | HVDC-ADOPT-SIM-0012 | MIR | SCT-19LT-PRC-PO-004 | 13OP-03028.P.01.1098 | 1 | Outdoor | Preassembled Accessories | 115 | 85 | 91 | 0.88953 | 293 | 344 | Non Stackable | 2537 2099 | USD | 19006.57 | Edith Maersk | Germany | Hamburg | Khalifa port | 2024-09-03 | 2024-10-11 | [10 empty] | 2024-10-25 |  |  |  | CASE_LIST |  | 1 | site | MIR | 2024-10-25 | site | 0 | 1 | 1 | 2 | 0.98 | 0 | 0.98 | SIEMENS(SIM) |  | 1 | 1 | 0 | 1 | Flow 1: Port → Site | MIR | SIEMENS
511 | 477QGP51786806 / PS09 / 45185012 | HVDC-ADOPT-SIM-0012 | MIR | SCT-19LT-PRC-PO-004 | 13OP-03028.P.01.1096 | 1 | Outdoor | Connection Module Passive | 127.2 | 107.2 | 132.8 | 1.8108 | 255 | 360 | Non Stackable | 2537 2099 | USD | 19006.57 | Edith Maersk | Germany | Hamburg | Khalifa port | 2024-09-03 | 2024-10-11 | [10 empty] | 2024-10-25 |  |  |  | CASE_LIST |  | 1 | site | MIR | 2024-10-25 | site | 0 | 1 | 1 | 2 | 1.36 | 0 | 1.36 | SIEMENS(SIM) |  | 1 | 1 | 0 | 1 | Flow 1: Port → Site | MIR | SIEMENS
512 | 477QGP51786806 / PS09 / 45185012 | HVDC-ADOPT-SIM-0012 | MIR | SCT-19LT-PRC-PO-004 | 13OP-03028.P.01.1097 | 1 | Outdoor | Connection Module Passive | 193.2 | 147.2 | 240.8 | 6.8481 | 550 | 829 | Non Stackable | 2537 2099 | USD | 19006.57 | Edith Maersk | Germany | Hamburg | Khalifa port | 2024-09-03 | 2024-10-11 | [10 empty] | 2024-10-25 |  |  |  | CASE_LIST |  | 1 | site | MIR | 2024-10-25 | site | 0 | 1 | 1 | 2 | 2.84 | 0 | 2.84 | SIEMENS(SIM) |  | 1 | 1 | 0 | 1 | Flow 1: Port → Site | MIR | SIEMENS
513 | 477QGP51786806 / PS09 / 45185012 | HVDC-ADOPT-SIM-0012 | MIR | SCT-19LT-PRC-PO-004 | 13OP-03028.P.01.1099 | 1 | Outdoor | Connection Module Passive | 127.2 | 107.2 | 133 | 1.8136 | 255 | 370 | Non Stackable | 2537 2099 | USD | 19006.57 | Edith Maersk | Germany | Hamburg | Khalifa port | 2024-09-03 | 2024-10-11 | [10 empty] | 2024-10-25 |  |  |  | CASE_LIST |  | 1 | site | MIR | 2024-10-25 | site | 0 | 1 | 1 | 2 | 1.36 | 0 | 1.36 | SIEMENS(SIM) |  | 1 | 1 | 0 | 1 | Flow 1: Port → Site | MIR | SIEMENS
514 | 477QGP51786806 / PS09 / 45185012 | HVDC-ADOPT-SIM-0012 | MIR | SCT-19LT-PRC-PO-004 | 13OP-03028.P.01.1101 | 1 | Outdoor | Connection Module Passive | 187.2 | 127.2 | 134 | 3.1908 | 510 | 698 | Non Stackable | 2537 2099 | USD | 19006.57 | Edith Maersk | Germany | Hamburg | Khalifa port | 2024-09-03 | 2024-10-11 | [10 empty] | 2024-10-25 |  |  |  | CASE_LIST |  | 1 | site | MIR | 2024-10-25 | site | 0 | 1 | 1 | 2 | 2.38 | 0 | 2.38 | SIEMENS(SIM) |  | 1 | 1 | 0 | 1 | Flow 1: Port → Site | MIR | SIEMENS
515 | 477QGP51786806 / PS09 / 45185012 | HVDC-ADOPT-SIM-0012 | MIR | SCT-19LT-PRC-PO-004 | 13OP-03028.P.01.1103 | 1 | Outdoor | Connection Module Passive | 207.2 | 127.2 | 134 | 3.5317 | 510 | 710 | Non Stackable | 2537 2099 | USD | 19006.57 | Edith Maersk | Germany | Hamburg | Khalifa port | 2024-09-03 | 2024-10-11 | [10 empty] | 2024-10-25 |  |  |  | CASE_LIST |  | 1 | site | MIR | 2024-10-25 | site | 0 | 1 | 1 | 2 | 2.64 | 0 | 2.64 | SIEMENS(SIM) |  | 1 | 1 | 0 | 1 | Flow 1: Port → Site | MIR | SIEMENS
516 | 477QGP51786806 / PS09 / 45185012 | HVDC-ADOPT-SIM-0012 | MIR | SCT-19LT-PRC-PO-004 | 13OP-03028.P.01.1102 | 1 | Outdoor | Connection Module Passive | 197.2 | 167.2 | 136 | 4.4842 | 435 | 704 | Non Stackable | 2537 2099 | USD | 19006.57 | Edith Maersk | Germany | Hamburg | Khalifa port | 2024-09-03 | 2024-10-11 | [10 empty] | 2024-10-25 |  |  |  | CASE_LIST |  | 1 | site | MIR | 2024-10-25 | site | 0 | 1 | 1 | 2 | 3.3 | 0 | 3.3 | SIEMENS(SIM) |  | 1 | 1 | 0 | 1 | Flow 1: Port → Site | MIR | SIEMENS
517 | 477QGP51786806 / PS09 / 45185012 | HVDC-ADOPT-SIM-0012 | MIR | SCT-19LT-PRC-PO-004 | 13OP-03028.P.01.1100 | 1 | Outdoor | Connection Module Passive | 127 | 107 | 133 | 1.8073 | 255 | 374 | Non Stackable | 2537 2099 | USD | 19006.57 | Edith Maersk | Germany | Hamburg | Khalifa port | 2024-09-03 | 2024-10-11 | [10 empty] | 2024-10-25 |  |  |  | CASE_LIST |  | 1 | site | MIR | 2024-10-25 | site | 0 | 1 | 1 | 2 | 1.36 | 0 | 1.36 | SIEMENS(SIM) |  | 1 | 1 | 0 | 1 | Flow 1: Port → Site | MIR | SIEMENS
518 | 477QGP51786806 / PS09 / 45185012 | HVDC-ADOPT-SIM-0012 | MIR | SCT-19LT-PRC-PO-004 | 13OP-03028.P.01.1105 | 1 | Outdoor | Connection Module Passive | 207.2 | 127.2 | 134 | 3.5317 | 510 | 718 | Non Stackable | 2537 2099 | USD | 19006.57 | Edith Maersk | Germany | Hamburg | Khalifa port | 2024-09-03 | 2024-10-11 | [10 empty] | 2024-10-25 |  |  |  | CASE_LIST |  | 1 | site | MIR | 2024-10-25 | site | 0 | 1 | 1 | 2 | 2.64 | 0 | 2.64 | SIEMENS(SIM) |  | 1 | 1 | 0 | 1 | Flow 1: Port → Site | MIR | SIEMENS
519 | 477QGP51786806 / PS09 / 45185012 | HVDC-ADOPT-SIM-0012 | MIR | SCT-19LT-PRC-PO-004 | 13OP-03028.P.01.1106 | 1 | Outdoor | Connection Module Passive | 277.2 | 187.2 | 234.8 | 12.1842 | 1110 | 1615 | Non Stackable | 2537 2099 | USD | 19006.57 | Edith Maersk | Germany | Hamburg | Khalifa port | 2024-09-03 | 2024-10-11 | [10 empty] | 2024-10-25 |  |  |  | CASE_LIST |  | 1 | site | MIR | 2024-10-25 | site | 0 | 1 | 1 | 2 | 5.19 | 0 | 5.19 | SIEMENS(SIM) |  | 1 | 1 | 0 | 1 | Flow 1: Port → Site | MIR | SIEMENS
520 | 477QGP51786806 / PS09 / 45185012 | HVDC-ADOPT-SIM-0012 | MIR | SCT-19LT-PRC-PO-004 | 13OP-03028.P.01.1107 | 1 | Outdoor | Connection Module Passive | 207.2 | 137.2 | 124 | 3.5251 | 290 | 491 | Non Stackable | 2537 2099 | USD | 19006.57 | Edith Maersk | Germany | Hamburg | Khalifa port | 2024-09-03 | 2024-10-11 | [10 empty] | 2024-10-25 |  |  |  | CASE_LIST |  | 1 | site | MIR | 2024-10-25 | site | 0 | 1 | 1 | 2 | 2.84 | 0 | 2.84 | SIEMENS(SIM) |  | 1 | 1 | 0 | 1 | Flow 1: Port → Site | MIR | SIEMENS
521 | 477QGP51786806 / PS09 / 45185012 | HVDC-ADOPT-SIM-0012 | MIR | SCT-19LT-PRC-PO-004 | 13OP-03028.P.01.1110 | 1 | Outdoor | Connection Module Passive | 263.2 | 207.2 | 132.8 | 7.2423 | 565 | 934 | Non Stackable | 2537 2099 | USD | 19006.57 | Edith Maersk | Germany | Hamburg | Khalifa port | 2024-09-03 | 2024-10-11 | [10 empty] | 2024-10-25 |  |  |  | CASE_LIST |  | 1 | site | MIR | 2024-10-25 | site | 0 | 1 | 1 | 2 | 5.45 | 0 | 5.45 | SIEMENS(SIM) |  | 1 | 1 | 0 | 1 | Flow 1: Port → Site | MIR | SIEMENS
522 | 477QGP51786806 / PS09 / 45185012 | HVDC-ADOPT-SIM-0012 | MIR | SCT-19LT-PRC-PO-004 | 13OP-03028.P.01.1111 | 1 | Outdoor | Pipe Long Indoor | 297.2 | 229.2 | 194.8 | 13.2694 | 1120 | 1653 | Non Stackable | 2537 2099 | USD | 19006.57 | Edith Maersk | Germany | Hamburg | Khalifa port | 2024-09-03 | 2024-10-11 | [10 empty] | 2024-10-25 |  |  |  | CASE_LIST |  | 1 | site | MIR | 2024-10-25 | site | 0 | 1 | 1 | 2 | 6.81 | 0 | 6.81 | SIEMENS(SIM) |  | 1 | 1 | 0 | 1 | Flow 1: Port → Site | MIR | SIEMENS
523 | 477QGP51786806 / PS09 / 45185012 | HVDC-ADOPT-SIM-0012 | MIR | SCT-19LT-PRC-PO-004 | 13OP-03028.P.01.1112 | 1 | Outdoor | Connection Module Passive | 293.2 | 167.2 | 150.8 | 7.3927 | 720 | 1114 | Non Stackable | 2537 2099 | USD | 19006.57 | Edith Maersk | Germany | Hamburg | Khalifa port | 2024-09-03 | 2024-10-11 | [10 empty] | 2024-10-25 |  |  |  | CASE_LIST |  | 1 | site | MIR | 2024-10-25 | site | 0 | 1 | 1 | 2 | 4.9 | 0 | 4.9 | SIEMENS(SIM) |  | 1 | 1 | 0 | 1 | Flow 1: Port → Site | MIR | SIEMENS
524 | 477QGP51786806 / PS09 / 45185012 | HVDC-ADOPT-SIM-0012 | MIR | SCT-19LT-PRC-PO-004 | 13OP-03028.P.01.1115 | 1 | Outdoor | Pipe Short Indoor | 293.2 | 207.2 | 130.8 | 7.9462 | 510 | 957 | Non Stackable | 2537 2099 | USD | 19006.57 | Edith Maersk | Germany | Hamburg | Khalifa port | 2024-09-03 | 2024-10-11 | [10 empty] | 2024-10-25 |  |  |  | CASE_LIST |  | 1 | site | MIR | 2024-10-25 | site | 0 | 1 | 1 | 2 | 6.08 | 0 | 6.08 | SIEMENS(SIM) |  | 1 | 1 | 0 | 1 | Flow 1: Port → Site | MIR | SIEMENS
525 | 477QGP51786806 / PS09 / 45185012 | HVDC-ADOPT-SIM-0012 | MIR | SCT-19LT-PRC-PO-004 | 13OP-03028.P.01.1116 | 1 | Outdoor | Connection Module Passive | 243.2 | 187.2 | 162.8 | 7.4118 | 540 | 924 | Non Stackable | 2537 2099 | USD | 19006.57 | Edith Maersk | Germany | Hamburg | Khalifa port | 2024-09-03 | 2024-10-11 | [10 empty] | 2024-10-25 |  |  |  | CASE_LIST |  | 1 | site | MIR | 2024-10-25 | site | 0 | 1 | 1 | 2 | 4.55 | 0 | 4.55 | SIEMENS(SIM) |  | 1 | 1 | 0 | 1 | Flow 1: Port → Site | MIR | SIEMENS
526 | 477QGP51786806 / PS09 / 45185012 | HVDC-ADOPT-SIM-0012 | MIR | SCT-19LT-PRC-PO-004 | 13OP-03028.P.01.1117 | 1 | Outdoor | Connection Module Passive | 357.2 | 187.2 | 174.8 | 11.6885 | 1030 | 1564 | Non Stackable | 2537 2099 | USD | 19006.57 | Edith Maersk | Germany | Hamburg | Khalifa port | 2024-09-03 | 2024-10-11 | [10 empty] | 2024-10-25 |  |  |  | CASE_LIST |  | 1 | site | MIR | 2024-10-25 | site | 0 | 1 | 1 | 2 | 6.69 | 0 | 6.69 | SIEMENS(SIM) |  | 1 | 1 | 0 | 1 | Flow 1: Port → Site | MIR | SIEMENS
527 | 477QGP51786806 / PS09 / 45185012 | HVDC-ADOPT-SIM-0012 | MIR | SCT-19LT-PRC-PO-004 | 13OP-03028.P.01.1119 | 1 | Outdoor | Connection Module Passive | 357.2 | 187.2 | 134.8 | 9.0138 | 960 | 1435 | Non Stackable | 2537 2099 | USD | 19006.57 | Edith Maersk | Germany | Hamburg | Khalifa port | 2024-09-03 | 2024-10-11 | [10 empty] | 2024-10-25 |  |  |  | CASE_LIST |  | 1 | site | MIR | 2024-10-25 | site | 0 | 1 | 1 | 2 | 6.69 | 0 | 6.69 | SIEMENS(SIM) |  | 1 | 1 | 0 | 1 | Flow 1: Port → Site | MIR | SIEMENS
528 | 477QGP51786806 / PS09 / 45185012 | HVDC-ADOPT-SIM-0012 | MIR | SCT-19LT-PRC-PO-004 | 13OP-03028.P.01.1120 | 1 | Outdoor | Connection Module Passive | 357.2 | 187.2 | 134.8 | 9.0138 | 960 | 1435 | Non Stackable | 2537 2099 | USD | 19006.57 | Edith Maersk | Germany | Hamburg | Khalifa port | 2024-09-03 | 2024-10-11 | [10 empty] | 2024-10-25 |  |  |  | CASE_LIST |  | 1 | site | MIR | 2024-10-25 | site | 0 | 1 | 1 | 2 | 6.69 | 0 | 6.69 | SIEMENS(SIM) |  | 1 | 1 | 0 | 1 | Flow 1: Port → Site | MIR | SIEMENS
529 | 477QGP51786806 / PS09 / 45185012 | HVDC-ADOPT-SIM-0012 | MIR | SCT-19LT-PRC-PO-004 | 13OP-03028.P.01.1108 | 1 | Outdoor | Pipe Long Indoor | 227.2 | 117.2 | 102.8 | 2.7373 | 240 | 407 | Non Stackable | 2537 2099 | USD | 19006.57 | Edith Maersk | Germany | Hamburg | Khalifa port | 2024-09-03 | 2024-10-11 | [10 empty] | 2024-10-25 |  |  |  | CASE_LIST |  | 1 | site | MIR | 2024-10-25 | site | 0 | 1 | 1 | 2 | 2.66 | 0 | 2.66 | SIEMENS(SIM) |  | 1 | 1 | 0 | 1 | Flow 1: Port → Site | MIR | SIEMENS
530 | 477QGP51786806 / PS09 / 45185012 | HVDC-ADOPT-SIM-0012 | MIR | SCT-19LT-PRC-PO-004 | 13OP-03028.P.01.1109 | 1 | Outdoor | Connection Module Passive | 207.2 | 137.2 | 124 | 3.5251 | 285 | 483 | Non Stackable | 2537 2099 | USD | 19006.57 | Edith Maersk | Germany | Hamburg | Khalifa port | 2024-09-03 | 2024-10-11 | [10 empty] | 2024-10-25 |  |  |  | CASE_LIST |  | 1 | site | MIR | 2024-10-25 | site | 0 | 1 | 1 | 2 | 2.84 | 0 | 2.84 | SIEMENS(SIM) |  | 1 | 1 | 0 | 1 | Flow 1: Port → Site | MIR | SIEMENS
531 | 477QGP51786806 / PS09 / 45185012 | HVDC-ADOPT-SIM-0012 | MIR | SCT-19LT-PRC-PO-004 | 13OP-03028.P.01.1113 | 1 | Outdoor | Connection Module Passive | 207.2 | 137.2 | 124 | 3.5251 | 280 | 481 | Non Stackable | 2537 2099 | USD | 19006.57 | Edith Maersk | Germany | Hamburg | Khalifa port | 2024-09-03 | 2024-10-11 | [10 empty] | 2024-10-25 |  |  |  | CASE_LIST |  | 1 | site | MIR | 2024-10-25 | site | 0 | 1 | 1 | 2 | 2.84 | 0 | 2.84 | SIEMENS(SIM) |  | 1 | 1 | 0 | 1 | Flow 1: Port → Site | MIR | SIEMENS
532 | 477QGP51786806 / PS09 / 45185012 | HVDC-ADOPT-SIM-0012 | MIR | SCT-19LT-PRC-PO-004 | 13OP-03028.P.01.1114 | 1 | Outdoor | Pipe Short Indoor | 293.2 | 207.2 | 130.8 | 7.9462 | 480 | 911 | Non Stackable | 2537 2099 | USD | 19006.57 | Edith Maersk | Germany | Hamburg | Khalifa port | 2024-09-03 | 2024-10-11 | [10 empty] | 2024-10-25 |  |  |  | CASE_LIST |  | 1 | site | MIR | 2024-10-25 | site | 0 | 1 | 1 | 2 | 6.08 | 0 | 6.08 | SIEMENS(SIM) |  | 1 | 1 | 0 | 1 | Flow 1: Port → Site | MIR | SIEMENS
533 | 477QGP51786806 / PS09 / 45185012 | HVDC-ADOPT-SIM-0012 | MIR | SCT-19LT-PRC-PO-004 | 13OP-03028.P.01.1118 | 1 | Outdoor | Connection Module Passive | 357.2 | 187.2 | 144.8 | 9.6825 | 960 | 1446 | Non Stackable | 2537 2099 | USD | 19006.57 | Edith Maersk | Germany | Hamburg | Khalifa port | 2024-09-03 | 2024-10-11 | [10 empty] | 2024-10-25 |  |  |  | CASE_LIST |  | 1 | site | MIR | 2024-10-25 | site | 0 | 1 | 1 | 2 | 6.69 | 0 | 6.69 | SIEMENS(SIM) |  | 1 | 1 | 0 | 1 | Flow 1: Port → Site | MIR | SIEMENS
534 | 477QGP51786806 / PS09 / 45185012 | HVDC-ADOPT-SIM-0012 | MIR | SCT-19LT-PRC-PO-004 | 13OP-03028.P.01.1104 | 1 | Outdoor | Connection Module Passive | 207.2 | 127.2 | 134 | 3.5317 | 510 | 707 | Non Stackable | 2537 2099 | USD | 19006.57 | Edith Maersk | Germany | Hamburg | Khalifa port | 2024-09-03 | 2024-10-11 | [10 empty] | 2024-10-25 |  |  |  | CASE_LIST |  | 1 | site | MIR | 2024-10-25 | site | 0 | 1 | 1 | 2 | 2.64 | 0 | 2.64 | SIEMENS(SIM) |  | 1 | 1 | 0 | 1 | Flow 1: Port → Site | MIR | SIEMENS
535 | 477QGP51786806 / PS09 / 45185012 | HVDC-ADOPT-SIM-0012 | MIR | SCT-19LT-PRC-PO-004 | 13OP-03028.P.01.1121 | 1 | Outdoor | Circuit breaker Accessories | 115 | 85 | 51 | 0.49852 | 59 | 106 | Non Stackable | 2537 2099 | USD | 19006.57 | Edith Maersk | Germany | Hamburg | Khalifa port | 2024-09-03 | 2024-10-11 | [10 empty] | 2024-10-25 |  |  |  | CASE_LIST |  | 1 | site | MIR | 2024-10-25 | site | 0 | 1 | 1 | 2 | 0.98 | 0 | 0.98 | SIEMENS(SIM) |  | 1 | 1 | 0 | 1 | Flow 1: Port → Site | MIR | SIEMENS
536 | 477QGP51786806 / PS09 / 45185012 | HVDC-ADOPT-SIM-0012 | MIR | SCT-19LT-PRC-PO-004 | 13OP-03028.P.01.1122 | 1 | Outdoor | Circuit breaker Accessories | 115 | 85 | 51 | 0.49852 | 59 | 106 | Non Stackable | 2537 2099 | USD | 19006.57 | Edith Maersk | Germany | Hamburg | Khalifa port | 2024-09-03 | 2024-10-11 | [10 empty] | 2024-10-25 |  |  |  | CASE_LIST |  | 1 | site | MIR | 2024-10-25 | site | 0 | 1 | 1 | 2 | 0.98 | 0 | 0.98 | SIEMENS(SIM) |  | 1 | 1 | 0 | 1 | Flow 1: Port → Site | MIR | SIEMENS
537 | 477QGP51786806 / PS09 / 45185012 | HVDC-ADOPT-SIM-0012 | MIR | SCT-19LT-PRC-PO-004 | 13OP-03028.P.01.1124 | 1 | Outdoor | Circuit breaker Accessories | 115 | 85 | 51 | 0.49852 | 59 | 106 | Non Stackable | 2537 2099 | USD | 19006.57 | Edith Maersk | Germany | Hamburg | Khalifa port | 2024-09-03 | 2024-10-11 | [10 empty] | 2024-10-25 |  |  |  | CASE_LIST |  | 1 | site | MIR | 2024-10-25 | site | 0 | 1 | 1 | 2 | 0.98 | 0 | 0.98 | SIEMENS(SIM) |  | 1 | 1 | 0 | 1 | Flow 1: Port → Site | MIR | SIEMENS
538 | 477QGP51786806 / PS09 / 45185012 | HVDC-ADOPT-SIM-0012 | MIR | SCT-19LT-PRC-PO-004 | 13OP-03028.P.01.1128 | 1 | Outdoor | Circuit breaker Accessories | 115 | 85 | 51 | 0.49852 | 59 | 106 | Non Stackable | 2537 2099 | USD | 19006.57 | Edith Maersk | Germany | Hamburg | Khalifa port | 2024-09-03 | 2024-10-11 | [10 empty] | 2024-10-25 |  |  |  | CASE_LIST |  | 1 | site | MIR | 2024-10-25 | site | 0 | 1 | 1 | 2 | 0.98 | 0 | 0.98 | SIEMENS(SIM) |  | 1 | 1 | 0 | 1 | Flow 1: Port → Site | MIR | SIEMENS
539 | 477QGP51786806 / PS09 / 45185012 | HVDC-ADOPT-SIM-0012 | MIR | SCT-19LT-PRC-PO-004 | 13OP-03028.P.01.1126 | 1 | Outdoor | Circuit breaker Accessories | 115 | 85 | 51 | 0.49852 | 59 | 106 | Non Stackable | 2537 2099 | USD | 19006.57 | Edith Maersk | Germany | Hamburg | Khalifa port | 2024-09-03 | 2024-10-11 | [10 empty] | 2024-10-25 |  |  |  | CASE_LIST |  | 1 | site | MIR | 2024-10-25 | site | 0 | 1 | 1 | 2 | 0.98 | 0 | 0.98 | SIEMENS(SIM) |  | 1 | 1 | 0 | 1 | Flow 1: Port → Site | MIR | SIEMENS
540 | 477QGP51786806 / PS09 / 45185012 | HVDC-ADOPT-SIM-0012 | MIR | SCT-19LT-PRC-PO-004 | 13OP-03028.P.01.1127 | 1 | Outdoor | Circuit breaker Accessories | 115 | 85 | 51 | 0.49852 | 59 | 106 | Non Stackable | 2537 2099 | USD | 19006.57 | Edith Maersk | Germany | Hamburg | Khalifa port | 2024-09-03 | 2024-10-11 | [10 empty] | 2024-10-25 |  |  |  | CASE_LIST |  | 1 | site | MIR | 2024-10-25 | site | 0 | 1 | 1 | 2 | 0.98 | 0 | 0.98 | SIEMENS(SIM) |  | 1 | 1 | 0 | 1 | Flow 1: Port → Site | MIR | SIEMENS
541 | 477QGP51786806 / PS09 / 45185012 | HVDC-ADOPT-SIM-0012 | MIR | SCT-19LT-PRC-PO-004 | 13OP-03028.P.01.1123 | 1 | Outdoor | Circuit breaker Accessories | 115 | 85 | 51 | 0.49852 | 59 | 106 | Non Stackable | 2537 2099 | USD | 19006.57 | Edith Maersk | Germany | Hamburg | Khalifa port | 2024-09-03 | 2024-10-11 | [10 empty] | 2024-10-25 |  |  |  | CASE_LIST |  | 1 | site | MIR | 2024-10-25 | site | 0 | 1 | 1 | 2 | 0.98 | 0 | 0.98 | SIEMENS(SIM) |  | 1 | 1 | 0 | 1 | Flow 1: Port → Site | MIR | SIEMENS
542 | 477QGP51786806 / PS09 / 45185012 | HVDC-ADOPT-SIM-0012 | MIR | SCT-19LT-PRC-PO-004 | 13OP-03028.P.01.1125 | 1 | Outdoor | Circuit breaker Accessories | 115 | 85 | 51 | 0.49852 | 59 | 106 | Non Stackable | 2537 2099 | USD | 19006.57 | Edith Maersk | Germany | Hamburg | Khalifa port | 2024-09-03 | 2024-10-11 | [10 empty] | 2024-10-25 |  |  |  | CASE_LIST |  | 1 | site | MIR | 2024-10-25 | site | 0 | 1 | 1 | 2 | 0.98 | 0 | 0.98 | SIEMENS(SIM) |  | 1 | 1 | 0 | 1 | Flow 1: Port → Site | MIR | SIEMENS
543 | 477QGP51786806 / PS09 / 45185012 | HVDC-ADOPT-SIM-0012 | MIR | SCT-19LT-PRC-PO-004 | 13OP-03028.P.01.1043 | 1 | Outdoor | Bus Bar & Accessories | 310 | 105 | 120 | 3.906 | 2996 | 2996 | Non Stackable | 2537 2099 | USD | 19006.57 | Edith Maersk | Germany | Hamburg | Khalifa port | 2024-09-03 | 2024-10-11 | [10 empty] | 2024-10-25 |  |  |  | CASE_LIST |  | 1 | site | MIR | 2024-10-25 | site | 0 | 1 | 1 | 2 | 3.25 | 0 | 3.25 | SIEMENS(SIM) |  | 1 | 1 | 0 | 1 | Flow 1: Port → Site | MIR | SIEMENS
544 | 477QGP51786806 / PS09 / 45185012 | HVDC-ADOPT-SIM-0012 | MIR | SCT-19LT-PRC-PO-004 | 13OP-03028.P.01.1044 | 1 | Outdoor | Bus Bar & Accessories | 205 | 110 | 135 | 3.0442 | 1722 | 1722 | Non Stackable | 2537 2099 | USD | 19006.57 | Edith Maersk | Germany | Hamburg | Khalifa port | 2024-09-03 | 2024-10-11 | [10 empty] | 2024-10-25 |  |  |  | CASE_LIST |  | 1 | site | MIR | 2024-10-25 | site | 0 | 1 | 1 | 2 | 2.25 | 0 | 2.25 | SIEMENS(SIM) |  | 1 | 1 | 0 | 1 | Flow 1: Port → Site | MIR | SIEMENS
545 | 477QGP51786806 / PS09 / 45185012 | HVDC-ADOPT-SIM-0012 | MIR | SCT-19LT-PRC-PO-004 | 13OP-03028.P.01.1045 | 1 | Outdoor | Support Bus Bar | 310 | 150 | 65 | 3.0225 | 1123 | 1123 | Non Stackable | 2537 2099 | USD | 19006.57 | Edith Maersk | Germany | Hamburg | Khalifa port | 2024-09-03 | 2024-10-11 | [10 empty] | 2024-10-25 |  |  |  | CASE_LIST |  | 1 | site | MIR | 2024-10-25 | site | 0 | 1 | 1 | 2 | 4.65 | 0 | 4.65 | SIEMENS(SIM) |  | 1 | 1 | 0 | 1 | Flow 1: Port → Site | MIR | SIEMENS
546 | 477QGP51786806 / PS09 / 45185012 | HVDC-ADOPT-SIM-0012 | MIR | SCT-19LT-PRC-PO-004 | 13OP-03028.P.01.1046 | 1 | Outdoor | Support Bus Bar Type 1 & 2 | 190 | 106 | 105 | 2.1147 | 992 | 992 | Non Stackable | 2537 2099 | USD | 19006.57 | Edith Maersk | Germany | Hamburg | Khalifa port | 2024-09-03 | 2024-10-11 | [10 empty] | 2024-10-25 |  |  |  | CASE_LIST |  | 1 | site | MIR | 2024-10-25 | site | 0 | 1 | 1 | 2 | 2.01 | 0 | 2.01 | SIEMENS(SIM) |  | 1 | 1 | 0 | 1 | Flow 1: Port → Site | MIR | SIEMENS
547 | 477QGP51786806 / PS09 / 45185012 | HVDC-ADOPT-SIM-0012 | MIR | SCT-19LT-PRC-PO-004 | 13OP-03028.P.01.1047 | 1 | Outdoor | Bus Bar & Accessories | 180 | 85 | 70 | 1.071 | 1128 | 1128 | Non Stackable | 2537 2099 | USD | 19006.57 | Edith Maersk | Germany | Hamburg | Khalifa port | 2024-09-03 | 2024-10-11 | [10 empty] | 2024-10-25 |  |  |  | CASE_LIST |  | 1 | site | MIR | 2024-10-25 | site | 0 | 1 | 1 | 2 | 1.53 | 0 | 1.53 | SIEMENS(SIM) |  | 1 | 1 | 0 | 1 | Flow 1: Port → Site | MIR | SIEMENS
548 | 477QGP51786806 / PS09 / 45185012 | HVDC-ADOPT-SIM-0012 | MIR | SCT-19LT-PRC-PO-004 | 13OP-03028.P.01.1048 | 1 | Outdoor | Support Bus Bar Type 1 | 120 | 80 | 75 | 0.72 | 863 | 863 | Non Stackable | 2537 2099 | USD | 19006.57 | Edith Maersk | Germany | Hamburg | Khalifa port | 2024-09-03 | 2024-10-11 | [10 empty] | 2024-10-25 |  |  |  | CASE_LIST |  | 1 | site | MIR | 2024-10-25 | site | 0 | 1 | 1 | 2 | 0.96 | 0 | 0.96 | SIEMENS(SIM) |  | 1 | 1 | 0 | 1 | Flow 1: Port → Site | MIR | SIEMENS
549 | 477QGP51786806 / PS09 / 45185012 | HVDC-ADOPT-SIM-0012 | MIR | SCT-19LT-PRC-PO-004 | 13OP-03028.P.01.1049 | 1 | Outdoor | Bus Bar & Accessories | 120 | 80 | 56 | 0.5376 | 585 | 585 | Non Stackable | 2537 2099 | USD | 19006.57 | Edith Maersk | Germany | Hamburg | Khalifa port | 2024-09-03 | 2024-10-11 | [10 empty] | 2024-10-25 |  |  |  | CASE_LIST |  | 1 | site | MIR | 2024-10-25 | site | 0 | 1 | 1 | 2 | 0.96 | 0 | 0.96 | SIEMENS(SIM) |  | 1 | 1 | 0 | 1 | Flow 1: Port → Site | MIR | SIEMENS
550 | 477QGP51786806 / PS09 / 45185012 | HVDC-ADOPT-SIM-0012 | MIR | SCT-19LT-PRC-PO-004 | 13OP-03028.P.01.1050 | 1 | Outdoor | Support Bus Bar | 130 | 110 | 85 | 1.2155 | 1044 | 1044 | Non Stackable | 2537 2099 | USD | 19006.57 | Edith Maersk | Germany | Hamburg | Khalifa port | 2024-09-03 | 2024-10-11 | [10 empty] | 2024-10-25 |  |  |  | CASE_LIST |  | 1 | site | MIR | 2024-10-25 | site | 0 | 1 | 1 | 2 | 1.43 | 0 | 1.43 | SIEMENS(SIM) |  | 1 | 1 | 0 | 1 | Flow 1: Port → Site | MIR | SIEMENS
551 | 477QGP51786806 / PS09 / 45185012 | HVDC-ADOPT-SIM-0012 | MIR | SCT-19LT-PRC-PO-004 | 13OP-03028.P.01.1051 | 1 | Outdoor | Support Bus Bar | 120 | 80 | 105 | 1.008 | 701 | 701 | Non Stackable | 2537 2099 | USD | 19006.57 | Edith Maersk | Germany | Hamburg | Khalifa port | 2024-09-03 | 2024-10-11 | [10 empty] | 2024-10-25 |  |  |  | CASE_LIST |  | 1 | site | MIR | 2024-10-25 | site | 0 | 1 | 1 | 2 | 0.96 | 0 | 0.96 | SIEMENS(SIM) |  | 1 | 1 | 0 | 1 | Flow 1: Port → Site | MIR | SIEMENS
552 | 477QGP51786806 / PS09 / 45185012 | HVDC-ADOPT-SIM-0012 | MIR | SCT-19LT-PRC-PO-004 | 13OP-03028.P.01.1052 | 1 | Outdoor | Support Bus Bar Type 1 | 120 | 80 | 73 | 0.7008 | 822 | 822 | Non Stackable | 2537 2099 | USD | 19006.57 | Edith Maersk | Germany | Hamburg | Khalifa port | 2024-09-03 | 2024-10-11 | [10 empty] | 2024-10-25 |  |  |  | CASE_LIST |  | 1 | site | MIR | 2024-10-25 | site | 0 | 1 | 1 | 2 | 0.96 | 0 | 0.96 | SIEMENS(SIM) |  | 1 | 1 | 0 | 1 | Flow 1: Port → Site | MIR | SIEMENS
553 | 477QGP51786806 / PS09 / 45185012 | HVDC-ADOPT-SIM-0012 | MIR | SCT-19LT-PRC-PO-004 | 13OP-03028.P.01.1053 | 1 | Outdoor | Bus Bar & Accessories | 120 | 80 | 42 | 0.4032 | 633 | 633 | Non Stackable | 2537 2099 | USD | 19006.57 | Edith Maersk | Germany | Hamburg | Khalifa port | 2024-09-03 | 2024-10-11 | [10 empty] | 2024-10-25 |  |  |  | CASE_LIST |  | 1 | site | MIR | 2024-10-25 | site | 0 | 1 | 1 | 2 | 0.96 | 0 | 0.96 | SIEMENS(SIM) |  | 1 | 1 | 0 | 1 | Flow 1: Port → Site | MIR | SIEMENS
554 | 477QGP51786806 / PS09 / 45185012 | HVDC-ADOPT-SIM-0012 | MIR | SCT-19LT-PRC-PO-004 | 13OP-03028.P.01.1054 | 1 | Outdoor | Bus Bar & Accessories | 120 | 80 | 600 | 5.76 | 621 | 621 | Non Stackable | 2537 2099 | USD | 19006.57 | Edith Maersk | Germany | Hamburg | Khalifa port | 2024-09-03 | 2024-10-11 | [10 empty] | 2024-10-25 |  |  |  | CASE_LIST |  | 1 | site | MIR | 2024-10-25 | site | 0 | 1 | 1 | 2 | 0.96 | 0 | 0.96 | SIEMENS(SIM) |  | 1 | 1 | 0 | 1 | Flow 1: Port → Site | MIR | SIEMENS
555 | 477QGP51786806 / PS09 / 45185012 | HVDC-ADOPT-SIM-0012 | MIR | SCT-19LT-PRC-PO-004 | 13OP-03028.P.01.1055 | 1 | Outdoor | Support Bus Bar Type 1 | 120 | 80 | 95 | 0.912 | 538 | 538 | Non Stackable | 2537 2099 | USD | 19006.57 | Edith Maersk | Germany | Hamburg | Khalifa port | 2024-09-03 | 2024-10-11 | [10 empty] | 2024-10-25 |  |  |  | CASE_LIST |  | 1 | site | MIR | 2024-10-25 | site | 0 | 1 | 1 | 2 | 0.96 | 0 | 0.96 | SIEMENS(SIM) |  | 1 | 1 | 0 | 1 | Flow 1: Port → Site | MIR | SIEMENS
556 | 477QGP51786806 / PS09 / 45185012 | HVDC-ADOPT-SIM-0012 | MIR | SCT-19LT-PRC-PO-004 | 13OP-03028.P.01.1072 | 1 | Outdoor | Label | 47 | 37 | 27 | 0.046953 | 8.3 | 13.3 | Non Stackable | 2537 2099 | USD | 39382.15 | Edith Maersk | Germany | Hamburg | Khalifa port | 2024-09-03 | 2024-10-11 | [10 empty] | 2024-10-25 |  |  |  | CASE_LIST |  | 1 | site | MIR | 2024-10-25 | site | 0 | 1 | 1 | 2 | 0.17 | 0 | 0.17 | SIEMENS(SIM) |  | 1 | 1 | 0 | 1 | Flow 1: Port → Site | MIR | SIEMENS
557 | 477QGP51786806 / PS09 / 45185012 | HVDC-ADOPT-SIM-0012 | MIR | SCT-19LT-PRC-PO-004 | 13OP-03028.P.01.1058 | 1 | Outdoor | Accessories | 318 | 68 | 82 | 1.7732 | 1193 | 1353 | Non Stackable | 2537 2099 | USD | 39382.15 | Edith Maersk | Germany | Hamburg | Khalifa port | 2024-09-03 | 2024-10-11 | [10 empty] | 2024-10-25 |  |  |  | CASE_LIST |  | 1 | site | MIR | 2024-10-25 | site | 0 | 1 | 1 | 2 | 2.16 | 0 | 2.16 | SIEMENS(SIM) |  | 1 | 1 | 0 | 1 | Flow 1: Port → Site | MIR | SIEMENS
558 | 477QGP51786806 / PS09 / 45185012 | HVDC-ADOPT-SIM-0012 | MIR | SCT-19LT-PRC-PO-004 | 13OP-03028.P.01.1059 | 1 | Outdoor | Grid Cableway & Cable Mesh | 318 | 68 | 82 | 1.7732 | 220 | 380 | Non Stackable | 2537 2099 | USD | 39382.15 | Edith Maersk | Germany | Hamburg | Khalifa port | 2024-09-03 | 2024-10-11 | [10 empty] | 2024-10-25 |  |  |  | CASE_LIST |  | 1 | site | MIR | 2024-10-25 | site | 0 | 1 | 1 | 2 | 2.16 | 0 | 2.16 | SIEMENS(SIM) |  | 1 | 1 | 0 | 1 | Flow 1: Port → Site | MIR | SIEMENS
559 | 477QGP51786806 / PS09 / 45185012 | HVDC-ADOPT-SIM-0012 | MIR | SCT-19LT-PRC-PO-004 | 13OP-03028.P.01.1060 | 1 | Outdoor | Grid Cableway | 318 | 68 | 82 | 1.7732 | 158 | 318 | Non Stackable | 2537 2099 | USD | 39382.15 | Edith Maersk | Germany | Hamburg | Khalifa port | 2024-09-03 | 2024-10-11 | [10 empty] | 2024-10-25 |  |  |  | CASE_LIST |  | 1 | site | MIR | 2024-10-25 | site | 0 | 1 | 1 | 2 | 2.16 | 0 | 2.16 | SIEMENS(SIM) |  | 1 | 1 | 0 | 1 | Flow 1: Port → Site | MIR | SIEMENS
560 | 477QGP51786806 / PS09 / 45185012 | HVDC-ADOPT-SIM-0012 | MIR | SCT-19LT-PRC-PO-004 | 13OP-03028.P.01.1062 | 1 | Outdoor | Filter bag | 115 | 85 | 91 | 0.88953 | 255 | 311 | Non Stackable | 2537 2099 | USD | 39382.15 | Edith Maersk | Germany | Hamburg | Khalifa port | 2024-09-03 | 2024-10-11 | [10 empty] | 2024-10-25 |  |  |  | CASE_LIST |  | 1 | site | MIR | 2024-10-25 | site | 0 | 1 | 1 | 2 | 0.98 | 0 | 0.98 | SIEMENS(SIM) |  | 1 | 1 | 0 | 1 | Flow 1: Port → Site | MIR | SIEMENS
561 | 477QGP51786806 / PS09 / 45185012 | HVDC-ADOPT-SIM-0012 | MIR | SCT-19LT-PRC-PO-004 | 13OP-03028.P.01.1063 | 1 | Outdoor | Filter bag | 115 | 85 | 91 | 0.88953 | 197 | 253 | Non Stackable | 2537 2099 | USD | 39382.15 | Edith Maersk | Germany | Hamburg | Khalifa port | 2024-09-03 | 2024-10-11 | [10 empty] | 2024-10-25 |  |  |  | CASE_LIST |  | 1 | site | MIR | 2024-10-25 | site | 0 | 1 | 1 | 2 | 0.98 | 0 | 0.98 | SIEMENS(SIM) |  | 1 | 1 | 0 | 1 | Flow 1: Port → Site | MIR | SIEMENS
562 | 477QGP51786806 / PS09 / 45185012 | HVDC-ADOPT-SIM-0012 | MIR | SCT-19LT-PRC-PO-004 | 13OP-03028.P.01.1064 | 1 | Outdoor | Accessories | 115 | 85 | 91 | 0.88953 | 664 | 720 | Non Stackable | 2537 2099 | USD | 39382.15 | Edith Maersk | Germany | Hamburg | Khalifa port | 2024-09-03 | 2024-10-11 | [10 empty] | 2024-10-25 |  |  |  | CASE_LIST |  | 1 | site | MIR | 2024-10-25 | site | 0 | 1 | 1 | 2 | 0.98 | 0 | 0.98 | SIEMENS(SIM) |  | 1 | 1 | 0 | 1 | Flow 1: Port → Site | MIR | SIEMENS
563 | 477QGP51786806 / PS09 / 45185012 | HVDC-ADOPT-SIM-0012 | MIR | SCT-19LT-PRC-PO-004 | 13OP-03028.P.01.1065 | 1 | Outdoor | Grid Cableway & Conductor | 318 | 68 | 82 | 1.7732 | 781 | 941 | Non Stackable | 2537 2099 | USD | 39382.15 | Edith Maersk | Germany | Hamburg | Khalifa port | 2024-09-03 | 2024-10-11 | [10 empty] | 2024-10-25 |  |  |  | CASE_LIST |  | 1 | site | MIR | 2024-10-25 | site | 0 | 1 | 1 | 2 | 2.16 | 0 | 2.16 | SIEMENS(SIM) |  | 1 | 1 | 0 | 1 | Flow 1: Port → Site | MIR | SIEMENS
564 | 477QGP51786806 / PS09 / 45185012 | HVDC-ADOPT-SIM-0012 | MIR | SCT-19LT-PRC-PO-004 | 13OP-03028.P.01.1066 | 1 | Outdoor | Accessories | 115 | 85 | 91 | 0.88953 | 400 | 456 | Non Stackable | 2537 2099 | USD | 39382.15 | Edith Maersk | Germany | Hamburg | Khalifa port | 2024-09-03 | 2024-10-11 | [10 empty] | 2024-10-25 |  |  |  | CASE_LIST |  | 1 | site | MIR | 2024-10-25 | site | 0 | 1 | 1 | 2 | 0.98 | 0 | 0.98 | SIEMENS(SIM) |  | 1 | 1 | 0 | 1 | Flow 1: Port → Site | MIR | SIEMENS
565 | 477QGP51786806 / PS09 / 45185012 | HVDC-ADOPT-SIM-0012 | MIR | SCT-19LT-PRC-PO-004 | 13OP-03028.P.01.1067 | 1 | Outdoor | Accessories | 537 | 38 | 50 | 1.0203 | 220 | 360 | Non Stackable | 2537 2099 | USD | 39382.15 | Edith Maersk | Germany | Hamburg | Khalifa port | 2024-09-03 | 2024-10-11 | [10 empty] | 2024-10-25 |  |  |  | CASE_LIST |  | 1 | site | MIR | 2024-10-25 | site | 0 | 1 | 1 | 2 | 2.04 | 0 | 2.04 | SIEMENS(SIM) |  | 1 | 1 | 0 | 1 | Flow 1: Port → Site | MIR | SIEMENS
566 | 477QGP51786806 / PS09 / 45185012 | HVDC-ADOPT-SIM-0012 | MIR | SCT-19LT-PRC-PO-004 | 13OP-03028.P.01.1068 | 1 | Outdoor | Accessories | 115 | 85 | 91 | 0.88953 | 578 | 634 | Non Stackable | 2537 2099 | USD | 39382.15 | Edith Maersk | Germany | Hamburg | Khalifa port | 2024-09-03 | 2024-10-11 | [10 empty] | 2024-10-25 |  |  |  | CASE_LIST |  | 1 | site | MIR | 2024-10-25 | site | 0 | 1 | 1 | 2 | 0.98 | 0 | 0.98 | SIEMENS(SIM) |  | 1 | 1 | 0 | 1 | Flow 1: Port → Site | MIR | SIEMENS
567 | 477QGP51786806 / PS09 / 45185012 | HVDC-ADOPT-SIM-0012 | MIR | SCT-19LT-PRC-PO-004 | 13OP-03028.P.01.1069 | 1 | Outdoor | Accessories | 115 | 85 | 58 | 0.56695 | 24 | 71 | Non Stackable | 2537 2099 | USD | 39382.15 | Edith Maersk | Germany | Hamburg | Khalifa port | 2024-09-03 | 2024-10-11 | [10 empty] | 2024-10-25 |  |  |  | CASE_LIST |  | 1 | site | MIR | 2024-10-25 | site | 0 | 1 | 1 | 2 | 0.98 | 0 | 0.98 | SIEMENS(SIM) |  | 1 | 1 | 0 | 1 | Flow 1: Port → Site | MIR | SIEMENS
568 | 477QGP51786806 / PS09 / 45185012 | HVDC-ADOPT-SIM-0012 | MIR | SCT-19LT-PRC-PO-004 | 13OP-03028.P.01.1070 | 1 | Outdoor | Accessories | 115 | 85 | 91 | 0.88953 | 370 | 426 | Non Stackable | 2537 2099 | USD | 39382.15 | Edith Maersk | Germany | Hamburg | Khalifa port | 2024-09-03 | 2024-10-11 | [10 empty] | 2024-10-25 |  |  |  | CASE_LIST |  | 1 | site | MIR | 2024-10-25 | site | 0 | 1 | 1 | 2 | 0.98 | 0 | 0.98 | SIEMENS(SIM) |  | 1 | 1 | 0 | 1 | Flow 1: Port → Site | MIR | SIEMENS
569 | 477QGP51786806 / PS09 / 45185012 | HVDC-ADOPT-SIM-0012 | MIR | SCT-19LT-PRC-PO-004 | 13OP-03028.P.01.1071 | 1 | Outdoor | Bracket | 66 | 45 | 63 | 0.18711 | 67 | 84 | Non Stackable | 2537 2099 | USD | 39382.15 | Edith Maersk | Germany | Hamburg | Khalifa port | 2024-09-03 | 2024-10-11 | [10 empty] | 2024-10-25 |  |  |  | CASE_LIST |  | 1 | site | MIR | 2024-10-25 | site | 0 | 1 | 1 | 2 | 0.3 | 0 | 0.3 | SIEMENS(SIM) |  | 1 | 1 | 0 | 1 | Flow 1: Port → Site | MIR | SIEMENS
427 | 477QGP51784173 / PS03_DG / 45182608 | HVDC-ADOPT-SIM-0010 | SHU | SCT-19LT-PRC-PO-004 | 13OP-03028.P.01.-001 | 1 | Indoor | Varnish Alexit 5225 | 29 | 22 | 33 | 0.021054 | 3.4 | 5.1 | Non Stackable | 3208 2090 | USD | 324.26 | Maersk Herrera | Germany | Hamburg | Khalifa port | 2024-08-16 | 2024-09-07 | [11 empty] | 2024-10-07 |  |  | CASE_LIST |  | 1 | site | SHU | 2024-10-07 | site | 0 | 1 | 1 | 2 | 0.06 | 0 | 0.06 | SIEMENS(SIM) |  | 1 | 1 | 0 | 1 | Flow 1: Port → Site | SHU | SIEMENS
428 | 477QGP51784173 / PS03_DG / 45182608 | HVDC-ADOPT-SIM-0010 | SHU | SCT-19LT-PRC-PO-004 | 13OP-03028.P.01.-002 | 1 | Indoor | Varnish Alexit 5225 | 29 | 22 | 33 | 0.021054 | 3.4 | 5.1 | Non Stackable | 3208 2090 | USD | 324.26 | Maersk Herrera | Germany | Hamburg | Khalifa port | 2024-08-16 | 2024-09-07 | [11 empty] | 2024-10-07 |  |  | CASE_LIST |  | 1 | site | SHU | 2024-10-07 | site | 0 | 1 | 1 | 2 | 0.06 | 0 | 0.06 | SIEMENS(SIM) |  | 1 | 1 | 0 | 1 | Flow 1: Port → Site | SHU | SIEMENS
429 | 477QGP51784173 / PS03_DG / 45182608 | HVDC-ADOPT-SIM-0010 | SHU | SCT-19LT-PRC-PO-004 | 13OP-03028.P.01.-003 | 1 | Indoor | Varnish Alexit 5225 | 29 | 22 | 33 | 0.021054 | 3.4 | 5.1 | Non Stackable | 3208 2090 | USD | 324.26 | Maersk Herrera | Germany | Hamburg | Khalifa port | 2024-08-16 | 2024-09-07 | [11 empty] | 2024-10-07 |  |  | CASE_LIST |  | 1 | site | SHU | 2024-10-07 | site | 0 | 1 | 1 | 2 | 0.06 | 0 | 0.06 | SIEMENS(SIM) |  | 1 | 1 | 0 | 1 | Flow 1: Port → Site | SHU | SIEMENS
430 | 477QGP51784173 / PS03_DG / 45182608 | HVDC-ADOPT-SIM-0010 | SHU | SCT-19LT-PRC-PO-004 | 13OP-03028.P.01.-004 | 1 | Indoor | Varnish Alexit 5225 | 29 | 22 | 33 | 0.021054 | 3.4 | 5.1 | Non Stackable | 3208 2090 | USD | 324.26 | Maersk Herrera | Germany | Hamburg | Khalifa port | 2024-08-16 | 2024-09-07 | [11 empty] | 2024-10-07 |  |  | CASE_LIST |  | 1 | site | SHU | 2024-10-07 | site | 0 | 1 | 1 | 2 | 0.06 | 0 | 0.06 | SIEMENS(SIM) |  | 1 | 1 | 0 | 1 | Flow 1: Port → Site | SHU | SIEMENS
431 | 477QGP51784173 / PS03_DG / 45182608 | HVDC-ADOPT-SIM-0010 | SHU | SCT-19LT-PRC-PO-004 | 13OP-03028.P.01.-005 | 1 | Indoor | Varnish Alexit 5225 | 29 | 22 | 33 | 0.021054 | 3.4 | 5.1 | Non Stackable | 3208 2090 | USD | 324.26 | Maersk Herrera | Germany | Hamburg | Khalifa port | 2024-08-16 | 2024-09-07 | [11 empty] | 2024-10-07 |  |  | CASE_LIST |  | 1 | site | SHU | 2024-10-07 | site | 0 | 1 | 1 | 2 | 0.06 | 0 | 0.06 | SIEMENS(SIM) |  | 1 | 1 | 0 | 1 | Flow 1: Port → Site | SHU | SIEMENS
432 | 477QGP51784173 / PS03_DG / 45182608 | HVDC-ADOPT-SIM-0010 | SHU | SCT-19LT-PRC-PO-004 | 13OP-03028.P.01.-006 | 1 | Indoor | Varnish Alexit 5225 | 29 | 22 | 33 | 0.021054 | 3.4 | 5.1 | Non Stackable | 3208 2090 | USD | 324.26 | Maersk Herrera | Germany | Hamburg | Khalifa port | 2024-08-16 | 2024-09-07 | [11 empty] | 2024-10-07 |  |  | CASE_LIST |  | 1 | site | SHU | 2024-10-07 | site | 0 | 1 | 1 | 2 | 0.06 | 0 | 0.06 | SIEMENS(SIM) |  | 1 | 1 | 0 | 1 | Flow 1: Port → Site | SHU | SIEMENS
433 | 477QGP51784173 / PS03_DG / 45182608 | HVDC-ADOPT-SIM-0010 | SHU | SCT-19LT-PRC-PO-004 | 13OP-03028.P.01.-007 | 1 | Indoor | Varnish Alexit 5225 | 29 | 22 | 33 | 0.021054 | 3.4 | 5.1 | Non Stackable | 3208 2090 | USD | 324.26 | Maersk Herrera | Germany | Hamburg | Khalifa port | 2024-08-16 | 2024-09-07 | [11 empty] | 2024-10-07 |  |  | CASE_LIST |  | 1 | site | SHU | 2024-10-07 | site | 0 | 1 | 1 | 2 | 0.06 | 0 | 0.06 | SIEMENS(SIM) |  | 1 | 1 | 0 | 1 | Flow 1: Port → Site | SHU | SIEMENS
434 | 477QGP51784173 / PS03_DG / 45182608 | HVDC-ADOPT-SIM-0010 | SHU | SCT-19LT-PRC-PO-004 | 13OP-03028.P.01.-008 | 1 | Indoor | Varnish Alexit 5225 | 29 | 22 | 33 | 0.021054 | 3.4 | 5.1 | Non Stackable | 3208 2090 | USD | 324.26 | Maersk Herrera | Germany | Hamburg | Khalifa port | 2024-08-16 | 2024-09-07 | [11 empty] | 2024-10-07 |  |  | CASE_LIST |  | 1 | site | SHU | 2024-10-07 | site | 0 | 1 | 1 | 2 | 0.06 | 0 | 0.06 | SIEMENS(SIM) |  | 1 | 1 | 0 | 1 | Flow 1: Port → Site | SHU | SIEMENS
435 | 477QGP51784173 / PS03_DG / 45182608 | HVDC-ADOPT-SIM-0010 | SHU | SCT-19LT-PRC-PO-004 | 13OP-03028.P.01.-009 | 1 | Indoor | HAKU 5067 | 29 | 22 | 33 | 0.021054 | 4 | 5.3 | Non Stackable | 3814 0090 | USD | 109.63 | Maersk Herrera | Germany | Hamburg | Khalifa port | 2024-08-16 | 2024-09-07 | [11 empty] | 2024-10-07 |  |  | CASE_LIST |  | 1 | site | SHU | 2024-10-07 | site | 0 | 1 | 1 | 2 | 0.06 | 0 | 0.06 | SIEMENS(SIM) |  | 1 | 1 | 0 | 1 | Flow 1: Port → Site | SHU | SIEMENS
436 | 477QGP51784173 / PS03_DG / 45182608 | HVDC-ADOPT-SIM-0010 | SHU | SCT-19LT-PRC-PO-004 | 13OP-03028.P.01.-010 | 1 | Indoor | HAKU 5067 | 29 | 22 | 33 | 0.021054 | 4 | 5.3 | Non Stackable | 3814 0090 | USD | 296.02 | Maersk Herrera | Germany | Hamburg | Khalifa port | 2024-08-16 | 2024-09-07 | [11 empty] | 2024-10-07 |  |  | CASE_LIST |  | 1 | site | SHU | 2024-10-07 | site | 0 | 1 | 1 | 2 | 0.06 | 0 | 0.06 | SIEMENS(SIM) |  | 1 | 1 | 0 | 1 | Flow 1: Port → Site | SHU | SIEMENS
437 | 477QGP51784173 / PS03_DG / 45182608 | HVDC-ADOPT-SIM-0010 | SHU | SCT-19LT-PRC-PO-004 | 13OP-03028.P.01.-011 | 1 | Indoor | HAKU 5067 | 29 | 22 | 33 | 0.021054 | 4 | 5.3 | Non Stackable | 3814 0090 | USD | 444 | Maersk Herrera | Germany | Hamburg | Khalifa port | 2024-08-16 | 2024-09-07 | [11 empty] | 2024-10-07 |  |  | CASE_LIST |  | 1 | site | SHU | 2024-10-07 | site | 0 | 1 | 1 | 2 | 0.06 | 0 | 0.06 | SIEMENS(SIM) |  | 1 | 1 | 0 | 1 | Flow 1: Port → Site | SHU | SIEMENS
438 | 477QGP51784173 / PS03_DG / 45182608 | HVDC-ADOPT-SIM-0010 | SHU | SCT-19LT-PRC-PO-004 | 13OP-03028.P.01.-012 | 1 | Indoor | HAKU 5067 | 29 | 22 | 33 | 0.021054 | 4 | 5.3 | Non Stackable | 3814 0090 | USD | 443.92 | Maersk Herrera | Germany | Hamburg | Khalifa port | 2024-08-16 | 2024-09-07 | [11 empty] | 2024-10-07 |  |  | CASE_LIST |  | 1 | site | SHU | 2024-10-07 | site | 0 | 1 | 1 | 2 | 0.06 | 0 | 0.06 | SIEMENS(SIM) |  | 1 | 1 | 0 | 1 | Flow 1: Port → Site | SHU | SIEMENS
439 | 477QGP51784173 / PS03_DG / 45182608 | HVDC-ADOPT-SIM-0010 | SHU | SCT-19LT-PRC-PO-004 | 13OP-03028.P.01.-013 | 1 | Indoor | Zinc Dust 7831 | 29 | 22 | 33 | 0.021054 | 3 | 4.6 | Non Stackable | 3208 9091 | USD | 317.68 | Maersk Herrera | Germany | Hamburg | Khalifa port | 2024-08-16 | 2024-09-07 | [11 empty] | 2024-10-07 |  |  | CASE_LIST |  | 1 | site | SHU | 2024-10-07 | site | 0 | 1 | 1 | 2 | 0.06 | 0 | 0.06 | SIEMENS(SIM) |  | 1 | 1 | 0 | 1 | Flow 1: Port → Site | SHU | SIEMENS
440 | 477QGP51784173 / PS03_DG / 45182608 | HVDC-ADOPT-SIM-0010 | SHU | SCT-19LT-PRC-PO-004 | 13OP-03028.P.01.-014 | 1 | Indoor | Zinc Dust 7831 | 29 | 22 | 33 | 0.021054 | 3 | 4.6 | Non Stackable | 3208 9091 | USD | 2.5 | Maersk Herrera | Germany | Hamburg | Khalifa port | 2024-08-16 | 2024-09-07 | [11 empty] | 2024-10-07 |  |  | CASE_LIST |  | 1 | site | SHU | 2024-10-07 | site | 0 | 1 | 1 | 2 | 0.06 | 0 | 0.06 | SIEMENS(SIM) |  | 1 | 1 | 0 | 1 | Flow 1: Port → Site | SHU | SIEMENS
441 | 477QGP51784173 / PS03_DG / 45182608 | HVDC-ADOPT-SIM-0010 | SHU | SCT-19LT-PRC-PO-004 | 13OP-03028.P.01.-015 | 1 | Indoor | Laquer Repair | 29 | 22 | 33 | 0.021054 | 1.4 | 3 | Non Stackable | 3208 9091 | USD | 230.4 | Maersk Herrera | Germany | Hamburg | Khalifa port | 2024-08-16 | 2024-09-07 | [11 empty] | 2024-10-07 |  |  | CASE_LIST |  | 1 | site | SHU | 2024-10-07 | site | 0 | 1 | 1 | 2 | 0.06 | 0 | 0.06 | SIEMENS(SIM) |  | 1 | 1 | 0 | 1 | Flow 1: Port → Site | SHU | SIEMENS
442 | 477QGP51784173 / PS03_DG / 45182608 | HVDC-ADOPT-SIM-0010 | SHU | SCT-19LT-PRC-PO-004 | 13OP-03028.P.01.-016 | 1 | Indoor | Laquer Repair | 29 | 22 | 33 | 0.021054 | 1.4 | 3 | Non Stackable | 3208 9091 | USD | 230.4 | Maersk Herrera | Germany | Hamburg | Khalifa port | 2024-08-16 | 2024-09-07 | [11 empty] | 2024-10-07 |  |  | CASE_LIST |  | 1 | site | SHU | 2024-10-07 | site | 0 | 1 | 1 | 2 | 0.06 | 0 | 0.06 | SIEMENS(SIM) |  | 1 | 1 | 0 | 1 | Flow 1: Port → Site | SHU | SIEMENS
443 | 477QGP51784173 / PS03_DG / 45182608 | HVDC-ADOPT-SIM-0010 | SHU | SCT-19LT-PRC-PO-004 | 13OP-03028.P.01.-017 | 1 | Indoor | Lack Alexit 5225 | 29 | 22 | 33 | 0.021054 | 3.4 | 5.2 | Non Stackable | 3208 2090 | USD | 390.72 | Maersk Herrera | Germany | Hamburg | Khalifa port | 2024-08-16 | 2024-09-07 | [11 empty] | 2024-10-07 |  |  | CASE_LIST |  | 1 | site | SHU | 2024-10-07 | site | 0 | 1 | 1 | 2 | 0.06 | 0 | 0.06 | SIEMENS(SIM) |  | 1 | 1 | 0 | 1 | Flow 1: Port → Site | SHU | SIEMENS
444 | 477QGP51784173 / PS03_DG / 45182608 | HVDC-ADOPT-SIM-0010 | SHU | SCT-19LT-PRC-PO-004 | 13OP-03028.P.01.-018 | 1 | Indoor | Lack Alexit 5225 | 29 | 22 | 33 | 0.021054 | 3.4 | 5.2 | Non Stackable | 3208 2090 | USD | 61.97 | Maersk Herrera | Germany | Hamburg | Khalifa port | 2024-08-16 | 2024-09-07 | [11 empty] | 2024-11-18 |  |  | CASE_LIST |  | 1 | site | SHU | 2024-11-18 | site | 0 | 1 | 1 | 2 | 0.06 | 0 | 0.06 | SIEMENS(SIM) |  | 1 | 1 | 0 | 1 | Flow 1: Port → Site | SHU | SIEMENS
445 | 477QGP51784173 / PS03_DG / 45182608 | HVDC-ADOPT-SIM-0010 | SHU | SCT-19LT-PRC-PO-004 | 13OP-03028.P.01.-019 | 1 | Indoor | Varnish Alexit 461-12 | 29 | 22 | 33 | 0.021054 | 2.4 | 4 | Non Stackable | 3208 2090 | USD | 286.12 | Maersk Herrera | Germany | Hamburg | Khalifa port | 2024-08-16 | 2024-09-07 | [11 empty] | 2024-11-18 |  |  | CASE_LIST |  | 1 | site | SHU | 2024-11-18 | site | 0 | 1 | 1 | 2 | 0.06 | 0 | 0.06 | SIEMENS(SIM) |  | 1 | 1 | 0 | 1 | Flow 1: Port → Site | SHU | SIEMENS
446 | 477QGP51784173 / PS03_DG / 45182608 | HVDC-ADOPT-SIM-0010 | SHU | SCT-19LT-PRC-PO-004 | 13OP-03028.P.01.-020 | 1 | Indoor | Lack Alexit 5225 | 29 | 22 | 33 | 0.021054 | 3.4 | 5.1 | Non Stackable | 3208 2090 | USD | 100.21 | Maersk Herrera | Germany | Hamburg | Khalifa port | 2024-08-16 | 2024-09-07 | [11 empty] | 2024-11-18 |  |  | CASE_LIST |  | 1 | site | SHU | 2024-11-18 | site | 0 | 1 | 1 | 2 | 0.06 | 0 | 0.06 | SIEMENS(SIM) |  | 1 | 1 | 0 | 1 | Flow 1: Port → Site | SHU | SIEMENS
447 | 477QGP51784173 / PS03_DG / 45182608 | HVDC-ADOPT-SIM-0010 | SHU | SCT-19LT-PRC-PO-004 | 13OP-03028.P.01.-021 | 1 | Indoor | Tectyl 506 | 29 | 22 | 33 | 0.021054 | 1.75 | 3 | Non Stackable | 3824 9996 | USD | 428.6 | Maersk Herrera | Germany | Hamburg | Khalifa port | 2024-08-16 | 2024-09-07 | [11 empty] | 2024-11-18 |  |  | CASE_LIST |  | 1 | site | SHU | 2024-11-18 | site | 0 | 1 | 1 | 2 | 0.06 | 0 | 0.06 | SIEMENS(SIM) |  | 1 | 1 | 0 | 1 | Flow 1: Port → Site | SHU | SIEMENS
448 | 477QGP51784173 / PS03_DG / 45182608 | HVDC-ADOPT-SIM-0010 | SHU | SCT-19LT-PRC-PO-004 | 13OP-03028.P.01.-022 | 1 | Indoor | Haku 1025/920 | 68 | 48 | 67 | 0.21869 | 31 | 60 | Non Stackable | 2710 1221 | USD | 155.78 | Maersk Herrera | Germany | Hamburg | Khalifa port | 2024-08-16 | 2024-09-07 | [11 empty] | 2024-11-18 |  |  | CASE_LIST |  | 1 | site | SHU | 2024-11-18 | site | 0 | 1 | 1 | 2 | 0.33 | 0 | 0.33 | SIEMENS(SIM) |  | 1 | 1 | 0 | 1 | Flow 1: Port → Site | SHU | SIEMENS
449 | 477QGP51784173 / PS03_DG / 45182608 | HVDC-ADOPT-SIM-0010 | SHU | SCT-19LT-PRC-PO-004 | 13OP-03028.P.01.-130 | 1 | Indoor | Forming Gas | 225 | 45 | 56 | 0.567 | 10 | 130 | Non Stackable | 3824 9996 | USD | 1543.4 | Maersk Herrera | Germany | Hamburg | Khalifa port | 2024-08-16 | 2024-09-07 | [11 empty] | 2024-11-18 |  |  | CASE_LIST |  | 1 | site | SHU | 2024-11-18 | site | 0 | 1 | 1 | 2 | 1.01 | 0 | 1.01 | SIEMENS(SIM) |  | 1 | 1 | 0 | 1 | Flow 1: Port → Site | SHU | SIEMENS
450 | 477QGP51784173 / PS03_DG / 45182608 | HVDC-ADOPT-SIM-0010 | SHU | SCT-19LT-PRC-PO-004 | 13OP-03028.P.01.-282 | 1 | Indoor | SF6-Gas 600L | 263.2 | 179.2 | 138.8 | 6.5466 | 1200 | 2502 | Non Stackable | 2812 9000 | USD | 114795.4 | Maersk Herrera | Germany | Hamburg | Khalifa port | 2024-08-16 | 2024-09-07 | [11 empty] | 2025-01-31 |  |  | CASE_LIST |  | 1 | site | SHU | 2025-01-31 | site | 0 | 1 | 1 | 2 | 4.72 | 0 | 4.72 | SIEMENS(SIM) |  | 1 | 1 | 0 | 1 | Flow 1: Port → Site | SHU | SIEMENS
451 | 477QGP51784173 / PS03_DG / 45182608 | HVDC-ADOPT-SIM-0010 | SHU | SCT-19LT-PRC-PO-004 | 13OP-03028.P.01.-281 | 1 | Indoor | SF6-Gas 600L | 263.2 | 179.2 | 138.8 | 6.5466 | 1200 | 2500 | Non Stackable | 2812 9000 | USD | 114795.4 | Maersk Herrera | Germany | Hamburg | Khalifa port | 2024-08-16 | 2024-09-07 | [11 empty] | 2025-01-31 |  |  | CASE_LIST |  | 1 | site | SHU | 2025-01-31 | site | 0 | 1 | 1 | 2 | 4.72 | 0 | 4.72 | SIEMENS(SIM) |  | 1 | 1 | 0 | 1 | Flow 1: Port → Site | SHU | SIEMENS
452 | 477QGP51784173 / PS03_DG / 45182608 | HVDC-ADOPT-SIM-0010 | SHU | SCT-19LT-PRC-PO-004 | 13OP-03028.P.01.-251 | 1 | Indoor | SF6-Gas 600L | 263.2 | 179.2 | 138.8 | 6.5466 | 1200 | 2511 | Non Stackable | 2812 9000 | USD | 114795.4 | Maersk Herrera | Germany | Hamburg | Khalifa port | 2024-08-16 | 2024-09-07 | [11 empty] | 2025-01-31 |  |  | CASE_LIST |  | 1 | site | SHU | 2025-01-31 | site | 0 | 1 | 1 | 2 | 4.72 | 0 | 4.72 | SIEMENS(SIM) |  | 1 | 1 | 0 | 1 | Flow 1: Port → Site | SHU | SIEMENS
453 | 477QGP51784173 / PS03_DG / 45182608 | HVDC-ADOPT-SIM-0010 | SHU | SCT-19LT-PRC-PO-004 | 13OP-03028.P.01.-252 | 1 | Indoor | SF6-Gas 600L | 263.2 | 179.2 | 138.8 | 6.5466 | 1200 | 2492 | Non Stackable | 2812 9000 | USD | 114795.4 | Maersk Herrera | Germany | Hamburg | Khalifa port | 2024-08-16 | 2024-09-07 | [11 empty] | 2025-01-31 |  |  | CASE_LIST |  | 1 | site | SHU | 2025-01-31 | site | 0 | 1 | 1 | 2 | 4.72 | 0 | 4.72 | SIEMENS(SIM) |  | 1 | 1 | 0 | 1 | Flow 1: Port → Site | SHU | SIEMENS
454 | 477QGP51784173 / PS03_DG / 45182608 | HVDC-ADOPT-SIM-0010 | SHU | SCT-19LT-PRC-PO-004 | 13OP-03028.P.01.-253 | 1 | Indoor | SF6-Gas 600L | 263.2 | 179.2 | 138.8 | 6.5466 | 1200 | 2493 | Non Stackable | 2812 9000 | USD | 114795.4 | Maersk Herrera | Germany | Hamburg | Khalifa port | 2024-08-16 | 2024-09-07 | [11 empty] | 2025-01-31 |  |  | CASE_LIST |  | 1 | site | SHU | 2025-01-31 | site | 0 | 1 | 1 | 2 | 4.72 | 0 | 4.72 | SIEMENS(SIM) |  | 1 | 1 | 0 | 1 | Flow 1: Port → Site | SHU | SIEMENS
455 | 477QGP51784173 / PS03_DG / 45182608 | HVDC-ADOPT-SIM-0010 | SHU | SCT-19LT-PRC-PO-004 | 13OP-03028.P.01.-254 | 1 | Indoor | SF6-Gas 600L | 263.2 | 179.2 | 138.8 | 6.5466 | 1200 | 2500 | Non Stackable | 2812 9000 | USD | 114795.4 | Maersk Herrera | Germany | Hamburg | Khalifa port | 2024-08-16 | 2024-09-07 | [11 empty] | 2025-01-31 |  |  | CASE_LIST |  | 1 | site | SHU | 2025-01-31 | site | 0 | 1 | 1 | 2 | 4.72 | 0 | 4.72 | SIEMENS(SIM) |  | 1 | 1 | 0 | 1 | Flow 1: Port → Site | SHU | SIEMENS
456 | 477QGP51784173 / PS03_DG / 45182608 | HVDC-ADOPT-SIM-0010 | SHU | SCT-19LT-PRC-PO-004 | 13OP-03028.P.01.-261 | 1 | Indoor | SF6-Gas 50L | 162.2 | 127.2 | 99 | 2.0426 | 200 | 553 | Non Stackable | 2812 9000 | USD | 18344.12 | Maersk Herrera | Germany | Hamburg | Khalifa port | 2024-08-16 | 2024-09-07 | [11 empty] | 2025-01-31 |  |  | CASE_LIST |  | 1 | site | SHU | 2025-01-31 | site | 0 | 1 | 1 | 2 | 2.06 | 0 | 2.06 | SIEMENS(SIM) |  | 1 | 1 | 0 | 1 | Flow 1: Port → Site | SHU | SIEMENS
374 | 477QGP51784175 / PS04 / 45184063 | HVDC-ADOPT-SIM-0009-2B | SHU | SCT-19LT-PRC-PO-004 | 13OP-03028.P.01.-024 | 1 | Outdoor | Circuit Breaker TP2 | 509.2 | 223.2 | 336.8 | 38.2785 | 2900 | 4077 | Non Stackable | 8535 2900 | USD | 40625.65 | Maersk Herrera | Germany | Hamburg | Khalifa port | 2024-08-16 | 2024-09-10 | [11 empty] | 2024-09-18 |  |  | CASE_LIST |  | 1 | site | SHU | 2024-09-18 | site | 0 | 1 | 1 | 2 | 11.37 | 0 | 11.37 | SIEMENS(SIM) |  | 1 | 1 | 0 | 1 | Flow 1: Port → Site | SHU | SIEMENS
375 | 477QGP51784175 / PS04 / 45184063 | HVDC-ADOPT-SIM-0009-2B | SHU | SCT-19LT-PRC-PO-004 | 13OP-03028.P.01.-054 | 1 | Outdoor | Circuit Breakert TP2 | 509.2 | 223.2 | 336.8 | 38.2785 | 2900 | 4077 | Non Stackable | 8535 2900 | USD | 40625.65 | Maersk Herrera | Germany | Hamburg | Khalifa port | 2024-08-16 | 2024-09-10 | [11 empty] | 2024-09-18 |  |  | CASE_LIST |  | 1 | site | SHU | 2024-09-18 | site | 0 | 1 | 1 | 2 | 11.37 | 0 | 11.37 | SIEMENS(SIM) |  | 1 | 1 | 0 | 1 | Flow 1: Port → Site | SHU | SIEMENS
376 | 477QGP51784175 / PS04 / 45184063 | HVDC-ADOPT-SIM-0009-2B | SHU | SCT-19LT-PRC-PO-004 | 13OP-03028.P.01.-053 | 1 | Outdoor | Circuit Breakert TP2 | 509.2 | 223.2 | 336.8 | 38.2785 | 2900 | 4077 | Non Stackable | 8535 2900 | USD | 40625.65 | Maersk Herrera | Germany | Hamburg | Khalifa port | 2024-08-16 | 2024-09-10 | [11 empty] | 2024-09-18 |  |  | CASE_LIST |  | 1 | site | SHU | 2024-09-18 | site | 0 | 1 | 1 | 2 | 11.37 | 0 | 11.37 | SIEMENS(SIM) |  | 1 | 1 | 0 | 1 | Flow 1: Port → Site | SHU | SIEMENS
377 | 477QGP51784175 / PS04 / 45184063 | HVDC-ADOPT-SIM-0009-2B | SHU | SCT-19LT-PRC-PO-004 | 13OP-03028.P.01.-063 | 1 | Outdoor | Connection Module Passive | 427.2 | 187.2 | 134.8 | 10.7802 | 760 | 1317 | Non Stackable | 8535 2900 | USD | 40625.65 | Maersk Herrera | Germany | Hamburg | Khalifa port | 2024-08-16 | 2024-09-10 | [11 empty] | 2024-09-18 |  |  | CASE_LIST |  | 1 | site | SHU | 2024-09-18 | site | 0 | 1 | 1 | 2 | 8 | 0 | 8 | SIEMENS(SIM) |  | 1 | 1 | 0 | 1 | Flow 1: Port → Site | SHU | SIEMENS
378 | 477QGP51784175 / PS04 / 45184063 | HVDC-ADOPT-SIM-0009-2B | SHU | SCT-19LT-PRC-PO-004 | 13OP-03028.P.01.-052 | 1 | Outdoor | Circuit Breakert TP2 | 509.2 | 223.2 | 336.8 | 38.2785 | 2900 | 4077 | Non Stackable | 8535 2900 | USD | 40625.65 | Maersk Herrera | Germany | Hamburg | Khalifa port | 2024-08-16 | 2024-09-10 | [11 empty] | 2024-09-18 |  |  | CASE_LIST |  | 1 | site | SHU | 2024-09-18 | site | 0 | 1 | 1 | 2 | 11.37 | 0 | 11.37 | SIEMENS(SIM) |  | 1 | 1 | 0 | 1 | Flow 1: Port → Site | SHU | SIEMENS
379 | 477QGP51784175 / PS04 / 45184063 | HVDC-ADOPT-SIM-0009-2B | SHU | SCT-19LT-PRC-PO-004 | 13OP-03028.P.01.-051 | 1 | Outdoor | Circuit Breakert TP2 | 509.2 | 223.2 | 336.8 | 38.2785 | 2900 | 4077 | Non Stackable | 8535 2900 | USD | 40625.65 | Maersk Herrera | Germany | Hamburg | Khalifa port | 2024-08-16 | 2024-09-10 | [11 empty] | 2024-09-18 |  |  | CASE_LIST |  | 1 | site | SHU | 2024-09-18 | site | 0 | 1 | 1 | 2 | 11.37 | 0 | 11.37 | SIEMENS(SIM) |  | 1 | 1 | 0 | 1 | Flow 1: Port → Site | SHU | SIEMENS
380 | 477QGP51784175 / PS04 / 45184063 | HVDC-ADOPT-SIM-0009-2B | SHU | SCT-19LT-PRC-PO-004 | 13OP-03028.P.01.-090 | 1 | Outdoor | Connection Module Active | 177.2 | 147.2 | 234 | 6.1036 | 550 | 813 | Non Stackable | 8535 2900 | USD | 40625.65 | Maersk Herrera | Germany | Hamburg | Khalifa port | 2024-08-16 | 2024-09-10 | [11 empty] | 2024-09-18 |  |  | CASE_LIST |  | 1 | site | SHU | 2024-09-18 | site | 0 | 1 | 1 | 2 | 2.61 | 0 | 2.61 | SIEMENS(SIM) |  | 1 | 1 | 0 | 1 | Flow 1: Port → Site | SHU | SIEMENS
381 | 477QGP51784175 / PS04 / 45184063 | HVDC-ADOPT-SIM-0009-2B | SHU | SCT-19LT-PRC-PO-004 | 13OP-03028.P.01.-091 | 1 | Outdoor | Connection Module Active | 167.2 | 137.2 | 224 | 5.1385 | 520 | 756 | Non Stackable | 8535 2900 | USD | 40625.65 | Maersk Herrera | Germany | Hamburg | Khalifa port | 2024-08-16 | 2024-09-10 | [11 empty] | 2024-09-18 |  |  | CASE_LIST |  | 1 | site | SHU | 2024-09-18 | site | 0 | 1 | 1 | 2 | 2.29 | 0 | 2.29 | SIEMENS(SIM) |  | 1 | 1 | 0 | 1 | Flow 1: Port → Site | SHU | SIEMENS
382 | 477QGP51784175 / PS04 / 45184063 | HVDC-ADOPT-SIM-0009-2B | SHU | SCT-19LT-PRC-PO-004 | 13OP-03028.P.01.-100 | 1 | Outdoor | Connection Module Active | 157.2 | 137.2 | 234 | 5.0469 | 530 | 762 | Non Stackable | 8535 2900 | USD | 40625.65 | Maersk Herrera | Germany | Hamburg | Khalifa port | 2024-08-16 | 2024-09-10 | [11 empty] | 2024-09-18 |  |  | CASE_LIST |  | 1 | site | SHU | 2024-09-18 | site | 0 | 1 | 1 | 2 | 2.16 | 0 | 2.16 | SIEMENS(SIM) |  | 1 | 1 | 0 | 1 | Flow 1: Port → Site | SHU | SIEMENS
383 | 477QGP51784175 / PS04 / 45184063 | HVDC-ADOPT-SIM-0009-2B | SHU | SCT-19LT-PRC-PO-004 | 13OP-03028.P.01.-113 | 1 | Outdoor | Connection Module Active | 157.2 | 117.2 | 184 | 3.39 | 330 | 517 | Non Stackable | 8535 2900 | USD | 40625.65 | Maersk Herrera | Germany | Hamburg | Khalifa port | 2024-08-16 | 2024-09-10 | [11 empty] | 2024-09-18 |  |  | CASE_LIST |  | 1 | site | SHU | 2024-09-18 | site | 0 | 1 | 1 | 2 | 1.84 | 0 | 1.84 | SIEMENS(SIM) |  | 1 | 1 | 0 | 1 | Flow 1: Port → Site | SHU | SIEMENS
384 | 477QGP51784175 / PS04 / 45184063 | HVDC-ADOPT-SIM-0009-2B | SHU | SCT-19LT-PRC-PO-004 | 13OP-03028.P.01.-114 | 1 | Outdoor | Connection Module Passive | 157.2 | 127.2 | 144 | 2.8794 | 520 | 689 | Non Stackable | 8535 2900 | USD | 40625.65 | Maersk Herrera | Germany | Hamburg | Khalifa port | 2024-08-16 | 2024-09-10 | [11 empty] | 2024-09-18 |  |  | CASE_LIST |  | 1 | site | SHU | 2024-09-18 | site | 0 | 1 | 1 | 2 | 2 | 0 | 2 | SIEMENS(SIM) |  | 1 | 1 | 0 | 1 | Flow 1: Port → Site | SHU | SIEMENS
385 | 477QGP51784175 / PS04 / 45184063 | HVDC-ADOPT-SIM-0009-2B | SHU | SCT-19LT-PRC-PO-004 | 13OP-03028.P.01.-089 | 1 | Outdoor | Connection Module Passive | 147.2 | 137.2 | 164 | 3.3121 | 222 | 413 | Non Stackable | 8535 2900 | USD | 40625.65 | Maersk Herrera | Germany | Hamburg | Khalifa port | 2024-08-16 | 2024-09-10 | [11 empty] | 2024-09-18 |  |  | CASE_LIST |  | 1 | site | SHU | 2024-09-18 | site | 0 | 1 | 1 | 2 | 2.02 | 0 | 2.02 | SIEMENS(SIM) |  | 1 | 1 | 0 | 1 | Flow 1: Port → Site | SHU | SIEMENS
386 | 477QGP51784175 / PS04 / 45184063 | HVDC-ADOPT-SIM-0009-2B | SHU | SCT-19LT-PRC-PO-004 | 13OP-03028.P.01.-134 | 1 | Outdoor | Preassembled Accessories | 115 | 85 | 51 | 0.49852 | 83 | 130 | Non Stackable | 8535 2900 | USD | 40625.65 | Maersk Herrera | Germany | Hamburg | Khalifa port | 2024-08-16 | 2024-09-10 | [11 empty] | 2024-09-18 |  |  | CASE_LIST |  | 1 | site | SHU | 2024-09-18 | site | 0 | 1 | 1 | 2 | 0.98 | 0 | 0.98 | SIEMENS(SIM) |  | 1 | 1 | 0 | 1 | Flow 1: Port → Site | SHU | SIEMENS
387 | 477QGP51784175 / PS04 / 45184063 | HVDC-ADOPT-SIM-0009-2B | SHU | SCT-19LT-PRC-PO-004 | 13OP-03028.P.01.-135 | 1 | Outdoor | Preassembled Accessories | 115 | 85 | 51 | 0.49852 | 83 | 130 | Non Stackable | 8535 2900 | USD | 40625.65 | Maersk Herrera | Germany | Hamburg | Khalifa port | 2024-08-16 | 2024-09-10 | [11 empty] | 2024-09-18 |  |  | CASE_LIST |  | 1 | site | SHU | 2024-09-18 | site | 0 | 1 | 1 | 2 | 0.98 | 0 | 0.98 | SIEMENS(SIM) |  | 1 | 1 | 0 | 1 | Flow 1: Port → Site | SHU | SIEMENS
388 | 477QGP51784175 / PS04 / 45184063 | HVDC-ADOPT-SIM-0009-2B | SHU | SCT-19LT-PRC-PO-004 | 13OP-03028.P.01.-136 | 1 | Outdoor | Preassembled Accessories | 115 | 85 | 51 | 0.49852 | 83 | 130 | Non Stackable | 8535 2900 | USD | 40625.65 | Maersk Herrera | Germany | Hamburg | Khalifa port | 2024-08-16 | 2024-09-10 | [11 empty] | 2024-09-18 |  |  | CASE_LIST |  | 1 | site | SHU | 2024-09-18 | site | 0 | 1 | 1 | 2 | 0.98 | 0 | 0.98 | SIEMENS(SIM) |  | 1 | 1 | 0 | 1 | Flow 1: Port → Site | SHU | SIEMENS
389 | 477QGP51784175 / PS04 / 45184063 | HVDC-ADOPT-SIM-0009-2B | SHU | SCT-19LT-PRC-PO-004 | 13OP-03028.P.01.-112 | 1 | Outdoor | Connection Module Passive | 137.2 | 107.2 | 142.8 | 2.1003 | 260 | 391 | Non Stackable | 8535 2900 | USD | 40625.65 | Maersk Herrera | Germany | Hamburg | Khalifa port | 2024-08-16 | 2024-09-10 | [11 empty] | 2024-09-18 |  |  | CASE_LIST |  | 1 | site | SHU | 2024-09-18 | site | 0 | 1 | 1 | 2 | 1.47 | 0 | 1.47 | SIEMENS(SIM) |  | 1 | 1 | 0 | 1 | Flow 1: Port → Site | SHU | SIEMENS
390 | 477QGP51784175 / PS04 / 45184063 | HVDC-ADOPT-SIM-0009-2B | SHU | SCT-19LT-PRC-PO-004 | 13OP-03028.P.01.-107 | 1 | Outdoor | Connection Module Passive | 287.2 | 207.2 | 134.8 | 8.0217 | 560 | 992 | Non Stackable | 8535 2900 | USD | 40625.65 | Maersk Herrera | Germany | Hamburg | Khalifa port | 2024-08-16 | 2024-09-10 | [11 empty] | 2024-09-18 |  |  | CASE_LIST |  | 1 | site | SHU | 2024-09-18 | site | 0 | 1 | 1 | 2 | 5.95 | 0 | 5.95 | SIEMENS(SIM) |  | 1 | 1 | 0 | 1 | Flow 1: Port → Site | SHU | SIEMENS
391 | 477QGP51784175 / PS04 / 45184063 | HVDC-ADOPT-SIM-0009-2B | SHU | SCT-19LT-PRC-PO-004 | 13OP-03028.P.01.-050 | 1 | Outdoor | Circuit Breakert TP2 | 509.2 | 223.2 | 336.8 | 38.2785 | 2900 | 4077 | Non Stackable | 8535 2900 | USD | 40625.65 | Maersk Herrera | Germany | Hamburg | Khalifa port | 2024-08-16 | 2024-09-10 | [11 empty] | 2024-09-18 |  |  | CASE_LIST |  | 1 | site | SHU | 2024-09-18 | site | 0 | 1 | 1 | 2 | 11.37 | 0 | 11.37 | SIEMENS(SIM) |  | 1 | 1 | 0 | 1 | Flow 1: Port → Site | SHU | SIEMENS
392 | 477QGP51784175 / PS04 / 45184063 | HVDC-ADOPT-SIM-0009-2B | SHU | SCT-19LT-PRC-PO-004 | 13OP-03028.P.01.-144 | 1 | Outdoor | Circuit Breakert Accessories | 83 | 83 | 51 | 0.35134 | 53 | 113 | Non Stackable | 8535 2900 | USD | 40625.65 | Maersk Herrera | Germany | Hamburg | Khalifa port | 2024-08-16 | 2024-09-10 | [11 empty] | 2024-09-18 |  |  | CASE_LIST |  | 1 | site | SHU | 2024-09-18 | site | 0 | 1 | 1 | 2 | 0.69 | 0 | 0.69 | SIEMENS(SIM) |  | 1 | 1 | 0 | 1 | Flow 1: Port → Site | SHU | SIEMENS
393 | 477QGP51784175 / PS04 / 45184063 | HVDC-ADOPT-SIM-0009-2B | SHU | SCT-19LT-PRC-PO-004 | 13OP-03028.P.01.-145 | 1 | Outdoor | Circuit Breakert Accessories | 83 | 83 | 51 | 0.35134 | 53 | 113 | Non Stackable | 8535 2900 | USD | 40625.65 | Maersk Herrera | Germany | Hamburg | Khalifa port | 2024-08-16 | 2024-09-10 | [11 empty] | 2024-09-18 |  |  | CASE_LIST |  | 1 | site | SHU | 2024-09-18 | site | 0 | 1 | 1 | 2 | 0.69 | 0 | 0.69 | SIEMENS(SIM) |  | 1 | 1 | 0 | 1 | Flow 1: Port → Site | SHU | SIEMENS
394 | 477QGP51784175 / PS04 / 45184063 | HVDC-ADOPT-SIM-0009-2B | SHU | SCT-19LT-PRC-PO-004 | 13OP-03028.P.01.-146 | 1 | Outdoor | Circuit Breakert Accessories | 83 | 83 | 51 | 0.35134 | 53 | 113 | Non Stackable | 8535 2900 | USD | 40625.65 | Maersk Herrera | Germany | Hamburg | Khalifa port | 2024-08-16 | 2024-09-10 | [11 empty] | 2024-09-18 |  |  | CASE_LIST |  | 1 | site | SHU | 2024-09-18 | site | 0 | 1 | 1 | 2 | 0.69 | 0 | 0.69 | SIEMENS(SIM) |  | 1 | 1 | 0 | 1 | Flow 1: Port → Site | SHU | SIEMENS
395 | 477QGP51784175 / PS04 / 45184063 | HVDC-ADOPT-SIM-0009-2B | SHU | SCT-19LT-PRC-PO-004 | 13OP-03028.P.01.-147 | 1 | Outdoor | Circuit Breakert Accessories | 83 | 83 | 51 | 0.35134 | 53 | 113 | Non Stackable | 8535 2900 | USD | 40625.65 | Maersk Herrera | Germany | Hamburg | Khalifa port | 2024-08-16 | 2024-09-10 | [11 empty] | 2024-09-18 |  |  | CASE_LIST |  | 1 | site | SHU | 2024-09-18 | site | 0 | 1 | 1 | 2 | 0.69 | 0 | 0.69 | SIEMENS(SIM) |  | 1 | 1 | 0 | 1 | Flow 1: Port → Site | SHU | SIEMENS
396 | 477QGP51784175 / PS04 / 45184063 | HVDC-ADOPT-SIM-0009-2B | SHU | SCT-19LT-PRC-PO-004 | 13OP-03028.P.01.-143 | 1 | Outdoor | Circuit Breakert Accessories | 83 | 83 | 51 | 0.35134 | 53 | 113 | Non Stackable | 8535 2900 | USD | 40625.65 | Maersk Herrera | Germany | Hamburg | Khalifa port | 2024-08-16 | 2024-09-10 | [11 empty] | 2024-09-18 |  |  | CASE_LIST |  | 1 | site | SHU | 2024-09-18 | site | 0 | 1 | 1 | 2 | 0.69 | 0 | 0.69 | SIEMENS(SIM) |  | 1 | 1 | 0 | 1 | Flow 1: Port → Site | SHU | SIEMENS
397 | 477QGP51784175 / PS04 / 45184063 | HVDC-ADOPT-SIM-0009-2B | SHU | SCT-19LT-PRC-PO-004 | 13OP-03028.P.01.-142 | 1 | Outdoor | Circuit Breakert Accessories | 83 | 83 | 51 | 0.35134 | 53 | 113 | Non Stackable | 8535 2900 | USD | 40625.65 | Maersk Herrera | Germany | Hamburg | Khalifa port | 2024-08-16 | 2024-09-10 | [11 empty] | 2024-09-18 |  |  | CASE_LIST |  | 1 | site | SHU | 2024-09-18 | site | 0 | 1 | 1 | 2 | 0.69 | 0 | 0.69 | SIEMENS(SIM) |  | 1 | 1 | 0 | 1 | Flow 1: Port → Site | SHU | SIEMENS
398 | 477QGP51784175 / PS04 / 45184063 | HVDC-ADOPT-SIM-0009-2B | SHU | SCT-19LT-PRC-PO-004 | 13OP-03028.P.01.-287 | 1 | Outdoor | Steel Support | 310 | 150 | 70 | 3.255 | 1122 | 1122 | Non Stackable | 8535 2900 | USD | 40625.65 | Maersk Herrera | Germany | Hamburg | Khalifa port | 2024-08-16 | 2024-09-10 | [11 empty] | 2024-09-18 |  |  | CASE_LIST |  | 1 | site | SHU | 2024-09-18 | site | 0 | 1 | 1 | 2 | 4.65 | 0 | 4.65 | SIEMENS(SIM) |  | 1 | 1 | 0 | 1 | Flow 1: Port → Site | SHU | SIEMENS
399 | 477QGP51784175 / PS04 / 45184063 | HVDC-ADOPT-SIM-0009-2B | SHU | SCT-19LT-PRC-PO-004 | 13OP-03028.P.01.-288 | 1 | Outdoor | Steel Support | 200 | 105 | 85 | 1.785 | 1553 | 1553 | Non Stackable | 8535 2900 | USD | 40625.65 | Maersk Herrera | Germany | Hamburg | Khalifa port | 2024-08-16 | 2024-09-10 | [11 empty] | 2024-09-18 |  |  | CASE_LIST |  | 1 | site | SHU | 2024-09-18 | site | 0 | 1 | 1 | 2 | 2.1 | 0 | 2.1 | SIEMENS(SIM) |  | 1 | 1 | 0 | 1 | Flow 1: Port → Site | SHU | SIEMENS
400 | 477QGP51784175 / PS04 / 45184063 | HVDC-ADOPT-SIM-0009-2B | SHU | SCT-19LT-PRC-PO-004 | 13OP-03028.P.01.-274 | 1 | Outdoor | Connection Module Passive | 187.2 | 137.2 | 124 | 3.1848 | 240 | 432 | Non Stackable | 8535 2900 | USD | 40625.65 | Maersk Herrera | Germany | Hamburg | Khalifa port | 2024-08-16 | 2024-09-10 | [11 empty] | 2024-09-18 |  |  | CASE_LIST |  | 1 | site | SHU | 2024-09-18 | site | 0 | 1 | 1 | 2 | 2.57 | 0 | 2.57 | SIEMENS(SIM) |  | 1 | 1 | 0 | 1 | Flow 1: Port → Site | SHU | SIEMENS
401 | 477QGP51784175 / PS04 / 45184063 | HVDC-ADOPT-SIM-0009-2B | SHU | SCT-19LT-PRC-PO-004 | 13OP-03028.P.01.-275 | 1 | Outdoor | Connection Module Passive | 277.2 | 137.2 | 134 | 5.0963 | 780 | 1061 | Non Stackable | 8535 2900 | USD | 40625.65 | Maersk Herrera | Germany | Hamburg | Khalifa port | 2024-08-16 | 2024-09-10 | [11 empty] | 2024-09-18 |  |  | CASE_LIST |  | 1 | site | SHU | 2024-09-18 | site | 0 | 1 | 1 | 2 | 3.8 | 0 | 3.8 | SIEMENS(SIM) |  | 1 | 1 | 0 | 1 | Flow 1: Port → Site | SHU | SIEMENS
402 | 477QGP51784175 / PS04 / 45184063 | HVDC-ADOPT-SIM-0009-2B | SHU | SCT-19LT-PRC-PO-004 | 13OP-03028.P.01.-157 | 1 | Outdoor | Connection Module Passive | 277.2 | 207.2 | 134.8 | 7.7424 | 535 | 976 | Non Stackable | 8535 2900 | USD | 40625.65 | Maersk Herrera | Germany | Hamburg | Khalifa port | 2024-08-16 | 2024-09-10 | [11 empty] | 2024-09-18 |  |  | CASE_LIST |  | 1 | site | SHU | 2024-09-18 | site | 0 | 1 | 1 | 2 | 5.74 | 0 | 5.74 | SIEMENS(SIM) |  | 1 | 1 | 0 | 1 | Flow 1: Port → Site | SHU | SIEMENS
403 | 477QGP51784175 / PS04 / 45184063 | HVDC-ADOPT-SIM-0009-2B | SHU | SCT-19LT-PRC-PO-004 | 13OP-03028.P.01.-268 | 1 | Outdoor | Connection Module Active | 257.2 | 147.2 | 164 | 6.209 | 630 | 929 | Non Stackable | 8535 2900 | USD | 40625.65 | Maersk Herrera | Germany | Hamburg | Khalifa port | 2024-08-16 | 2024-09-10 | [11 empty] | 2024-09-18 |  |  | CASE_LIST |  | 1 | site | SHU | 2024-09-18 | site | 0 | 1 | 1 | 2 | 3.79 | 0 | 3.79 | SIEMENS(SIM) |  | 1 | 1 | 0 | 1 | Flow 1: Port → Site | SHU | SIEMENS
404 | 477QGP51784175 / PS04 / 45184063 | HVDC-ADOPT-SIM-0009-2B | SHU | SCT-19LT-PRC-PO-004 | 13OP-03028.P.01.-276 | 1 | Outdoor | Connection Module Active | 297.2 | 147.2 | 164 | 7.1746 | 630 | 925 | Non Stackable | 8535 2900 | USD | 40625.65 | Maersk Herrera | Germany | Hamburg | Khalifa port | 2024-08-16 | 2024-09-10 | [11 empty] | 2024-09-18 |  |  | CASE_LIST |  | 1 | site | SHU | 2024-09-18 | site | 0 | 1 | 1 | 2 | 4.37 | 0 | 4.37 | SIEMENS(SIM) |  | 1 | 1 | 0 | 1 | Flow 1: Port → Site | SHU | SIEMENS
405 | 477QGP51784175 / PS04 / 45184063 | HVDC-ADOPT-SIM-0009-2B | SHU | SCT-19LT-PRC-PO-004 | 13OP-03028.P.01.-195 | 1 | Outdoor | Connection Module Passive | 297.2 | 137.2 | 142.8 | 5.8228 | 765 | 1091 | Non Stackable | 8535 2900 | USD | 40625.65 | Maersk Herrera | Germany | Hamburg | Khalifa port | 2024-08-16 | 2024-09-10 | [11 empty] | 2024-09-18 |  |  | CASE_LIST |  | 1 | site | SHU | 2024-09-18 | site | 0 | 1 | 1 | 2 | 4.08 | 0 | 4.08 | SIEMENS(SIM) |  | 1 | 1 | 0 | 1 | Flow 1: Port → Site | SHU | SIEMENS
406 | 477QGP51784175 / PS04 / 45184063 | HVDC-ADOPT-SIM-0009-2B | SHU | SCT-19LT-PRC-PO-004 | 13OP-03028.P.01.-188 | 1 | Outdoor | Connection Module Passive | 247.2 | 137.2 | 124 | 4.2056 | 850 | 1105 | Non Stackable | 8535 2900 | USD | 40625.65 | Maersk Herrera | Germany | Hamburg | Khalifa port | 2024-08-16 | 2024-09-10 | [11 empty] | 2024-09-18 |  |  | CASE_LIST |  | 1 | site | SHU | 2024-09-18 | site | 0 | 1 | 1 | 2 | 3.39 | 0 | 3.39 | SIEMENS(SIM) |  | 1 | 1 | 0 | 1 | Flow 1: Port → Site | SHU | SIEMENS
407 | 477QGP51784175 / PS04 / 45184063 | HVDC-ADOPT-SIM-0009-2B | SHU | SCT-19LT-PRC-PO-004 | 13OP-03028.P.01.-158 | 1 | Outdoor | Connection Module Active | 297.2 | 157.2 | 150.8 | 7.0454 | 750 | 1066 | Non Stackable | 8535 2900 | USD | 40625.65 | Maersk Herrera | Germany | Hamburg | Khalifa port | 2024-08-16 | 2024-09-10 | [11 empty] | 2024-09-18 |  |  | CASE_LIST |  | 1 | site | SHU | 2024-09-18 | site | 0 | 1 | 1 | 2 | 4.67 | 0 | 4.67 | SIEMENS(SIM) |  | 1 | 1 | 0 | 1 | Flow 1: Port → Site | SHU | SIEMENS
408 | 477QGP51784175 / PS04 / 45184063 | HVDC-ADOPT-SIM-0009-2B | SHU | SCT-19LT-PRC-PO-004 | 13OP-03028.P.01.-159 | 1 | Outdoor | Connection Module Active | 307.2 | 157.2 | 150.8 | 7.2824 | 700 | 1030 | Non Stackable | 8535 2900 | USD | 40625.65 | Maersk Herrera | Germany | Hamburg | Khalifa port | 2024-08-16 | 2024-09-10 | [11 empty] | 2024-09-18 |  |  | CASE_LIST |  | 1 | site | SHU | 2024-09-18 | site | 0 | 1 | 1 | 2 | 4.83 | 0 | 4.83 | SIEMENS(SIM) |  | 1 | 1 | 0 | 1 | Flow 1: Port → Site | SHU | SIEMENS
409 | 477QGP51784175 / PS04 / 45184063 | HVDC-ADOPT-SIM-0009-2B | SHU | SCT-19LT-PRC-PO-004 | 13OP-03028.P.01.-197 | 1 | Outdoor | Connection Module Active | 307.2 | 157.2 | 170.8 | 8.2482 | 690 | 1061 | Non Stackable | 8535 2900 | USD | 40625.65 | Maersk Herrera | Germany | Hamburg | Khalifa port | 2024-08-16 | 2024-09-10 | [11 empty] | 2024-09-18 |  |  | CASE_LIST |  | 1 | site | SHU | 2024-09-18 | site | 0 | 1 | 1 | 2 | 4.83 | 0 | 4.83 | SIEMENS(SIM) |  | 1 | 1 | 0 | 1 | Flow 1: Port → Site | SHU | SIEMENS
410 | 477QGP51784175 / PS04 / 45184063 | HVDC-ADOPT-SIM-0009-2B | SHU | SCT-19LT-PRC-PO-004 | 13OP-03028.P.01.-204 | 1 | Outdoor | Pipe Short Indoor | 197.2 | 107.2 | 102.8 | 2.1732 | 170 | 313 | Non Stackable | 8535 2900 | USD | 40625.65 | Maersk Herrera | Germany | Hamburg | Khalifa port | 2024-08-16 | 2024-09-10 | [11 empty] | 2024-09-18 |  |  | CASE_LIST |  | 1 | site | SHU | 2024-09-18 | site | 0 | 1 | 1 | 2 | 2.11 | 0 | 2.11 | SIEMENS(SIM) |  | 1 | 1 | 0 | 1 | Flow 1: Port → Site | SHU | SIEMENS
411 | 477QGP51784175 / PS04 / 45184063 | HVDC-ADOPT-SIM-0009-2B | SHU | SCT-19LT-PRC-PO-004 | 13OP-03028.P.01.-199 | 1 | Outdoor | Connection Module Active | 277.2 | 157.2 | 184.8 | 8.0528 | 660 | 1043 | Non Stackable | 8535 2900 | USD | 40625.65 | Maersk Herrera | Germany | Hamburg | Khalifa port | 2024-08-16 | 2024-09-10 | [11 empty] | 2024-09-18 |  |  | CASE_LIST |  | 1 | site | SHU | 2024-09-18 | site | 0 | 1 | 1 | 2 | 4.36 | 0 | 4.36 | SIEMENS(SIM) |  | 1 | 1 | 0 | 1 | Flow 1: Port → Site | SHU | SIEMENS
412 | 477QGP51784175 / PS04 / 45184063 | HVDC-ADOPT-SIM-0009-2B | SHU | SCT-19LT-PRC-PO-004 | 13OP-03028.P.01.-205 | 1 | Outdoor | Connection Module Active | 263.2 | 157.2 | 140 | 5.7925 | 600 | 883 | Non Stackable | 8535 2900 | USD | 40625.65 | Maersk Herrera | Germany | Hamburg | Khalifa port | 2024-08-16 | 2024-09-10 | [11 empty] | 2024-09-18 |  |  | CASE_LIST |  | 1 | site | SHU | 2024-09-18 | site | 0 | 1 | 1 | 2 | 4.14 | 0 | 4.14 | SIEMENS(SIM) |  | 1 | 1 | 0 | 1 | Flow 1: Port → Site | SHU | SIEMENS
413 | 477QGP51784175 / PS04 / 45184063 | HVDC-ADOPT-SIM-0009-2B | SHU | SCT-19LT-PRC-PO-004 | 13OP-03028.P.01.-293 | 1 | Outdoor | Steel Support | 120 | 80 | 105 | 1.008 | 701 | 701 | Non Stackable | 8535 2900 | USD | 40625.65 | Maersk Herrera | Germany | Hamburg | Khalifa port | 2024-08-16 | 2024-09-10 | [11 empty] | 2024-09-18 |  |  | CASE_LIST |  | 1 | site | SHU | 2024-09-18 | site | 0 | 1 | 1 | 2 | 0.96 | 0 | 0.96 | SIEMENS(SIM) |  | 1 | 1 | 0 | 1 | Flow 1: Port → Site | SHU | SIEMENS
414 | 477QGP51784175 / PS04 / 45184063 | HVDC-ADOPT-SIM-0009-2B | SHU | SCT-19LT-PRC-PO-004 | 13OP-03028.P.01.-247 | 1 | Outdoor | Pipe Short Indoor | 127.2 | 117.2 | 122.8 | 1.8307 | 180 | 297 | Non Stackable | 8535 2900 | USD | 40625.65 | Maersk Herrera | Germany | Hamburg | Khalifa port | 2024-08-16 | 2024-09-10 | [11 empty] | 2024-09-18 |  |  | CASE_LIST |  | 1 | site | SHU | 2024-09-18 | site | 0 | 1 | 1 | 2 | 1.49 | 0 | 1.49 | SIEMENS(SIM) |  | 1 | 1 | 0 | 1 | Flow 1: Port → Site | SHU | SIEMENS
415 | 477QGP51784175 / PS04 / 45184063 | HVDC-ADOPT-SIM-0009-2B | SHU | SCT-19LT-PRC-PO-004 | 13OP-03028.P.01.-272 | 1 | Outdoor | Connection Module Active | 187.2 | 127.2 | 154 | 3.667 | 360 | 560 | Non Stackable | 8535 2900 | USD | 40625.65 | Maersk Herrera | Germany | Hamburg | Khalifa port | 2024-08-16 | 2024-09-10 | [11 empty] | 2024-09-18 |  |  | CASE_LIST |  | 1 | site | SHU | 2024-09-18 | site | 0 | 1 | 1 | 2 | 2.38 | 0 | 2.38 | SIEMENS(SIM) |  | 1 | 1 | 0 | 1 | Flow 1: Port → Site | SHU | SIEMENS
416 | 477QGP51784175 / PS04 / 45184063 | HVDC-ADOPT-SIM-0009-2B | SHU | SCT-19LT-PRC-PO-004 | 13OP-03028.P.01.-273 | 1 | Outdoor | Connection Module Passive | 137.2 | 107.2 | 122.8 | 1.8061 | 120 | 241 | Non Stackable | 8535 2900 | USD | 40625.65 | Maersk Herrera | Germany | Hamburg | Khalifa port | 2024-08-16 | 2024-09-10 | [11 empty] | 2024-09-18 |  |  | CASE_LIST |  | 1 | site | SHU | 2024-09-18 | site | 0 | 1 | 1 | 2 | 1.47 | 0 | 1.47 | SIEMENS(SIM) |  | 1 | 1 | 0 | 1 | Flow 1: Port → Site | SHU | SIEMENS
417 | 477QGP51784175 / PS04 / 45184063 | HVDC-ADOPT-SIM-0009-2B | SHU | SCT-19LT-PRC-PO-004 | 13OP-03028.P.01.-290 | 1 | Outdoor | Steel Support | 120 | 80 | 88 | 0.8448 | 863.863 | 863.863 | Non Stackable | 8535 2900 | USD | 40625.65 | Maersk Herrera | Germany | Hamburg | Khalifa port | 2024-08-16 | 2024-09-10 | [11 empty] | 2024-09-18 |  |  | CASE_LIST |  | 1 | site | SHU | 2024-09-18 | site | 0 | 1 | 1 | 2 | 0.96 | 0 | 0.96 | SIEMENS(SIM) |  | 1 | 1 | 0 | 1 | Flow 1: Port → Site | SHU | SIEMENS
418 | 477QGP51784175 / PS04 / 45184063 | HVDC-ADOPT-SIM-0009-2B | SHU | SCT-19LT-PRC-PO-004 | 13OP-03028.P.01.-207 | 1 | Outdoor | Connection Module Active | 203.2 | 147.2 | 243 | 7.2684 | 550 | 850 | Non Stackable | 8535 2900 | USD | 40625.65 | Maersk Herrera | Germany | Hamburg | Khalifa port | 2024-08-16 | 2024-09-10 | [11 empty] | 2024-09-18 |  |  | CASE_LIST |  | 1 | site | SHU | 2024-09-18 | site | 0 | 1 | 1 | 2 | 2.99 | 0 | 2.99 | SIEMENS(SIM) |  | 1 | 1 | 0 | 1 | Flow 1: Port → Site | SHU | SIEMENS
419 | 477QGP51784175 / PS04 / 45184063 | HVDC-ADOPT-SIM-0009-2B | SHU | SCT-19LT-PRC-PO-004 | 13OP-03028.P.01.-116 | 1 | Outdoor | Filter bag | 115 | 85 | 91 | 0.88953 | 258 | 313 | Non Stackable | 8535 2900 | USD | 81152.13 | Maersk Herrera | Germany | Hamburg | Khalifa port | 2024-08-16 | 2024-09-10 | [11 empty] | 2024-09-18 |  |  | CASE_LIST |  | 1 | site | SHU | 2024-09-18 | site | 0 | 1 | 1 | 2 | 0.98 | 0 | 0.98 | SIEMENS(SIM) |  | 1 | 1 | 0 | 1 | Flow 1: Port → Site | SHU | SIEMENS
420 | 477QGP51784175 / PS04 / 45184063 | HVDC-ADOPT-SIM-0009-2B | SHU | SCT-19LT-PRC-PO-004 | 13OP-03028.P.01.-117 | 1 | Outdoor | Filter bag | 115 | 85 | 91 | 0.88953 | 201 | 257 | Non Stackable | 8535 2900 | USD | 81152.13 | Maersk Herrera | Germany | Hamburg | Khalifa port | 2024-08-16 | 2024-09-10 | [11 empty] | 2024-09-18 |  |  | CASE_LIST |  | 1 | site | SHU | 2024-09-18 | site | 0 | 1 | 1 | 2 | 0.98 | 0 | 0.98 | SIEMENS(SIM) |  | 1 | 1 | 0 | 1 | Flow 1: Port → Site | SHU | SIEMENS
421 | 477QGP51784175 / PS04 / 45184063 | HVDC-ADOPT-SIM-0009-2B | SHU | SCT-19LT-PRC-PO-004 | 13OP-03028.P.01.-118 | 1 | Outdoor | Bracket Support System & Accessories | 115 | 82 | 91 | 0.85813 | 416 | 472 | Non Stackable | 8535 2900 | USD | 81152.13 | Maersk Herrera | Germany | Hamburg | Khalifa port | 2024-08-16 | 2024-09-10 | [11 empty] | 2024-09-18 |  |  | CASE_LIST |  | 1 | site | SHU | 2024-09-18 | site | 0 | 1 | 1 | 2 | 0.94 | 0 | 0.94 | SIEMENS(SIM) |  | 1 | 1 | 0 | 1 | Flow 1: Port → Site | SHU | SIEMENS
422 | 477QGP51784175 / PS04 / 45184063 | HVDC-ADOPT-SIM-0009-2B | SHU | SCT-19LT-PRC-PO-004 | 13OP-03028.P.01.-119 | 1 | Outdoor | Conductor / SF6 Fillinng Device | 115 | 85 | 91 | 0.88953 | 529 | 585 | Non Stackable | 8535 2900 | USD | 81152.13 | Maersk Herrera | Germany | Hamburg | Khalifa port | 2024-08-16 | 2024-09-10 | [11 empty] | 2024-09-18 |  |  | CASE_LIST |  | 1 | site | SHU | 2024-09-18 | site | 0 | 1 | 1 | 2 | 0.98 | 0 | 0.98 | SIEMENS(SIM) |  | 1 | 1 | 0 | 1 | Flow 1: Port → Site | SHU | SIEMENS
423 | 477QGP51784175 / PS04 / 45184063 | HVDC-ADOPT-SIM-0009-2B | SHU | SCT-19LT-PRC-PO-004 | 13OP-03028.P.01.-120 | 1 | Outdoor | Conductor & Accessories | 115 | 85 | 91 | 0.88953 | 485 | 541 | Non Stackable | 8535 2900 | USD | 81152.13 | Maersk Herrera | Germany | Hamburg | Khalifa port | 2024-08-16 | 2024-09-10 | [11 empty] | 2024-09-18 |  |  | CASE_LIST |  | 1 | site | SHU | 2024-09-18 | site | 0 | 1 | 1 | 2 | 0.98 | 0 | 0.98 | SIEMENS(SIM) |  | 1 | 1 | 0 | 1 | Flow 1: Port → Site | SHU | SIEMENS
424 | 477QGP51784175 / PS04 / 45184063 | HVDC-ADOPT-SIM-0009-2B | SHU | SCT-19LT-PRC-PO-004 | 13OP-03028.P.01.-121 | 1 | Outdoor | Conductor, Plate, Density Monitor | 115 | 85 | 91 | 0.88953 | 509 | 565 | Non Stackable | 8535 2900 | USD | 81152.13 | Maersk Herrera | Germany | Hamburg | Khalifa port | 2024-08-16 | 2024-09-10 | [11 empty] | 2024-09-18 |  |  | CASE_LIST |  | 1 | site | SHU | 2024-09-18 | site | 0 | 1 | 1 | 2 | 0.98 | 0 | 0.98 | SIEMENS(SIM) |  | 1 | 1 | 0 | 1 | Flow 1: Port → Site | SHU | SIEMENS
425 | 477QGP51784175 / PS04 / 45184063 | HVDC-ADOPT-SIM-0009-2B | SHU | SCT-19LT-PRC-PO-004 | 13OP-03028.P.01.-123 | 1 | Outdoor | Symbol Protective earth, Earthing Terminal, | 115 | 85 | 91 | 0.88953 | 353 | 409 | Non Stackable | 8535 2900 | USD | 81152.13 | Maersk Herrera | Germany | Hamburg | Khalifa port | 2024-08-16 | 2024-09-10 | [11 empty] | 2024-09-18 |  |  | CASE_LIST |  | 1 | site | SHU | 2024-09-18 | site | 0 | 1 | 1 | 2 | 0.98 | 0 | 0.98 | SIEMENS(SIM) |  | 1 | 1 | 0 | 1 | Flow 1: Port → Site | SHU | SIEMENS
426 | 477QGP51784175 / PS04 / 45184063 | HVDC-ADOPT-SIM-0009-2B | SHU | SCT-19LT-PRC-PO-004 | 13OP-03028.P.01.-124 | 1 | Outdoor | accessories,consumables for GIS assembly | 115 | 85 | 58 | 0.56695 | 91 | 138 | Non Stackable | 8535 2900 | USD | 81152.13 | Maersk Herrera | Germany | Hamburg | Khalifa port | 2024-08-16 | 2024-09-10 | [11 empty] | 2024-09-18 |  |  | CASE_LIST |  | 1 | site | SHU | 2024-09-18 | site | 0 | 1 | 1 | 2 | 0.98 | 0 | 0.98 | SIEMENS(SIM) |  | 1 | 1 | 0 | 1 | Flow 1: Port → Site | SHU | SIEMENS
340 | 477QGP51784174 / PS04 / 45184062 | HVDC-ADOPT-SIM-0009-2A | SHU | SCT-19LT-PRC-PO-004 | 13OP-03028.P.01.-043 | 1 | Outdoor | Voltage transformer | 133.2 | 117.2 | 180.8 | 2.8225 | 435 | 615 | Non Stackable | 8535 2900 | USD | 58748.28 | Maersk Herrera | Germany | Hamburg | Khalifa port | 2024-08-16 | 2024-09-10 | [11 empty] | 2024-09-18 |  |  | CASE_LIST |  | 1 | site | SHU | 2024-09-18 | site | 0 | 1 | 1 | 2 | 1.56 | 0 | 1.56 | SIEMENS(SIM) |  | 1 | 1 | 0 | 1 | Flow 1: Port → Site | SHU | SIEMENS
341 | 477QGP51784174 / PS04 / 45184062 | HVDC-ADOPT-SIM-0009-2A | SHU | SCT-19LT-PRC-PO-004 | 13OP-03028.P.01.-045 | 1 | Outdoor | Voltage transformer | 133.2 | 117.2 | 180.8 | 2.8225 | 435 | 615 | Non Stackable | 8535 2900 | USD | 58748.28 | Maersk Herrera | Germany | Hamburg | Khalifa port | 2024-08-16 | 2024-09-10 | [11 empty] | 2024-09-18 |  |  | CASE_LIST |  | 1 | site | SHU | 2024-09-18 | site | 0 | 1 | 1 | 2 | 1.56 | 0 | 1.56 | SIEMENS(SIM) |  | 1 | 1 | 0 | 1 | Flow 1: Port → Site | SHU | SIEMENS
342 | 477QGP51784174 / PS04 / 45184062 | HVDC-ADOPT-SIM-0009-2A | SHU | SCT-19LT-PRC-PO-004 | 13OP-03028.P.01.-057 | 1 | Outdoor | Circuit Breaker TP2 (420K | 509.2 | 223.2 | 336.8 | 38.2785 | 2900 | 4077 | Non Stackable | 8535 2900 | USD | 58748.28 | Maersk Herrera | Germany | Hamburg | Khalifa port | 2024-08-16 | 2024-09-10 | [11 empty] | 2024-09-18 |  |  | CASE_LIST |  | 1 | site | SHU | 2024-09-18 | site | 0 | 1 | 1 | 2 | 11.37 | 0 | 11.37 | SIEMENS(SIM) |  | 1 | 1 | 0 | 1 | Flow 1: Port → Site | SHU | SIEMENS
343 | 477QGP51784174 / PS04 / 45184062 | HVDC-ADOPT-SIM-0009-2A | SHU | SCT-19LT-PRC-PO-004 | 13OP-03028.P.01.-058 | 1 | Outdoor | Circuit Breaker TP2 (420K | 509.2 | 223.2 | 336.8 | 38.2785 | 2900 | 4077 | Non Stackable | 8535 2900 | USD | 58748.28 | Maersk Herrera | Germany | Hamburg | Khalifa port | 2024-08-16 | 2024-09-10 | [11 empty] | 2024-09-18 |  |  | CASE_LIST |  | 1 | site | SHU | 2024-09-18 | site | 0 | 1 | 1 | 2 | 11.37 | 0 | 11.37 | SIEMENS(SIM) |  | 1 | 1 | 0 | 1 | Flow 1: Port → Site | SHU | SIEMENS
344 | 477QGP51784174 / PS04 / 45184062 | HVDC-ADOPT-SIM-0009-2A | SHU | SCT-19LT-PRC-PO-004 | 13OP-03028.P.01.-059 | 1 | Outdoor | Circuit Breaker TP2 (420K | 509.2 | 223.2 | 336.8 | 38.2785 | 2900 | 4077 | Non Stackable | 8535 2900 | USD | 58748.28 | Maersk Herrera | Germany | Hamburg | Khalifa port | 2024-08-16 | 2024-09-10 | [11 empty] | 2024-09-18 |  |  | CASE_LIST |  | 1 | site | SHU | 2024-09-18 | site | 0 | 1 | 1 | 2 | 11.37 | 0 | 11.37 | SIEMENS(SIM) |  | 1 | 1 | 0 | 1 | Flow 1: Port → Site | SHU | SIEMENS
345 | 477QGP51784174 / PS04 / 45184062 | HVDC-ADOPT-SIM-0009-2A | SHU | SCT-19LT-PRC-PO-004 | 13OP-03028.P.01.-064 | 1 | Outdoor | Circuit Breaker TP2 (420K | 509.2 | 223.2 | 336.8 | 38.2785 | 2900 | 4077 | Non Stackable | 8535 2900 | USD | 58748.28 | Maersk Herrera | Germany | Hamburg | Khalifa port | 2024-08-16 | 2024-09-10 | [11 empty] | 2024-09-18 |  |  | CASE_LIST |  | 1 | site | SHU | 2024-09-18 | site | 0 | 1 | 1 | 2 | 11.37 | 0 | 11.37 | SIEMENS(SIM) |  | 1 | 1 | 0 | 1 | Flow 1: Port → Site | SHU | SIEMENS
346 | 477QGP51784174 / PS04 / 45184062 | HVDC-ADOPT-SIM-0009-2A | SHU | SCT-19LT-PRC-PO-004 | 13OP-03028.P.01.-055 | 1 | Outdoor | Circuit Breaker TP2 (420K | 509.2 | 223.2 | 336.8 | 38.2785 | 2900 | 4077 | Non Stackable | 8535 2900 | USD | 58748.28 | Maersk Herrera | Germany | Hamburg | Khalifa port | 2024-08-16 | 2024-09-10 | [11 empty] | 2024-09-18 |  |  | CASE_LIST |  | 1 | site | SHU | 2024-09-18 | site | 0 | 1 | 1 | 2 | 11.37 | 0 | 11.37 | SIEMENS(SIM) |  | 1 | 1 | 0 | 1 | Flow 1: Port → Site | SHU | SIEMENS
347 | 477QGP51784174 / PS04 / 45184062 | HVDC-ADOPT-SIM-0009-2A | SHU | SCT-19LT-PRC-PO-004 | 13OP-03028.P.01.-056 | 1 | Outdoor | Circuit Breaker TP2 (420K | 509.2 | 223.2 | 336.8 | 38.2785 | 2900 | 4077 | Non Stackable | 8535 2900 | USD | 58748.28 | Maersk Herrera | Germany | Hamburg | Khalifa port | 2024-08-16 | 2024-09-10 | [11 empty] | 2024-09-18 |  |  | CASE_LIST |  | 1 | site | SHU | 2024-09-18 | site | 0 | 1 | 1 | 2 | 11.37 | 0 | 11.37 | SIEMENS(SIM) |  | 1 | 1 | 0 | 1 | Flow 1: Port → Site | SHU | SIEMENS
348 | 477QGP51784174 / PS04 / 45184062 | HVDC-ADOPT-SIM-0009-2A | SHU | SCT-19LT-PRC-PO-004 | 13OP-03028.P.01.-044 | 1 | Outdoor | Voltage transformer | 117.2 | 117.2 | 180.8 | 2.4834 | 435 | 597 | Non Stackable | 8535 2900 | USD | 58748.28 | Maersk Herrera | Germany | Hamburg | Khalifa port | 2024-08-16 | 2024-09-10 | [11 empty] | 2024-09-18 |  |  | CASE_LIST |  | 1 | site | SHU | 2024-09-18 | site | 0 | 1 | 1 | 2 | 1.37 | 0 | 1.37 | SIEMENS(SIM) |  | 1 | 1 | 0 | 1 | Flow 1: Port → Site | SHU | SIEMENS
349 | 477QGP51784174 / PS04 / 45184062 | HVDC-ADOPT-SIM-0009-2A | SHU | SCT-19LT-PRC-PO-004 | 13OP-03028.P.01.-046 | 1 | Outdoor | Voltage transformer | 133.2 | 117.2 | 180.8 | 2.8225 | 435 | 615 | Non Stackable | 8535 2900 | USD | 58748.28 | Maersk Herrera | Germany | Hamburg | Khalifa port | 2024-08-16 | 2024-09-10 | [11 empty] | 2024-09-18 |  |  | CASE_LIST |  | 1 | site | SHU | 2024-09-18 | site | 0 | 1 | 1 | 2 | 1.56 | 0 | 1.56 | SIEMENS(SIM) |  | 1 | 1 | 0 | 1 | Flow 1: Port → Site | SHU | SIEMENS
350 | 477QGP51784174 / PS04 / 45184062 | HVDC-ADOPT-SIM-0009-2A | SHU | SCT-19LT-PRC-PO-004 | 13OP-03028.P.01.-140 | 1 | Outdoor | Connection Module Active | 297.2 | 177.2 | 164.8 | 8.679 | 730 | 1135 | Non Stackable | 8535 2900 | USD | 58748.28 | Maersk Herrera | Germany | Hamburg | Khalifa port | 2024-08-16 | 2024-09-10 | [11 empty] | 2024-09-18 |  |  | CASE_LIST |  | 1 | site | SHU | 2024-09-18 | site | 0 | 1 | 1 | 2 | 5.27 | 0 | 5.27 | SIEMENS(SIM) |  | 1 | 1 | 0 | 1 | Flow 1: Port → Site | SHU | SIEMENS
351 | 477QGP51784174 / PS04 / 45184062 | HVDC-ADOPT-SIM-0009-2A | SHU | SCT-19LT-PRC-PO-004 | 13OP-03028.P.01.-047 | 1 | Outdoor | Voltage transformer | 133.2 | 117.2 | 180.8 | 2.8225 | 435 | 615 | Non Stackable | 8535 2900 | USD | 58748.28 | Maersk Herrera | Germany | Hamburg | Khalifa port | 2024-08-16 | 2024-09-10 | [11 empty] | 2024-09-18 |  |  | CASE_LIST |  | 1 | site | SHU | 2024-09-18 | site | 0 | 1 | 1 | 2 | 1.56 | 0 | 1.56 | SIEMENS(SIM) |  | 1 | 1 | 0 | 1 | Flow 1: Port → Site | SHU | SIEMENS
352 | 477QGP51784174 / PS04 / 45184062 | HVDC-ADOPT-SIM-0009-2A | SHU | SCT-19LT-PRC-PO-004 | 13OP-03028.P.01.-048 | 1 | Outdoor | Voltage transformer | 133.2 | 117.2 | 180.8 | 2.8225 | 435 | 615 | Non Stackable | 8535 2900 | USD | 58748.28 | Maersk Herrera | Germany | Hamburg | Khalifa port | 2024-08-16 | 2024-09-10 | [11 empty] | 2024-09-18 |  |  | CASE_LIST |  | 1 | site | SHU | 2024-09-18 | site | 0 | 1 | 1 | 2 | 1.56 | 0 | 1.56 | SIEMENS(SIM) |  | 1 | 1 | 0 | 1 | Flow 1: Port → Site | SHU | SIEMENS
353 | 477QGP51784174 / PS04 / 45184062 | HVDC-ADOPT-SIM-0009-2A | SHU | SCT-19LT-PRC-PO-004 | 13OP-03028.P.01.-041 | 1 | Outdoor | Voltage transformer | 133.2 | 117.2 | 180.8 | 2.8225 | 435 | 615 | Non Stackable | 8535 2900 | USD | 58748.28 | Maersk Herrera | Germany | Hamburg | Khalifa port | 2024-08-16 | 2024-09-10 | [11 empty] | 2024-09-18 |  |  | CASE_LIST |  | 1 | site | SHU | 2024-09-18 | site | 0 | 1 | 1 | 2 | 1.56 | 0 | 1.56 | SIEMENS(SIM) |  | 1 | 1 | 0 | 1 | Flow 1: Port → Site | SHU | SIEMENS
354 | 477QGP51784174 / PS04 / 45184062 | HVDC-ADOPT-SIM-0009-2A | SHU | SCT-19LT-PRC-PO-004 | 13OP-03028.P.01.-042 | 1 | Outdoor | Voltage transformer | 133.2 | 117.2 | 180.8 | 2.8225 | 435 | 615 | Non Stackable | 8535 2900 | USD | 58748.28 | Maersk Herrera | Germany | Hamburg | Khalifa port | 2024-08-16 | 2024-09-10 | [11 empty] | 2024-09-18 |  |  | CASE_LIST |  | 1 | site | SHU | 2024-09-18 | site | 0 | 1 | 1 | 2 | 1.56 | 0 | 1.56 | SIEMENS(SIM) |  | 1 | 1 | 0 | 1 | Flow 1: Port → Site | SHU | SIEMENS
355 | 477QGP51784174 / PS04 / 45184062 | HVDC-ADOPT-SIM-0009-2A | SHU | SCT-19LT-PRC-PO-004 | 13OP-03028.P.01.-086 | 1 | Outdoor | Connection Module Active | 507.2 | 247.2 | 174.8 | 21.9164 | 990 | 1826 | Non Stackable | 8535 2900 | USD | 58748.28 | Maersk Herrera | Germany | Hamburg | Khalifa port | 2024-08-16 | 2024-09-10 | [11 empty] | 2024-09-18 |  |  | CASE_LIST |  | 1 | site | SHU | 2024-09-18 | site | 0 | 1 | 1 | 2 | 12.54 | 0 | 12.54 | SIEMENS(SIM) |  | 1 | 1 | 0 | 1 | Flow 1: Port → Site | SHU | SIEMENS
356 | 477QGP51784174 / PS04 / 45184062 | HVDC-ADOPT-SIM-0009-2A | SHU | SCT-19LT-PRC-PO-004 | 13OP-03028.P.01.-093 | 1 | Outdoor | Connection Module Active | 497.2 | 257.2 | 174.8 | 22.3534 | 980 | 1823 | Non Stackable | 8535 2900 | USD | 58748.28 | Maersk Herrera | Germany | Hamburg | Khalifa port | 2024-08-16 | 2024-09-10 | [11 empty] | 2024-09-18 |  |  | CASE_LIST |  | 1 | site | SHU | 2024-09-18 | site | 0 | 1 | 1 | 2 | 12.79 | 0 | 12.79 | SIEMENS(SIM) |  | 1 | 1 | 0 | 1 | Flow 1: Port → Site | SHU | SIEMENS
357 | 477QGP51784174 / PS04 / 45184062 | HVDC-ADOPT-SIM-0009-2A | SHU | SCT-19LT-PRC-PO-004 | 13OP-03028.P.01.-110 | 1 | Outdoor | Connection Module Active | 447.2 | 252.2 | 174.8 | 19.7146 | 890 | 1677 | Non Stackable | 8535 2900 | USD | 58748.28 | Maersk Herrera | Germany | Hamburg | Khalifa port | 2024-08-16 | 2024-09-10 | [11 empty] | 2024-09-18 |  |  | CASE_LIST |  | 1 | site | SHU | 2024-09-18 | site | 0 | 1 | 1 | 2 | 11.28 | 0 | 11.28 | SIEMENS(SIM) |  | 1 | 1 | 0 | 1 | Flow 1: Port → Site | SHU | SIEMENS
358 | 477QGP51784174 / PS04 / 45184062 | HVDC-ADOPT-SIM-0009-2A | SHU | SCT-19LT-PRC-PO-004 | 13OP-03028.P.01.-097 | 1 | Outdoor | Connection Module Active | 447.2 | 257.2 | 174.8 | 20.1055 | 870 | 1674 | Non Stackable | 8535 2900 | USD | 58748.28 | Maersk Herrera | Germany | Hamburg | Khalifa port | 2024-08-16 | 2024-09-10 | [11 empty] | 2024-09-18 |  |  | CASE_LIST |  | 1 | site | SHU | 2024-09-18 | site | 0 | 1 | 1 | 2 | 11.5 | 0 | 11.5 | SIEMENS(SIM) |  | 1 | 1 | 0 | 1 | Flow 1: Port → Site | SHU | SIEMENS
359 | 477QGP51784174 / PS04 / 45184062 | HVDC-ADOPT-SIM-0009-2A | SHU | SCT-19LT-PRC-PO-004 | 13OP-03028.P.01.-105 | 1 | Outdoor | Connection Module Active | 497.2 | 257.2 | 174.8 | 22.3534 | 970 | 1831 | Non Stackable | 8535 2900 | USD | 58748.28 | Maersk Herrera | Germany | Hamburg | Khalifa port | 2024-08-16 | 2024-09-10 | [11 empty] | 2024-09-18 |  |  | CASE_LIST |  | 1 | site | SHU | 2024-09-18 | site | 0 | 1 | 1 | 2 | 12.79 | 0 | 12.79 | SIEMENS(SIM) |  | 1 | 1 | 0 | 1 | Flow 1: Port → Site | SHU | SIEMENS
360 | 477QGP51784174 / PS04 / 45184062 | HVDC-ADOPT-SIM-0009-2A | SHU | SCT-19LT-PRC-PO-004 | 13OP-03028.P.01.-108 | 1 | Outdoor | Connection Module Passive | 223.2 | 147.2 | 130.8 | 4.2974 | 280 | 513 | Non Stackable | 8535 2900 | USD | 58748.28 | Maersk Herrera | Germany | Hamburg | Khalifa port | 2024-08-16 | 2024-09-10 | [11 empty] | 2024-09-18 |  |  | CASE_LIST |  | 1 | site | SHU | 2024-09-18 | site | 0 | 1 | 1 | 2 | 3.29 | 0 | 3.29 | SIEMENS(SIM) |  | 1 | 1 | 0 | 1 | Flow 1: Port → Site | SHU | SIEMENS
361 | 477QGP51784174 / PS04 / 45184062 | HVDC-ADOPT-SIM-0009-2A | SHU | SCT-19LT-PRC-PO-004 | 13OP-03028.P.01.-151 | 1 | Outdoor | Connection Module Active | 477.2 | 247.2 | 174.8 | 20.6201 | 910 | 1699 | Non Stackable | 8535 2900 | USD | 58748.28 | Maersk Herrera | Germany | Hamburg | Khalifa port | 2024-08-16 | 2024-09-10 | [11 empty] | 2024-09-18 |  |  | CASE_LIST |  | 1 | site | SHU | 2024-09-18 | site | 0 | 1 | 1 | 2 | 11.8 | 0 | 11.8 | SIEMENS(SIM) |  | 1 | 1 | 0 | 1 | Flow 1: Port → Site | SHU | SIEMENS
362 | 477QGP51784174 / PS04 / 45184062 | HVDC-ADOPT-SIM-0009-2A | SHU | SCT-19LT-PRC-PO-004 | 13OP-03028.P.01.-154 | 1 | Outdoor | Connection Module Active | 451.2 | 247.2 | 176.8 | 19.7197 | 915 | 1730 | Non Stackable | 8535 2900 | USD | 58748.28 | Maersk Herrera | Germany | Hamburg | Khalifa port | 2024-08-16 | 2024-09-10 | [11 empty] | 2024-09-18 |  |  | CASE_LIST |  | 1 | site | SHU | 2024-09-18 | site | 0 | 1 | 1 | 2 | 11.15 | 0 | 11.15 | SIEMENS(SIM) |  | 1 | 1 | 0 | 1 | Flow 1: Port → Site | SHU | SIEMENS
363 | 477QGP51784174 / PS04 / 45184062 | HVDC-ADOPT-SIM-0009-2A | SHU | SCT-19LT-PRC-PO-004 | 13OP-03028.P.01.-258 | 1 | Outdoor | Connection Module Active | 277.2 | 177.2 | 164.8 | 8.095 | 630 | 1021 | Non Stackable | 8535 2900 | USD | 58748.28 | Maersk Herrera | Germany | Hamburg | Khalifa port | 2024-08-16 | 2024-09-10 | [11 empty] | 2024-09-18 |  |  | CASE_LIST |  | 1 | site | SHU | 2024-09-18 | site | 0 | 1 | 1 | 2 | 4.91 | 0 | 4.91 | SIEMENS(SIM) |  | 1 | 1 | 0 | 1 | Flow 1: Port → Site | SHU | SIEMENS
364 | 477QGP51784174 / PS04 / 45184062 | HVDC-ADOPT-SIM-0009-2A | SHU | SCT-19LT-PRC-PO-004 | 13OP-03028.P.01.-269 | 1 | Outdoor | Connection Module Passive | 157.2 | 107.2 | 142.8 | 2.4064 | 250 | 388 | Non Stackable | 8535 2900 | USD | 58748.28 | Maersk Herrera | Germany | Hamburg | Khalifa port | 2024-08-16 | 2024-09-10 | [11 empty] | 2024-09-18 |  |  | CASE_LIST |  | 1 | site | SHU | 2024-09-18 | site | 0 | 1 | 1 | 2 | 1.69 | 0 | 1.69 | SIEMENS(SIM) |  | 1 | 1 | 0 | 1 | Flow 1: Port → Site | SHU | SIEMENS
365 | 477QGP51784174 / PS04 / 45184062 | HVDC-ADOPT-SIM-0009-2A | SHU | SCT-19LT-PRC-PO-004 | 13OP-03028.P.01.-278 | 1 | Outdoor | Connection Module Passive | 157.2 | 107.2 | 142.8 | 2.4064 | 250 | 385 | Non Stackable | 8535 2900 | USD | 58748.28 | Maersk Herrera | Germany | Hamburg | Khalifa port | 2024-08-16 | 2024-09-10 | [11 empty] | 2024-09-18 |  |  | CASE_LIST |  | 1 | site | SHU | 2024-09-18 | site | 0 | 1 | 1 | 2 | 1.69 | 0 | 1.69 | SIEMENS(SIM) |  | 1 | 1 | 0 | 1 | Flow 1: Port → Site | SHU | SIEMENS
366 | 477QGP51784174 / PS04 / 45184062 | HVDC-ADOPT-SIM-0009-2A | SHU | SCT-19LT-PRC-PO-004 | 13OP-03028.P.01.-156 | 1 | Outdoor | Connection Module Active | 441.2 | 247.2 | 176.8 | 19.2826 | 840 | 1648 | Non Stackable | 8535 2900 | USD | 58748.28 | Maersk Herrera | Germany | Hamburg | Khalifa port | 2024-08-16 | 2024-09-10 | [11 empty] | 2024-09-18 |  |  | CASE_LIST |  | 1 | site | SHU | 2024-09-18 | site | 0 | 1 | 1 | 2 | 10.91 | 0 | 10.91 | SIEMENS(SIM) |  | 1 | 1 | 0 | 1 | Flow 1: Port → Site | SHU | SIEMENS
367 | 477QGP51784174 / PS04 / 45184062 | HVDC-ADOPT-SIM-0009-2A | SHU | SCT-19LT-PRC-PO-004 | 13OP-03028.P.01.-164 | 1 | Outdoor | Connection Module Active | 447.2 | 257.2 | 174.8 | 20.1055 | 870 | 1647 | Non Stackable | 8535 2900 | USD | 58748.28 | Maersk Herrera | Germany | Hamburg | Khalifa port | 2024-08-16 | 2024-09-10 | [11 empty] | 2024-09-18 |  |  | CASE_LIST |  | 1 | site | SHU | 2024-09-18 | site | 0 | 1 | 1 | 2 | 11.5 | 0 | 11.5 | SIEMENS(SIM) |  | 1 | 1 | 0 | 1 | Flow 1: Port → Site | SHU | SIEMENS
368 | 477QGP51784174 / PS04 / 45184062 | HVDC-ADOPT-SIM-0009-2A | SHU | SCT-19LT-PRC-PO-004 | 13OP-03028.P.01.-177 | 1 | Outdoor | Connection Module Active | 437.2 | 257.2 | 174.8 | 19.6559 | 850 | 1625 | Non Stackable | 8535 2900 | USD | 58748.28 | Maersk Herrera | Germany | Hamburg | Khalifa port | 2024-08-16 | 2024-09-10 | [11 empty] | 2024-09-18 |  |  | CASE_LIST |  | 1 | site | SHU | 2024-09-18 | site | 0 | 1 | 1 | 2 | 11.24 | 0 | 11.24 | SIEMENS(SIM) |  | 1 | 1 | 0 | 1 | Flow 1: Port → Site | SHU | SIEMENS
369 | 477QGP51784174 / PS04 / 45184062 | HVDC-ADOPT-SIM-0009-2A | SHU | SCT-19LT-PRC-PO-004 | 13OP-03028.P.01.-178 | 1 | Outdoor | Connection Module Active | 437.2 | 257.2 | 144.8 | 16.2825 | 820 | 1482 | Non Stackable | 8535 2900 | USD | 58748.28 | Maersk Herrera | Germany | Hamburg | Khalifa port | 2024-08-16 | 2024-09-10 | [11 empty] | 2024-09-18 |  |  | CASE_LIST |  | 1 | site | SHU | 2024-09-18 | site | 0 | 1 | 1 | 2 | 11.24 | 0 | 11.24 | SIEMENS(SIM) |  | 1 | 1 | 0 | 1 | Flow 1: Port → Site | SHU | SIEMENS
370 | 477QGP51784174 / PS04 / 45184062 | HVDC-ADOPT-SIM-0009-2A | SHU | SCT-19LT-PRC-PO-004 | 13OP-03028.P.01.-152 | 1 | Outdoor | Connection Module Active | 497.2 | 247.2 | 184.8 | 22.7134 | 1025 | 1867 | Non Stackable | 8535 2900 | USD | 58748.28 | Maersk Herrera | Germany | Hamburg | Khalifa port | 2024-08-16 | 2024-09-10 | [11 empty] | 2024-09-18 |  |  | CASE_LIST |  | 1 | site | SHU | 2024-09-18 | site | 0 | 1 | 1 | 2 | 12.29 | 0 | 12.29 | SIEMENS(SIM) |  | 1 | 1 | 0 | 1 | Flow 1: Port → Site | SHU | SIEMENS
371 | 477QGP51784174 / PS04 / 45184062 | HVDC-ADOPT-SIM-0009-2A | SHU | SCT-19LT-PRC-PO-004 | 13OP-03028.P.01.-279 | 1 | Outdoor | Connection Module Passive | 137.2 | 107.2 | 122.8 | 1.8061 | 120 | 231 | Non Stackable | 8535 2900 | USD | 58748.28 | Maersk Herrera | Germany | Hamburg | Khalifa port | 2024-08-16 | 2024-09-10 | [11 empty] | 2024-09-18 |  |  | CASE_LIST |  | 1 | site | SHU | 2024-09-18 | site | 0 | 1 | 1 | 2 | 1.47 | 0 | 1.47 | SIEMENS(SIM) |  | 1 | 1 | 0 | 1 | Flow 1: Port → Site | SHU | SIEMENS
372 | 477QGP51784174 / PS04 / 45184062 | HVDC-ADOPT-SIM-0009-2A | SHU | SCT-19LT-PRC-PO-004 | 13OP-03028.P.01.-184 | 1 | Outdoor | Connection Module Active | 447.2 | 257.2 | 164.8 | 18.9553 | 890 | 1632 | Non Stackable | 8535 2900 | USD | 58748.28 | Maersk Herrera | Germany | Hamburg | Khalifa port | 2024-08-16 | 2024-09-10 | [11 empty] | 2024-09-18 |  |  | CASE_LIST |  | 1 | site | SHU | 2024-09-18 | site | 0 | 1 | 1 | 2 | 11.5 | 0 | 11.5 | SIEMENS(SIM) |  | 1 | 1 | 0 | 1 | Flow 1: Port → Site | SHU | SIEMENS
373 | 477QGP51784174 / PS04 / 45184062 | HVDC-ADOPT-SIM-0009-2A | SHU | SCT-19LT-PRC-PO-004 | 13OP-03028.P.01.-280 | 1 | Outdoor | Connection Module Passive | 137.2 | 107.2 | 122.8 | 1.8061 | 120 | 236 | Non Stackable | 8535 2900 | USD | 58748.28 | Maersk Herrera | Germany | Hamburg | Khalifa port | 2024-08-16 | 2024-09-10 | [11 empty] | 2024-09-18 |  |  | CASE_LIST |  | 1 | site | SHU | 2024-09-18 | site | 0 | 1 | 1 | 2 | 1.47 | 0 | 1.47 | SIEMENS(SIM) |  | 1 | 1 | 0 | 1 | Flow 1: Port → Site | SHU | SIEMENS
276 | 477QGP51784103 / PS04 / 45184059 | HVDC-ADOPT-SIM-0009-1B | SHU | SCT-19LT-PRC-PO-004 | 13OP-03028.P.01.-023 | 1 | Outdoor | Preassembled Accessories | 70 | 50 | 67 | 0.2345 | 40 | 66 | Non Stackable | 8535 2900 | USD | 44602.67 | ANE MAERSK | Germany | Hamburg | Khalifa port | 2024-07-18 | 2024-08-23 | [11 empty] | 2024-09-03 |  |  | CASE_LIST |  | 1 | site | SHU | 2024-09-03 | site | 0 | 1 | 1 | 2 | 0.35 | 0 | 0.35 | SIEMENS(SIM) |  | 1 | 1 | 0 | 1 | Flow 1: Port → Site | SHU | SIEMENS
277 | 477QGP51784103 / PS04 / 45184059 | HVDC-ADOPT-SIM-0009-1B | SHU | SCT-19LT-PRC-PO-004 | 13OP-03028.P.01.-095 | 1 | Outdoor | Connection Module Active | 327.2 | 177.2 | 244.8 | 14.1935 | 1100 | 1639 | Non Stackable | 8535 2900 | USD | 44602.67 | ANE MAERSK | Germany | Hamburg | Khalifa port | 2024-07-18 | 2024-08-23 | [11 empty] | 2024-09-03 |  |  | CASE_LIST |  | 1 | site | SHU | 2024-09-03 | site | 0 | 1 | 1 | 2 | 5.8 | 0 | 5.8 | SIEMENS(SIM) |  | 1 | 1 | 0 | 1 | Flow 1: Port → Site | SHU | SIEMENS
278 | 477QGP51784103 / PS04 / 45184059 | HVDC-ADOPT-SIM-0009-1B | SHU | SCT-19LT-PRC-PO-004 | 13OP-03028.P.01.-065 | 1 | Outdoor | Circuit breaker TP2 | 509.2 | 223.2 | 336.8 | 38.2785 | 2900 | 4077 | Non Stackable | 8535 2900 | USD | 44602.67 | ANE MAERSK | Germany | Hamburg | Khalifa port | 2024-07-18 | 2024-08-23 | [11 empty] | 2024-09-03 |  |  | CASE_LIST |  | 1 | site | SHU | 2024-09-03 | site | 0 | 1 | 1 | 2 | 11.37 | 0 | 11.37 | SIEMENS(SIM) |  | 1 | 1 | 0 | 1 | Flow 1: Port → Site | SHU | SIEMENS
279 | 477QGP51784103 / PS04 / 45184059 | HVDC-ADOPT-SIM-0009-1B | SHU | SCT-19LT-PRC-PO-004 | 13OP-03028.P.01.-067 | 1 | Outdoor | Circuit breaker TP2 | 509.2 | 223.2 | 336.8 | 38.2785 | 2900 | 4077 | Non Stackable | 8535 2900 | USD | 44602.67 | ANE MAERSK | Germany | Hamburg | Khalifa port | 2024-07-18 | 2024-08-23 | [11 empty] | 2024-09-03 |  |  | CASE_LIST |  | 1 | site | SHU | 2024-09-03 | site | 0 | 1 | 1 | 2 | 11.37 | 0 | 11.37 | SIEMENS(SIM) |  | 1 | 1 | 0 | 1 | Flow 1: Port → Site | SHU | SIEMENS
280 | 477QGP51784103 / PS04 / 45184059 | HVDC-ADOPT-SIM-0009-1B | SHU | SCT-19LT-PRC-PO-004 | 13OP-03028.P.01.-080 | 1 | Outdoor | Connection Module Passive | 433.2 | 107.2 | 130.8 | 6.0742 | 380 | 673 | Non Stackable | 8535 2900 | USD | 44602.67 | ANE MAERSK | Germany | Hamburg | Khalifa port | 2024-07-18 | 2024-08-23 | [11 empty] | 2024-09-03 |  |  | CASE_LIST |  | 1 | site | SHU | 2024-09-03 | site | 0 | 1 | 1 | 2 | 4.64 | 0 | 4.64 | SIEMENS(SIM) |  | 1 | 1 | 0 | 1 | Flow 1: Port → Site | SHU | SIEMENS
281 | 477QGP51784103 / PS04 / 45184059 | HVDC-ADOPT-SIM-0009-1B | SHU | SCT-19LT-PRC-PO-004 | 13OP-03028.P.01.-132 | 1 | Outdoor | Circuit breaker Accessories | 66 | 45 | 63 | 0.18711 | 44 | 61 | Non Stackable | 8535 2900 | USD | 44602.67 | ANE MAERSK | Germany | Hamburg | Khalifa port | 2024-07-18 | 2024-08-23 | [11 empty] | 2024-09-03 |  |  | CASE_LIST |  | 1 | site | SHU | 2024-09-03 | site | 0 | 1 | 1 | 2 | 0.3 | 0 | 0.3 | SIEMENS(SIM) |  | 1 | 1 | 0 | 1 | Flow 1: Port → Site | SHU | SIEMENS
282 | 477QGP51784103 / PS04 / 45184059 | HVDC-ADOPT-SIM-0009-1B | SHU | SCT-19LT-PRC-PO-004 | 13OP-03028.P.01.-133 | 1 | Outdoor | Circuit breaker Accessories | 66 | 45 | 63 | 0.18711 | 44 | 61 | Non Stackable | 8535 2900 | USD | 44602.67 | ANE MAERSK | Germany | Hamburg | Khalifa port | 2024-07-18 | 2024-08-23 | [11 empty] | 2024-09-03 |  |  | CASE_LIST |  | 1 | site | SHU | 2024-09-03 | site | 0 | 1 | 1 | 2 | 0.3 | 0 | 0.3 | SIEMENS(SIM) |  | 1 | 1 | 0 | 1 | Flow 1: Port → Site | SHU | SIEMENS
283 | 477QGP51784103 / PS04 / 45184059 | HVDC-ADOPT-SIM-0009-1B | SHU | SCT-19LT-PRC-PO-004 | 13OP-03028.P.01.-069 | 1 | Outdoor | Circuit breaker TP2 | 509.2 | 223.2 | 336.8 | 38.2785 | 2900 | 4077 | Non Stackable | 8535 2900 | USD | 44602.67 | ANE MAERSK | Germany | Hamburg | Khalifa port | 2024-07-18 | 2024-08-23 | [11 empty] | 2024-09-03 |  |  | CASE_LIST |  | 1 | site | SHU | 2024-09-03 | site | 0 | 1 | 1 | 2 | 11.37 | 0 | 11.37 | SIEMENS(SIM) |  | 1 | 1 | 0 | 1 | Flow 1: Port → Site | SHU | SIEMENS
284 | 477QGP51784103 / PS04 / 45184059 | HVDC-ADOPT-SIM-0009-1B | SHU | SCT-19LT-PRC-PO-004 | 13OP-03028.P.01.-092 | 1 | Outdoor | Connection Module Active | 193.2 | 157.2 | 232.8 | 7.0704 | 600 | 922 | Non Stackable | 8535 2900 | USD | 44602.67 | ANE MAERSK | Germany | Hamburg | Khalifa port | 2024-07-18 | 2024-08-23 | [11 empty] | 2024-09-03 |  |  | CASE_LIST |  | 1 | site | SHU | 2024-09-03 | site | 0 | 1 | 1 | 2 | 3.04 | 0 | 3.04 | SIEMENS(SIM) |  | 1 | 1 | 0 | 1 | Flow 1: Port → Site | SHU | SIEMENS
285 | 477QGP51784103 / PS04 / 45184059 | HVDC-ADOPT-SIM-0009-1B | SHU | SCT-19LT-PRC-PO-004 | 13OP-03028.P.01.-098 | 1 | Outdoor | Connection Module Active | 397.2 | 167.2 | 164.8 | 10.9447 | 1050 | 1598 | Non Stackable | 8535 2900 | USD | 44602.67 | ANE MAERSK | Germany | Hamburg | Khalifa port | 2024-07-18 | 2024-08-23 | [11 empty] | 2024-09-03 |  |  | CASE_LIST |  | 1 | site | SHU | 2024-09-03 | site | 0 | 1 | 1 | 2 | 6.64 | 0 | 6.64 | SIEMENS(SIM) |  | 1 | 1 | 0 | 1 | Flow 1: Port → Site | SHU | SIEMENS
286 | 477QGP51784103 / PS04 / 45184059 | HVDC-ADOPT-SIM-0009-1B | SHU | SCT-19LT-PRC-PO-004 | 13OP-03028.P.01.-101 | 1 | Outdoor | Preassembled Accessories | 286.6 | 57.2 | 66 | 1.082 | 35 | 155 | Non Stackable | 8535 2900 | USD | 44602.67 | ANE MAERSK | Germany | Hamburg | Khalifa port | 2024-07-18 | 2024-08-23 | [11 empty] | 2024-09-03 |  |  | CASE_LIST |  | 1 | site | SHU | 2024-09-03 | site | 0 | 1 | 1 | 2 | 1.64 | 0 | 1.64 | SIEMENS(SIM) |  | 1 | 1 | 0 | 1 | Flow 1: Port → Site | SHU | SIEMENS
287 | 477QGP51784103 / PS04 / 45184059 | HVDC-ADOPT-SIM-0009-1B | SHU | SCT-19LT-PRC-PO-004 | 13OP-03028.P.01.-102 | 1 | Outdoor | Preassembled Accessories | 157.2 | 57.2 | 64.8 | 0.58267 | 7 | 62 | Non Stackable | 8535 2900 | USD | 44602.67 | ANE MAERSK | Germany | Hamburg | Khalifa port | 2024-07-18 | 2024-08-23 | [11 empty] | 2024-09-03 |  |  | CASE_LIST |  | 1 | site | SHU | 2024-09-03 | site | 0 | 1 | 1 | 2 | 0.9 | 0 | 0.9 | SIEMENS(SIM) |  | 1 | 1 | 0 | 1 | Flow 1: Port → Site | SHU | SIEMENS
288 | 477QGP51784103 / PS04 / 45184059 | HVDC-ADOPT-SIM-0009-1B | SHU | SCT-19LT-PRC-PO-004 | 13OP-03028.P.01.-103 | 1 | Outdoor | Preassembled Accessories | 287.2 | 57.2 | 66 | 1.0842 | 35 | 156 | Non Stackable | 8535 2900 | USD | 44602.67 | ANE MAERSK | Germany | Hamburg | Khalifa port | 2024-07-18 | 2024-08-23 | [11 empty] | 2024-09-03 |  |  | CASE_LIST |  | 1 | site | SHU | 2024-09-03 | site | 0 | 1 | 1 | 2 | 1.64 | 0 | 1.64 | SIEMENS(SIM) |  | 1 | 1 | 0 | 1 | Flow 1: Port → Site | SHU | SIEMENS
289 | 477QGP51784103 / PS04 / 45184059 | HVDC-ADOPT-SIM-0009-1B | SHU | SCT-19LT-PRC-PO-004 | 13OP-03028.P.01.-068 | 1 | Outdoor | Circuit breaker TP2 | 509.2 | 223.2 | 336.8 | 38.2785 | 2900 | 4077 | Non Stackable | 8535 2900 | USD | 44602.67 | ANE MAERSK | Germany | Hamburg | Khalifa port | 2024-07-18 | 2024-08-23 | [11 empty] | 2024-09-03 |  |  | CASE_LIST |  | 1 | site | SHU | 2024-09-03 | site | 0 | 1 | 1 | 2 | 11.37 | 0 | 11.37 | SIEMENS(SIM) |  | 1 | 1 | 0 | 1 | Flow 1: Port → Site | SHU | SIEMENS
290 | 477QGP51784103 / PS04 / 45184059 | HVDC-ADOPT-SIM-0009-1B | SHU | SCT-19LT-PRC-PO-004 | 13OP-03028.P.01.-070 | 1 | Outdoor | Circuit breaker TP2 | 509.2 | 223.2 | 336.8 | 38.2785 | 2900 | 4077 | Non Stackable | 8535 2900 | USD | 44602.67 | ANE MAERSK | Germany | Hamburg | Khalifa port | 2024-07-18 | 2024-08-23 | [11 empty] | 2024-09-03 |  |  | CASE_LIST |  | 1 | site | SHU | 2024-09-03 | site | 0 | 1 | 1 | 2 | 11.37 | 0 | 11.37 | SIEMENS(SIM) |  | 1 | 1 | 0 | 1 | Flow 1: Port → Site | SHU | SIEMENS
291 | 477QGP51784103 / PS04 / 45184059 | HVDC-ADOPT-SIM-0009-1B | SHU | SCT-19LT-PRC-PO-004 | 13OP-03028.P.01.-106 | 1 | Outdoor | Preassembled Accessories | 287.2 | 57.2 | 66 | 1.0842 | 35 | 156 | Non Stackable | 8535 2900 | USD | 44602.67 | ANE MAERSK | Germany | Hamburg | Khalifa port | 2024-07-18 | 2024-08-23 | [11 empty] | 2024-09-03 |  |  | CASE_LIST |  | 1 | site | SHU | 2024-09-03 | site | 0 | 1 | 1 | 2 | 1.64 | 0 | 1.64 | SIEMENS(SIM) |  | 1 | 1 | 0 | 1 | Flow 1: Port → Site | SHU | SIEMENS
292 | 477QGP51784103 / PS04 / 45184059 | HVDC-ADOPT-SIM-0009-1B | SHU | SCT-19LT-PRC-PO-004 | 13OP-03028.P.01.-137 | 1 | Outdoor | Connection Module Active | 317.2 | 157.2 | 174.8 | 8.7162 | 840 | 1263 | Non Stackable | 8535 2900 | USD | 44602.67 | ANE MAERSK | Germany | Hamburg | Khalifa port | 2024-07-18 | 2024-08-23 | [11 empty] | 2024-09-03 |  |  | CASE_LIST |  | 1 | site | SHU | 2024-09-03 | site | 0 | 1 | 1 | 2 | 4.99 | 0 | 4.99 | SIEMENS(SIM) |  | 1 | 1 | 0 | 1 | Flow 1: Port → Site | SHU | SIEMENS
293 | 477QGP51784103 / PS04 / 45184059 | HVDC-ADOPT-SIM-0009-1B | SHU | SCT-19LT-PRC-PO-004 | 13OP-03028.P.01.-138 | 1 | Outdoor | Connection Module Active | 277.2 | 167.2 | 194.8 | 9.0286 | 700 | 1105 | Non Stackable | 8535 2900 | USD | 44602.67 | ANE MAERSK | Germany | Hamburg | Khalifa port | 2024-07-18 | 2024-08-23 | [11 empty] | 2024-09-03 |  |  | CASE_LIST |  | 1 | site | SHU | 2024-09-03 | site | 0 | 1 | 1 | 2 | 4.63 | 0 | 4.63 | SIEMENS(SIM) |  | 1 | 1 | 0 | 1 | Flow 1: Port → Site | SHU | SIEMENS
294 | 477QGP51784103 / PS04 / 45184059 | HVDC-ADOPT-SIM-0009-1B | SHU | SCT-19LT-PRC-PO-004 | 13OP-03028.P.01.-139 | 1 | Outdoor | Connection Module Active | 317.2 | 157.2 | 224.8 | 11.2094 | 940 | 1415 | Non Stackable | 8535 2900 | USD | 44602.67 | ANE MAERSK | Germany | Hamburg | Khalifa port | 2024-07-18 | 2024-08-23 | [11 empty] | 2024-09-03 |  |  | CASE_LIST |  | 1 | site | SHU | 2024-09-03 | site | 0 | 1 | 1 | 2 | 4.99 | 0 | 4.99 | SIEMENS(SIM) |  | 1 | 1 | 0 | 1 | Flow 1: Port → Site | SHU | SIEMENS
295 | 477QGP51784103 / PS04 / 45184059 | HVDC-ADOPT-SIM-0009-1B | SHU | SCT-19LT-PRC-PO-004 | 13OP-03028.P.01.-099 | 1 | Outdoor | Preassembled Accessories | 292.2 | 57.2 | 66 | 1.1031 | 60 | 185 | Non Stackable | 8535 2900 | USD | 44602.67 | ANE MAERSK | Germany | Hamburg | Khalifa port | 2024-07-18 | 2024-08-23 | [11 empty] | 2024-09-03 |  |  | CASE_LIST |  | 1 | site | SHU | 2024-09-03 | site | 0 | 1 | 1 | 2 | 1.67 | 0 | 1.67 | SIEMENS(SIM) |  | 1 | 1 | 0 | 1 | Flow 1: Port → Site | SHU | SIEMENS
296 | 477QGP51784103 / PS04 / 45184059 | HVDC-ADOPT-SIM-0009-1B | SHU | SCT-19LT-PRC-PO-004 | 13OP-03028.P.01.-066 | 1 | Outdoor | Circuit breaker TP2 | 509.2 | 223.2 | 336.8 | 38.2785 | 2900 | 4067 | Non Stackable | 8535 2900 | USD | 44602.67 | ANE MAERSK | Germany | Hamburg | Khalifa port | 2024-07-18 | 2024-08-23 | [11 empty] | 2024-09-03 |  |  | CASE_LIST |  | 1 | site | SHU | 2024-09-03 | site | 0 | 1 | 1 | 2 | 11.37 | 0 | 11.37 | SIEMENS(SIM) |  | 1 | 1 | 0 | 1 | Flow 1: Port → Site | SHU | SIEMENS
297 | 477QGP51784103 / PS04 / 45184059 | HVDC-ADOPT-SIM-0009-1B | SHU | SCT-19LT-PRC-PO-004 | 13OP-03028.P.01.-249 | 1 | Outdoor | Preassembled Accessories | 168 | 68 | 91 | 1.0396 | 193 | 381 | Non Stackable | 8535 2900 | USD | 44602.67 | ANE MAERSK | Germany | Hamburg | Khalifa port | 2024-07-18 | 2024-08-23 | [11 empty] | 2024-09-03 |  |  | CASE_LIST |  | 1 | site | SHU | 2024-09-03 | site | 0 | 1 | 1 | 2 | 1.14 | 0 | 1.14 | SIEMENS(SIM) |  | 1 | 1 | 0 | 1 | Flow 1: Port → Site | SHU | SIEMENS
298 | 477QGP51784103 / PS04 / 45184059 | HVDC-ADOPT-SIM-0009-1B | SHU | SCT-19LT-PRC-PO-004 | 13OP-03028.P.01.-262 | 1 | Outdoor | Connection Module Passive | 307.2 | 137.2 | 134 | 5.6478 | 780 | 1126 | Non Stackable | 8535 2900 | USD | 44602.67 | ANE MAERSK | Germany | Hamburg | Khalifa port | 2024-07-18 | 2024-08-23 | [11 empty] | 2024-09-03 |  |  | CASE_LIST |  | 1 | site | SHU | 2024-09-03 | site | 0 | 1 | 1 | 2 | 4.21 | 0 | 4.21 | SIEMENS(SIM) |  | 1 | 1 | 0 | 1 | Flow 1: Port → Site | SHU | SIEMENS
299 | 477QGP51784103 / PS04 / 45184059 | HVDC-ADOPT-SIM-0009-1B | SHU | SCT-19LT-PRC-PO-004 | 13OP-03028.P.01.-191 | 1 | Outdoor | Preassembled Accessories | 287.2 | 87.2 | 74 | 1.8532 | 60 | 198 | Non Stackable | 8535 2900 | USD | 44602.67 | ANE MAERSK | Germany | Hamburg | Khalifa port | 2024-07-18 | 2024-08-23 | [11 empty] | 2024-09-03 |  |  | CASE_LIST |  | 1 | site | SHU | 2024-09-03 | site | 0 | 1 | 1 | 2 | 2.5 | 0 | 2.5 | SIEMENS(SIM) |  | 1 | 1 | 0 | 1 | Flow 1: Port → Site | SHU | SIEMENS
300 | 477QGP51784103 / PS04 / 45184059 | HVDC-ADOPT-SIM-0009-1B | SHU | SCT-19LT-PRC-PO-004 | 13OP-03028.P.01.-256 | 1 | Outdoor | Preassembled Accessories | 157.2 | 37.2 | 44.8 | 0.26198 | 7 | 41 | Non Stackable | 8535 2900 | USD | 44602.67 | ANE MAERSK | Germany | Hamburg | Khalifa port | 2024-07-18 | 2024-08-23 | [11 empty] | 2024-09-03 |  |  | CASE_LIST |  | 1 | site | SHU | 2024-09-03 | site | 0 | 1 | 1 | 2 | 0.58 | 0 | 0.58 | SIEMENS(SIM) |  | 1 | 1 | 0 | 1 | Flow 1: Port → Site | SHU | SIEMENS
301 | 477QGP51784103 / PS04 / 45184059 | HVDC-ADOPT-SIM-0009-1B | SHU | SCT-19LT-PRC-PO-004 | 13OP-03028.P.01.-189 | 1 | Outdoor | Preassembled Accessories | 287.2 | 87.2 | 74 | 1.8532 | 70 | 208 | Non Stackable | 8535 2900 | USD | 44602.67 | ANE MAERSK | Germany | Hamburg | Khalifa port | 2024-07-18 | 2024-08-23 | [11 empty] | 2024-09-03 |  |  | CASE_LIST |  | 1 | site | SHU | 2024-09-03 | site | 0 | 1 | 1 | 2 | 2.5 | 0 | 2.5 | SIEMENS(SIM) |  | 1 | 1 | 0 | 1 | Flow 1: Port → Site | SHU | SIEMENS
302 | 477QGP51784103 / PS04 / 45184059 | HVDC-ADOPT-SIM-0009-1B | SHU | SCT-19LT-PRC-PO-004 | 13OP-03028.P.01.-192 | 1 | Outdoor | Preassembled Accessories | 157.2 | 37.2 | 44.8 | 0.26198 | 7 | 51 | Non Stackable | 8535 2900 | USD | 44602.67 | ANE MAERSK | Germany | Hamburg | Khalifa port | 2024-07-18 | 2024-08-23 | [11 empty] | 2024-09-03 |  |  | CASE_LIST |  | 1 | site | SHU | 2024-09-03 | site | 0 | 1 | 1 | 2 | 0.58 | 0 | 0.58 | SIEMENS(SIM) |  | 1 | 1 | 0 | 1 | Flow 1: Port → Site | SHU | SIEMENS
303 | 477QGP51784103 / PS04 / 45184059 | HVDC-ADOPT-SIM-0009-1B | SHU | SCT-19LT-PRC-PO-004 | 13OP-03028.P.01.-166 | 1 | Outdoor | Connection Module Active | 277.2 | 167.2 | 184.8 | 8.5651 | 650 | 1045 | Non Stackable | 8535 2900 | USD | 44602.67 | ANE MAERSK | Germany | Hamburg | Khalifa port | 2024-07-18 | 2024-08-23 | [11 empty] | 2024-09-03 |  |  | CASE_LIST |  | 1 | site | SHU | 2024-09-03 | site | 0 | 1 | 1 | 2 | 4.63 | 0 | 4.63 | SIEMENS(SIM) |  | 1 | 1 | 0 | 1 | Flow 1: Port → Site | SHU | SIEMENS
304 | 477QGP51784103 / PS04 / 45184059 | HVDC-ADOPT-SIM-0009-1B | SHU | SCT-19LT-PRC-PO-004 | 13OP-03028.P.01.-194 | 1 | Outdoor | Connection Module Active | 263.2 | 147.2 | 170.8 | 6.6173 | 600 | 890 | Non Stackable | 8535 2900 | USD | 44602.67 | ANE MAERSK | Germany | Hamburg | Khalifa port | 2024-07-18 | 2024-08-23 | [11 empty] | 2024-09-03 |  |  | CASE_LIST |  | 1 | site | SHU | 2024-09-03 | site | 0 | 1 | 1 | 2 | 3.87 | 0 | 3.87 | SIEMENS(SIM) |  | 1 | 1 | 0 | 1 | Flow 1: Port → Site | SHU | SIEMENS
305 | 477QGP51784103 / PS04 / 45184059 | HVDC-ADOPT-SIM-0009-1B | SHU | SCT-19LT-PRC-PO-004 | 13OP-03028.P.01.-213 | 1 | Outdoor | Connection Module Passive | 353.2 | 107.2 | 130.8 | 4.9525 | 470 | 726 | Non Stackable | 8535 2900 | USD | 44602.67 | ANE MAERSK | Germany | Hamburg | Khalifa port | 2024-07-18 | 2024-08-23 | [11 empty] | 2024-09-03 |  |  | CASE_LIST |  | 1 | site | SHU | 2024-09-03 | site | 0 | 1 | 1 | 2 | 3.79 | 0 | 3.79 | SIEMENS(SIM) |  | 1 | 1 | 0 | 1 | Flow 1: Port → Site | SHU | SIEMENS
306 | 477QGP51784103 / PS04 / 45184059 | HVDC-ADOPT-SIM-0009-1B | SHU | SCT-19LT-PRC-PO-004 | 13OP-03028.P.01.-187 | 1 | Outdoor | Connection Module Passive | 357.2 | 117.2 | 132.8 | 5.5595 | 470 | 755 | Non Stackable | 8535 2900 | USD | 44602.67 | ANE MAERSK | Germany | Hamburg | Khalifa port | 2024-07-18 | 2024-08-23 | [11 empty] | 2024-09-03 |  |  | CASE_LIST |  | 1 | site | SHU | 2024-09-03 | site | 0 | 1 | 1 | 2 | 4.19 | 0 | 4.19 | SIEMENS(SIM) |  | 1 | 1 | 0 | 1 | Flow 1: Port → Site | SHU | SIEMENS
307 | 477QGP51784103 / PS04 / 45184059 | HVDC-ADOPT-SIM-0009-1B | SHU | SCT-19LT-PRC-PO-004 | 13OP-03028.P.01.-224 | 1 | Outdoor | Connection Module Passive | 557.2 | 107.2 | 184.8 | 11.0384 | 570 | 1080 | Non Stackable | 8535 2900 | USD | 44602.67 | ANE MAERSK | Germany | Hamburg | Khalifa port | 2024-07-18 | 2024-08-23 | [11 empty] | 2024-09-03 |  |  | CASE_LIST |  | 1 | site | SHU | 2024-09-03 | site | 0 | 1 | 1 | 2 | 5.97 | 0 | 5.97 | SIEMENS(SIM) |  | 1 | 1 | 0 | 1 | Flow 1: Port → Site | SHU | SIEMENS
308 | 477QGP51784103 / PS04 / 45184059 | HVDC-ADOPT-SIM-0009-1B | SHU | SCT-19LT-PRC-PO-004 | 13OP-03028.P.01.-264 | 1 | Outdoor | Connection Module Passive, Active | 223.2 | 157.2 | 222.8 | 7.8174 | 620 | 971 | Non Stackable | 8535 2900 | USD | 44602.67 | ANE MAERSK | Germany | Hamburg | Khalifa port | 2024-07-18 | 2024-08-23 | [11 empty] | 2024-09-03 |  |  | CASE_LIST |  | 1 | site | SHU | 2024-09-03 | site | 0 | 1 | 1 | 2 | 3.51 | 0 | 3.51 | SIEMENS(SIM) |  | 1 | 1 | 0 | 1 | Flow 1: Port → Site | SHU | SIEMENS
309 | 477QGP51784103 / PS04 / 45184059 | HVDC-ADOPT-SIM-0009-1B | SHU | SCT-19LT-PRC-PO-004 | 13OP-03028.P.01.-260 | 1 | Outdoor | Connection Module Active | 213.2 | 157.2 | 202.8 | 6.7969 | 595 | 925 | Non Stackable | 8535 2900 | USD | 44602.67 | ANE MAERSK | Germany | Hamburg | Khalifa port | 2024-07-18 | 2024-08-23 | [11 empty] | 2024-09-03 |  |  | CASE_LIST |  | 1 | site | SHU | 2024-09-03 | site | 0 | 1 | 1 | 2 | 3.35 | 0 | 3.35 | SIEMENS(SIM) |  | 1 | 1 | 0 | 1 | Flow 1: Port → Site | SHU | SIEMENS
310 | 477QGP51784103 / PS04 / 45184059 | HVDC-ADOPT-SIM-0009-1B | SHU | SCT-19LT-PRC-PO-004 | 13OP-03028.P.01.-263 | 1 | Outdoor | Connection Module Active | 243.2 | 187.2 | 222.8 | 10.1434 | 800 | 1222 | Non Stackable | 8535 2900 | USD | 44602.67 | ANE MAERSK | Germany | Hamburg | Khalifa port | 2024-07-18 | 2024-08-23 | [11 empty] | 2024-09-03 |  |  | CASE_LIST |  | 1 | site | SHU | 2024-09-03 | site | 0 | 1 | 1 | 2 | 4.55 | 0 | 4.55 | SIEMENS(SIM) |  | 1 | 1 | 0 | 1 | Flow 1: Port → Site | SHU | SIEMENS
311 | 477QGP51784103 / PS04 / 45184059 | HVDC-ADOPT-SIM-0009-1B | SHU | SCT-19LT-PRC-PO-004 | 13OP-03028.P.01.-266 | 1 | Outdoor | Connection Module Active | 337.2 | 157.2 | 204.8 | 10.856 | 710 | 1170 | Non Stackable | 8535 2900 | USD | 44602.67 | ANE MAERSK | Germany | Hamburg | Khalifa port | 2024-07-18 | 2024-08-23 | [11 empty] | 2024-09-03 |  |  | CASE_LIST |  | 1 | site | SHU | 2024-09-03 | site | 0 | 1 | 1 | 2 | 5.3 | 0 | 5.3 | SIEMENS(SIM) |  | 1 | 1 | 0 | 1 | Flow 1: Port → Site | SHU | SIEMENS
312 | 477QGP51784103 / PS04 / 45184059 | HVDC-ADOPT-SIM-0009-1B | SHU | SCT-19LT-PRC-PO-004 | 13OP-03028.P.01.-267 | 1 | Outdoor | Connection Module Active | 441.2 | 227.2 | 176.8 | 17.7225 | 820 | 1577 | Non Stackable | 8535 2900 | USD | 44602.67 | ANE MAERSK | Germany | Hamburg | Khalifa port | 2024-07-18 | 2024-08-23 | [11 empty] | 2024-09-03 |  |  | CASE_LIST |  | 1 | site | SHU | 2024-09-03 | site | 0 | 1 | 1 | 2 | 10.02 | 0 | 10.02 | SIEMENS(SIM) |  | 1 | 1 | 0 | 1 | Flow 1: Port → Site | SHU | SIEMENS
313 | 477QGP51784103 / PS04 / 45184059 | HVDC-ADOPT-SIM-0009-1B | SHU | SCT-19LT-PRC-PO-004 | 13OP-03028.P.01.-270 | 1 | Outdoor | Connection Module Active | 333.2 | 157.2 | 160.8 | 8.4225 | 860 | 1195 | Non Stackable | 8535 2900 | USD | 44602.67 | ANE MAERSK | Germany | Hamburg | Khalifa port | 2024-07-18 | 2024-08-23 | [11 empty] | 2024-09-03 |  |  | CASE_LIST |  | 1 | site | SHU | 2024-09-03 | site | 0 | 1 | 1 | 2 | 5.24 | 0 | 5.24 | SIEMENS(SIM) |  | 1 | 1 | 0 | 1 | Flow 1: Port → Site | SHU | SIEMENS
314 | 477QGP51784103 / PS04 / 45184059 | HVDC-ADOPT-SIM-0009-1B | SHU | SCT-19LT-PRC-PO-004 | 13OP-03028.P.01.-167 | 1 | Outdoor | Connection Module Active | 327.2 | 197.2 | 184.8 | 11.924 | 910 | 1421 | Non Stackable | 8535 2900 | USD | 44602.67 | ANE MAERSK | Germany | Hamburg | Khalifa port | 2024-07-18 | 2024-08-23 | [11 empty] | 2024-09-03 |  |  | CASE_LIST |  | 1 | site | SHU | 2024-09-03 | site | 0 | 1 | 1 | 2 | 6.45 | 0 | 6.45 | SIEMENS(SIM) |  | 1 | 1 | 0 | 1 | Flow 1: Port → Site | SHU | SIEMENS
315 | 477QGP51784103 / PS04 / 45184059 | HVDC-ADOPT-SIM-0009-1B | SHU | SCT-19LT-PRC-PO-004 | 13OP-03028.P.01.-271 | 1 | Outdoor | Connection Module Active | 317.2 | 157.2 | 194.8 | 9.7135 | 840 | 1249 | Non Stackable | 8535 2900 | USD | 44602.67 | ANE MAERSK | Germany | Hamburg | Khalifa port | 2024-07-18 | 2024-08-23 | [11 empty] | 2024-09-03 |  |  | CASE_LIST |  | 1 | site | SHU | 2024-09-03 | site | 0 | 1 | 1 | 2 | 4.99 | 0 | 4.99 | SIEMENS(SIM) |  | 1 | 1 | 0 | 1 | Flow 1: Port → Site | SHU | SIEMENS
316 | 477QGP51784103 / PS04 / 45184059 | HVDC-ADOPT-SIM-0009-1B | SHU | SCT-19LT-PRC-PO-004 | 13OP-03028.P.01.-277 | 1 | Outdoor | Connection Module Active | 187.2 | 127.2 | 214 | 5.0957 | 540 | 786 | Non Stackable | 8535 2900 | USD | 44602.67 | ANE MAERSK | Germany | Hamburg | Khalifa port | 2024-07-18 | 2024-08-23 | [11 empty] | 2024-09-03 |  |  | CASE_LIST |  | 1 | site | SHU | 2024-09-03 | site | 0 | 1 | 1 | 2 | 2.38 | 0 | 2.38 | SIEMENS(SIM) |  | 1 | 1 | 0 | 1 | Flow 1: Port → Site | SHU | SIEMENS
317 | 477QGP51784103 / PS04 / 45184059 | HVDC-ADOPT-SIM-0009-1B | SHU | SCT-19LT-PRC-PO-004 | 13OP-03028.P.01.-196 | 1 | Outdoor | Connection Module Active | 317.2 | 157.2 | 174.8 | 8.7162 | 680 | 1096 | Non Stackable | 8535 2900 | USD | 44602.67 | ANE MAERSK | Germany | Hamburg | Khalifa port | 2024-07-18 | 2024-08-23 | [11 empty] | 2024-09-03 |  |  | CASE_LIST |  | 1 | site | SHU | 2024-09-03 | site | 0 | 1 | 1 | 2 | 4.99 | 0 | 4.99 | SIEMENS(SIM) |  | 1 | 1 | 0 | 1 | Flow 1: Port → Site | SHU | SIEMENS
318 | 477QGP51784103 / PS04 / 45184059 | HVDC-ADOPT-SIM-0009-1B | SHU | SCT-19LT-PRC-PO-004 | 13OP-03028.P.01.-265 | 1 | Outdoor | Connection Module Active | 367.2 | 167.2 | 204.8 | 12.5739 | 860 | 1423 | Non Stackable | 8535 2900 | USD | 44602.67 | ANE MAERSK | Germany | Hamburg | Khalifa port | 2024-07-18 | 2024-08-23 | [11 empty] | 2024-09-03 |  |  | CASE_LIST |  | 1 | site | SHU | 2024-09-03 | site | 0 | 1 | 1 | 2 | 6.14 | 0 | 6.14 | SIEMENS(SIM) |  | 1 | 1 | 0 | 1 | Flow 1: Port → Site | SHU | SIEMENS
319 | 477QGP51784103 / PS04 / 45184059 | HVDC-ADOPT-SIM-0009-1B | SHU | SCT-19LT-PRC-PO-004 | 13OP-03028.P.01.-198 | 1 | Outdoor | Connection Module Active | 253.2 | 157.2 | 172.8 | 6.878 | 630 | 969 | Non Stackable | 8535 2900 | USD | 44602.67 | ANE MAERSK | Germany | Hamburg | Khalifa port | 2024-07-18 | 2024-08-23 | [11 empty] | 2024-09-03 |  |  | CASE_LIST |  | 1 | site | SHU | 2024-09-03 | site | 0 | 1 | 1 | 2 | 3.98 | 0 | 3.98 | SIEMENS(SIM) |  | 1 | 1 | 0 | 1 | Flow 1: Port → Site | SHU | SIEMENS
320 | 477QGP51784103 / PS04 / 45184059 | HVDC-ADOPT-SIM-0009-1B | SHU | SCT-19LT-PRC-PO-004 | 13OP-03028.P.01.-206 | 1 | Outdoor | Connection Module Active | 157.2 | 127.2 | 213 | 4.2591 | 530 | 1000 | Non Stackable | 8535 2900 | USD | 44602.67 | ANE MAERSK | Germany | Hamburg | Khalifa port | 2024-07-18 | 2024-08-23 | [11 empty] | 2024-09-03 |  |  | CASE_LIST |  | 1 | site | SHU | 2024-09-03 | site | 0 | 1 | 1 | 2 | 2 | 0 | 2 | SIEMENS(SIM) |  | 1 | 1 | 0 | 1 | Flow 1: Port → Site | SHU | SIEMENS
321 | 477QGP51784103 / PS04 / 45184059 | HVDC-ADOPT-SIM-0009-1B | SHU | SCT-19LT-PRC-PO-004 | 13OP-03028.P.01.-208 | 1 | Outdoor | Connection Module Passive | 353.2 | 107.2 | 213 | 8.0648 | 470 | 748 | Non Stackable | 8535 2900 | USD | 44602.67 | ANE MAERSK | Germany | Hamburg | Khalifa port | 2024-07-18 | 2024-08-23 | [11 empty] | 2024-09-03 |  |  | CASE_LIST |  | 1 | site | SHU | 2024-09-03 | site | 0 | 1 | 1 | 2 | 3.79 | 0 | 3.79 | SIEMENS(SIM) |  | 1 | 1 | 0 | 1 | Flow 1: Port → Site | SHU | SIEMENS
322 | 477QGP51784103 / PS04 / 45184059 | HVDC-ADOPT-SIM-0009-1B | SHU | SCT-19LT-PRC-PO-004 | 13OP-03028.P.01.-193 | 1 | Outdoor | Preassembled Accessories | 287.2 | 57.2 | 66 | 1.0842 | 35 | 140 | Non Stackable | 8535 2900 | USD | 44602.67 | ANE MAERSK | Germany | Hamburg | Khalifa port | 2024-07-18 | 2024-08-23 | [11 empty] | 2024-09-03 |  |  | CASE_LIST |  | 1 | site | SHU | 2024-09-03 | site | 0 | 1 | 1 | 2 | 1.64 | 0 | 1.64 | SIEMENS(SIM) |  | 1 | 1 | 0 | 1 | Flow 1: Port → Site | SHU | SIEMENS
323 | 477QGP51784103 / PS04 / 45184059 | HVDC-ADOPT-SIM-0009-1B | SHU | SCT-19LT-PRC-PO-004 | 13OP-03028.P.01.-285 | 1 | Outdoor | Steel Support | 310 | 105 | 120 | 3.906 | 2996 | 2996 | Non Stackable | 8535 2900 | USD | 44602.67 | ANE MAERSK | Germany | Hamburg | Khalifa port | 2024-07-18 | 2024-08-23 | [11 empty] | 2024-09-03 |  |  | CASE_LIST |  | 1 | site | SHU | 2024-09-03 | site | 0 | 1 | 1 | 2 | 3.25 | 0 | 3.25 | SIEMENS(SIM) |  | 1 | 1 | 0 | 1 | Flow 1: Port → Site | SHU | SIEMENS
324 | 477QGP51784103 / PS04 / 45184059 | HVDC-ADOPT-SIM-0009-1B | SHU | SCT-19LT-PRC-PO-004 | 13OP-03028.P.01.-289 | 1 | Outdoor | Steel Support | 180 | 85 | 70 | 1.071 | 1074 | 1074 | Non Stackable | 8535 2900 | USD | 44602.67 | ANE MAERSK | Germany | Hamburg | Khalifa port | 2024-07-18 | 2024-08-23 | [11 empty] | 2024-09-03 |  |  | CASE_LIST |  | 1 | site | SHU | 2024-09-03 | site | 0 | 1 | 1 | 2 | 1.53 | 0 | 1.53 | SIEMENS(SIM) |  | 1 | 1 | 0 | 1 | Flow 1: Port → Site | SHU | SIEMENS
325 | 477QGP51784103 / PS04 / 45184059 | HVDC-ADOPT-SIM-0009-1B | SHU | SCT-19LT-PRC-PO-004 | 13OP-03028.P.01.-291 | 1 | Outdoor | Steel Support | 120 | 80 | 60 | 0.576 | 584 | 584 | Non Stackable | 8535 2900 | USD | 44602.67 | ANE MAERSK | Germany | Hamburg | Khalifa port | 2024-07-18 | 2024-08-23 | [11 empty] | 2024-09-03 |  |  | CASE_LIST |  | 1 | site | SHU | 2024-09-03 | site | 0 | 1 | 1 | 2 | 0.96 | 0 | 0.96 | SIEMENS(SIM) |  | 1 | 1 | 0 | 1 | Flow 1: Port → Site | SHU | SIEMENS
326 | 477QGP51784103 / PS04 / 45184059 | HVDC-ADOPT-SIM-0009-1B | SHU | SCT-19LT-PRC-PO-004 | 13OP-03028.P.01.-294 | 1 | Outdoor | Steel Support | 120 | 80 | 73 | 0.7008 | 822 | 822 | Non Stackable | 8535 2900 | USD | 44602.67 | ANE MAERSK | Germany | Hamburg | Khalifa port | 2024-07-18 | 2024-08-23 | [11 empty] | 2024-09-03 |  |  | CASE_LIST |  | 1 | site | SHU | 2024-09-03 | site | 0 | 1 | 1 | 2 | 0.96 | 0 | 0.96 | SIEMENS(SIM) |  | 1 | 1 | 0 | 1 | Flow 1: Port → Site | SHU | SIEMENS
327 | 477QGP51784103 / PS04 / 45184059 | HVDC-ADOPT-SIM-0009-1B | SHU | SCT-19LT-PRC-PO-004 | 13OP-03028.P.01.-295 | 1 | Outdoor | Steel Support | 120 | 80 | 55 | 0.528 | 632 | 632 | Non Stackable | 8535 2900 | USD | 44602.67 | ANE MAERSK | Germany | Hamburg | Khalifa port | 2024-07-18 | 2024-08-23 | [11 empty] | 2024-09-03 |  |  | CASE_LIST |  | 1 | site | SHU | 2024-09-03 | site | 0 | 1 | 1 | 2 | 0.96 | 0 | 0.96 | SIEMENS(SIM) |  | 1 | 1 | 0 | 1 | Flow 1: Port → Site | SHU | SIEMENS
328 | 477QGP51784103 / PS04 / 45184059 | HVDC-ADOPT-SIM-0009-1B | SHU | SCT-19LT-PRC-PO-004 | 13OP-03028.P.01.-296 | 1 | Outdoor | Steel Support | 120 | 80 | 65 | 0.624 | 620 | 620 | Non Stackable | 8535 2900 | USD | 44602.67 | ANE MAERSK | Germany | Hamburg | Khalifa port | 2024-07-18 | 2024-08-23 | [11 empty] | 2024-09-03 |  |  | CASE_LIST |  | 1 | site | SHU | 2024-09-03 | site | 0 | 1 | 1 | 2 | 0.96 | 0 | 0.96 | SIEMENS(SIM) |  | 1 | 1 | 0 | 1 | Flow 1: Port → Site | SHU | SIEMENS
329 | 477QGP51784103 / PS04 / 45184059 | HVDC-ADOPT-SIM-0009-1B | SHU | SCT-19LT-PRC-PO-004 | 13OP-03028.P.01.-259 | 1 | Outdoor | Connection Module Active | 337.2 | 167.2 | 204.8 | 11.5466 | 900 | 1390 | Non Stackable | 8535 2900 | USD | 44602.67 | ANE MAERSK | Germany | Hamburg | Khalifa port | 2024-07-18 | 2024-08-23 | [11 empty] | 2024-09-03 |  |  | CASE_LIST |  | 1 | site | SHU | 2024-09-03 | site | 0 | 1 | 1 | 2 | 5.64 | 0 | 5.64 | SIEMENS(SIM) |  | 1 | 1 | 0 | 1 | Flow 1: Port → Site | SHU | SIEMENS
330 | 477QGP51784103 / PS04 / 45184059 | HVDC-ADOPT-SIM-0009-1B | SHU | SCT-19LT-PRC-PO-004 | 13OP-03028.P.01.-122 | 1 | Outdoor | accessories,consumables for GIS assembly | 155 | 85 | 91 | 1.1989 | 553 | 609 | Non Stackable | 8535 2900 | USD | 14251.75 | ANE MAERSK | Germany | Hamburg | Khalifa port | 2024-07-18 | 2024-08-23 | [11 empty] | 2024-09-03 |  |  | CASE_LIST |  | 1 | site | SHU | 2024-09-03 | site | 0 | 1 | 1 | 2 | 1.32 | 0 | 1.32 | SIEMENS(SIM) |  | 1 | 1 | 0 | 1 | Flow 1: Port → Site | SHU | SIEMENS
331 | 477QGP51784103 / PS04 / 45184059 | HVDC-ADOPT-SIM-0009-1B | SHU | SCT-19LT-PRC-PO-004 | 13OP-03028.P.01.-125 | 1 | Outdoor | Grid cableway G100-10F | 318 | 68 | 81 | 1.7515 | 159 | 332 | Non Stackable | 8535 2900 | USD | 14251.75 | ANE MAERSK | Germany | Hamburg | Khalifa port | 2024-07-18 | 2024-08-23 | [11 empty] | 2024-09-03 |  |  | CASE_LIST |  | 1 | site | SHU | 2024-09-03 | site | 0 | 1 | 1 | 2 | 2.16 | 0 | 2.16 | SIEMENS(SIM) |  | 1 | 1 | 0 | 1 | Flow 1: Port → Site | SHU | SIEMENS
332 | 477QGP51784103 / PS04 / 45184059 | HVDC-ADOPT-SIM-0009-1B | SHU | SCT-19LT-PRC-PO-004 | 13OP-03028.P.01.-126 | 1 | Outdoor | Grid cableway G100-10F, cable mesh tray 210751 | 318 | 68 | 81 | 1.7515 | 180 | 353 | Non Stackable | 8535 2900 | USD | 14251.75 | ANE MAERSK | Germany | Hamburg | Khalifa port | 2024-07-18 | 2024-08-23 | [11 empty] | 2024-09-03 |  |  | CASE_LIST |  | 1 | site | SHU | 2024-09-03 | site | 0 | 1 | 1 | 2 | 2.16 | 0 | 2.16 | SIEMENS(SIM) |  | 1 | 1 | 0 | 1 | Flow 1: Port → Site | SHU | SIEMENS
333 | 477QGP51784103 / PS04 / 45184059 | HVDC-ADOPT-SIM-0009-1B | SHU | SCT-19LT-PRC-PO-004 | 13OP-03028.P.01.-127 | 1 | Outdoor | Cable mesh tray 210751 | 318 | 68 | 81 | 1.7515 | 228 | 401 | Non Stackable | 8535 2900 | USD | 14251.75 | ANE MAERSK | Germany | Hamburg | Khalifa port | 2024-07-18 | 2024-08-23 | [11 empty] | 2024-09-03 |  |  | CASE_LIST |  | 1 | site | SHU | 2024-09-03 | site | 0 | 1 | 1 | 2 | 2.16 | 0 | 2.16 | SIEMENS(SIM) |  | 1 | 1 | 0 | 1 | Flow 1: Port → Site | SHU | SIEMENS
334 | 477QGP51784103 / PS04 / 45184059 | HVDC-ADOPT-SIM-0009-1B | SHU | SCT-19LT-PRC-PO-004 | 13OP-03028.P.01.-128 | 1 | Outdoor | Cu bar | 318 | 68 | 81 | 1.7515 | 675 | 848 | Non Stackable | 8535 2900 | USD | 14251.75 | ANE MAERSK | Germany | Hamburg | Khalifa port | 2024-07-18 | 2024-08-23 | [11 empty] | 2024-09-03 |  |  | CASE_LIST |  | 1 | site | SHU | 2024-09-03 | site | 0 | 1 | 1 | 2 | 2.16 | 0 | 2.16 | SIEMENS(SIM) |  | 1 | 1 | 0 | 1 | Flow 1: Port → Site | SHU | SIEMENS
335 | 477QGP51784103 / PS04 / 45184059 | HVDC-ADOPT-SIM-0009-1B | SHU | SCT-19LT-PRC-PO-004 | 13OP-03028.P.01.-129 | 1 | Outdoor | DIN 59753_SF-CuF22, Cu bar | 538 | 38 | 51 | 1.0426 | 171 | 314 | Non Stackable | 8535 2900 | USD | 14251.75 | ANE MAERSK | Germany | Hamburg | Khalifa port | 2024-07-18 | 2024-08-23 | [11 empty] | 2024-09-03 |  |  | CASE_LIST |  | 1 | site | SHU | 2024-09-03 | site | 0 | 1 | 1 | 2 | 2.04 | 0 | 2.04 | SIEMENS(SIM) |  | 1 | 1 | 0 | 1 | Flow 1: Port → Site | SHU | SIEMENS
336 | 477QGP51784103 / PS04 / 45184059 | HVDC-ADOPT-SIM-0009-1B | SHU | SCT-19LT-PRC-PO-004 | 13OP-03028.P.01.-131 | 1 | Outdoor | accessories,consumables for GIS assembly | 208 | 38 | 51 | 0.4031 | 171 | 314 | Non Stackable | 8535 2900 | USD | 14251.75 | ANE MAERSK | Germany | Hamburg | Khalifa port | 2024-07-18 | 2024-08-23 | [11 empty] | 2024-09-03 |  |  | CASE_LIST |  | 1 | site | SHU | 2024-09-03 | site | 0 | 1 | 1 | 2 | 0.79 | 0 | 0.79 | SIEMENS(SIM) |  | 1 | 1 | 0 | 1 | Flow 1: Port → Site | SHU | SIEMENS
337 | 477QGP51784103 / PS04 / 45184059 | HVDC-ADOPT-SIM-0009-1B | SHU | SCT-19LT-PRC-PO-004 | 13OP-03028.P.01.-141 | 1 | Outdoor | Bracket | 47 | 37 | 27 | 0.046953 | 14.5 | 19.5 | Non Stackable | 8535 2900 | USD | 14251.75 | ANE MAERSK | Germany | Hamburg | Khalifa port | 2024-07-18 | 2024-08-23 | [11 empty] | 2024-09-03 |  |  | CASE_LIST |  | 1 | site | SHU | 2024-09-03 | site | 0 | 1 | 1 | 2 | 0.17 | 0 | 0.17 | SIEMENS(SIM) |  | 1 | 1 | 0 | 1 | Flow 1: Port → Site | SHU | SIEMENS
338 | 477QGP51784103 / PS04 / 45184059 | HVDC-ADOPT-SIM-0009-1B | SHU | SCT-19LT-PRC-PO-004 | 13OP-03028.P.01.-250 | 1 | Outdoor | accessories,consumables for GIS assembly | 47 | 37 | 27 | 0.046953 | 8.5 | 13.5 | Non Stackable | 8535 2900 | USD | 14251.75 | ANE MAERSK | Germany | Hamburg | Khalifa port | 2024-07-18 | 2024-08-23 | [11 empty] | 2024-09-03 |  |  | CASE_LIST |  | 1 | site | SHU | 2024-09-03 | site | 0 | 1 | 1 | 2 | 0.17 | 0 | 0.17 | SIEMENS(SIM) |  | 1 | 1 | 0 | 1 | Flow 1: Port → Site | SHU | SIEMENS
339 | 477QGP51784103 / PS04 / 45184059 | HVDC-ADOPT-SIM-0009-1B | SHU | SCT-19LT-PRC-PO-004 | 13OP-03028.P.01.-284 | 1 | Outdoor | Sign Bracket | 47 | 37 | 37 | 0.064343 | 25 | 32 | Non Stackable | 8535 2900 | USD | 14251.75 | ANE MAERSK | Germany | Hamburg | Khalifa port | 2024-07-18 | 2024-08-23 | [11 empty] | 2024-09-03 |  |  | CASE_LIST |  | 1 | site | SHU | 2024-09-03 | site | 0 | 1 | 1 | 2 | 0.17 | 0 | 0.17 | SIEMENS(SIM) |  | 1 | 1 | 0 | 1 | Flow 1: Port → Site | SHU | SIEMENS
238 | 477QGP51784018 / PS04 / 45184058 | HVDC-ADOPT-SIM-0009-1A | SHU | SCT-19LT-PRC-PO-004 | 13OP-03028.P.01.-025 | 1 | Outdoor | Voltage transformer | 133.2 | 117.2 | 180.8 | 2.8225 | 435 | 615 | Non Stackable | 8535 2900 | USD | 63715.85 | ANE MAERSK | Germany | Hamburg | Khalifa port | 2024-07-18 | 2024-08-23 | [11 empty] | 2024-09-03 |  |  | CASE_LIST |  | 1 | site | SHU | 2024-09-03 | site | 0 | 1 | 1 | 2 | 1.56 | 0 | 1.56 | SIEMENS(SIM) |  | 1 | 1 | 0 | 1 | Flow 1: Port → Site | SHU | SIEMENS
239 | 477QGP51784018 / PS04 / 45184058 | HVDC-ADOPT-SIM-0009-1A | SHU | SCT-19LT-PRC-PO-004 | 13OP-03028.P.01.-026 | 1 | Outdoor | Voltage transformer | 133.2 | 117.2 | 180.8 | 2.8225 | 435 | 615 | Non Stackable | 8535 2900 | USD | 63715.85 | ANE MAERSK | Germany | Hamburg | Khalifa port | 2024-07-18 | 2024-08-23 | [11 empty] | 2024-09-03 |  |  | CASE_LIST |  | 1 | site | SHU | 2024-09-03 | site | 0 | 1 | 1 | 2 | 1.56 | 0 | 1.56 | SIEMENS(SIM) |  | 1 | 1 | 0 | 1 | Flow 1: Port → Site | SHU | SIEMENS
240 | 477QGP51784018 / PS04 / 45184058 | HVDC-ADOPT-SIM-0009-1A | SHU | SCT-19LT-PRC-PO-004 | 13OP-03028.P.01.-027 | 1 | Outdoor | Voltage transformer | 133.2 | 117.2 | 180.8 | 2.8225 | 435 | 615 | Non Stackable | 8535 2900 | USD | 63715.85 | ANE MAERSK | Germany | Hamburg | Khalifa port | 2024-07-18 | 2024-08-23 | [11 empty] | 2024-09-03 |  |  | CASE_LIST |  | 1 | site | SHU | 2024-09-03 | site | 0 | 1 | 1 | 2 | 1.56 | 0 | 1.56 | SIEMENS(SIM) |  | 1 | 1 | 0 | 1 | Flow 1: Port → Site | SHU | SIEMENS
241 | 477QGP51784018 / PS04 / 45184058 | HVDC-ADOPT-SIM-0009-1A | SHU | SCT-19LT-PRC-PO-004 | 13OP-03028.P.01.-028 | 1 | Outdoor | Voltage transformer | 133.2 | 117.2 | 180.8 | 2.8225 | 435 | 615 | Non Stackable | 8535 2900 | USD | 63715.85 | ANE MAERSK | Germany | Hamburg | Khalifa port | 2024-07-18 | 2024-08-23 | [11 empty] | 2024-09-03 |  |  | CASE_LIST |  | 1 | site | SHU | 2024-09-03 | site | 0 | 1 | 1 | 2 | 1.56 | 0 | 1.56 | SIEMENS(SIM) |  | 1 | 1 | 0 | 1 | Flow 1: Port → Site | SHU | SIEMENS
242 | 477QGP51784018 / PS04 / 45184058 | HVDC-ADOPT-SIM-0009-1A | SHU | SCT-19LT-PRC-PO-004 | 13OP-03028.P.01.-031 | 1 | Outdoor | Voltage transformer | 133.2 | 117.2 | 180.8 | 2.8225 | 435 | 615 | Non Stackable | 8535 2900 | USD | 63715.85 | ANE MAERSK | Germany | Hamburg | Khalifa port | 2024-07-18 | 2024-08-23 | [11 empty] | 2024-09-03 |  |  | CASE_LIST |  | 1 | site | SHU | 2024-09-03 | site | 0 | 1 | 1 | 2 | 1.56 | 0 | 1.56 | SIEMENS(SIM) |  | 1 | 1 | 0 | 1 | Flow 1: Port → Site | SHU | SIEMENS
243 | 477QGP51784018 / PS04 / 45184058 | HVDC-ADOPT-SIM-0009-1A | SHU | SCT-19LT-PRC-PO-004 | 13OP-03028.P.01.-032 | 1 | Outdoor | Voltage transformer | 133.2 | 117.2 | 180.8 | 2.8225 | 435 | 615 | Non Stackable | 8535 2900 | USD | 63715.85 | ANE MAERSK | Germany | Hamburg | Khalifa port | 2024-07-18 | 2024-08-23 | [11 empty] | 2024-09-03 |  |  | CASE_LIST |  | 1 | site | SHU | 2024-09-03 | site | 0 | 1 | 1 | 2 | 1.56 | 0 | 1.56 | SIEMENS(SIM) |  | 1 | 1 | 0 | 1 | Flow 1: Port → Site | SHU | SIEMENS
244 | 477QGP51784018 / PS04 / 45184058 | HVDC-ADOPT-SIM-0009-1A | SHU | SCT-19LT-PRC-PO-004 | 13OP-03028.P.01.-033 | 1 | Outdoor | Voltage transformer | 133.2 | 117.2 | 180.8 | 2.8225 | 435 | 615 | Non Stackable | 8535 2900 | USD | 63715.85 | ANE MAERSK | Germany | Hamburg | Khalifa port | 2024-07-18 | 2024-08-23 | [11 empty] | 2024-09-03 |  |  | CASE_LIST |  | 1 | site | SHU | 2024-09-03 | site | 0 | 1 | 1 | 2 | 1.56 | 0 | 1.56 | SIEMENS(SIM) |  | 1 | 1 | 0 | 1 | Flow 1: Port → Site | SHU | SIEMENS
245 | 477QGP51784018 / PS04 / 45184058 | HVDC-ADOPT-SIM-0009-1A | SHU | SCT-19LT-PRC-PO-004 | 13OP-03028.P.01.-034 | 1 | Outdoor | Voltage transformer | 133.2 | 117.2 | 180.8 | 2.8225 | 435 | 615 | Non Stackable | 8535 2900 | USD | 63715.85 | ANE MAERSK | Germany | Hamburg | Khalifa port | 2024-07-18 | 2024-08-23 | [11 empty] | 2024-09-03 |  |  | CASE_LIST |  | 1 | site | SHU | 2024-09-03 | site | 0 | 1 | 1 | 2 | 1.56 | 0 | 1.56 | SIEMENS(SIM) |  | 1 | 1 | 0 | 1 | Flow 1: Port → Site | SHU | SIEMENS
246 | 477QGP51784018 / PS04 / 45184058 | HVDC-ADOPT-SIM-0009-1A | SHU | SCT-19LT-PRC-PO-004 | 13OP-03028.P.01.-071 | 1 | Outdoor | Circuit Breaker | 509.2 | 223.2 | 336.8 | 38.2785 | 2900 | 4077 | Non Stackable | 8535 2900 | USD | 63715.85 | ANE MAERSK | Germany | Hamburg | Khalifa port | 2024-07-18 | 2024-08-23 | [11 empty] | 2024-09-03 |  |  | CASE_LIST |  | 1 | site | SHU | 2024-09-03 | site | 0 | 1 | 1 | 2 | 11.37 | 0 | 11.37 | SIEMENS(SIM) |  | 1 | 1 | 0 | 1 | Flow 1: Port → Site | SHU | SIEMENS
247 | 477QGP51784018 / PS04 / 45184058 | HVDC-ADOPT-SIM-0009-1A | SHU | SCT-19LT-PRC-PO-004 | 13OP-03028.P.01.-072 | 1 | Outdoor | Circuit Breaker | 509.2 | 223.2 | 336.8 | 38.2785 | 2900 | 4077 | Non Stackable | 8535 2900 | USD | 63715.85 | ANE MAERSK | Germany | Hamburg | Khalifa port | 2024-07-18 | 2024-08-23 | [11 empty] | 2024-09-03 |  |  | CASE_LIST |  | 1 | site | SHU | 2024-09-03 | site | 0 | 1 | 1 | 2 | 11.37 | 0 | 11.37 | SIEMENS(SIM) |  | 1 | 1 | 0 | 1 | Flow 1: Port → Site | SHU | SIEMENS
248 | 477QGP51784018 / PS04 / 45184058 | HVDC-ADOPT-SIM-0009-1A | SHU | SCT-19LT-PRC-PO-004 | 13OP-03028.P.01.-073 | 1 | Outdoor | Circuit Breaker | 509.2 | 223.2 | 336.8 | 38.2785 | 2900 | 4077 | Non Stackable | 8535 2900 | USD | 63715.85 | ANE MAERSK | Germany | Hamburg | Khalifa port | 2024-07-18 | 2024-08-23 | [11 empty] | 2024-09-03 |  |  | CASE_LIST |  | 1 | site | SHU | 2024-09-03 | site | 0 | 1 | 1 | 2 | 11.37 | 0 | 11.37 | SIEMENS(SIM) |  | 1 | 1 | 0 | 1 | Flow 1: Port → Site | SHU | SIEMENS
249 | 477QGP51784018 / PS04 / 45184058 | HVDC-ADOPT-SIM-0009-1A | SHU | SCT-19LT-PRC-PO-004 | 13OP-03028.P.01.-076 | 1 | Outdoor | Circuit Breaker | 509.2 | 223.2 | 336.8 | 38.2785 | 2900 | 4077 | Non Stackable | 8535 2900 | USD | 63715.85 | ANE MAERSK | Germany | Hamburg | Khalifa port | 2024-07-18 | 2024-08-23 | [11 empty] | 2024-09-03 |  |  | CASE_LIST |  | 1 | site | SHU | 2024-09-03 | site | 0 | 1 | 1 | 2 | 11.37 | 0 | 11.37 | SIEMENS(SIM) |  | 1 | 1 | 0 | 1 | Flow 1: Port → Site | SHU | SIEMENS
250 | 477QGP51784018 / PS04 / 45184058 | HVDC-ADOPT-SIM-0009-1A | SHU | SCT-19LT-PRC-PO-004 | 13OP-03028.P.01.-104 | 1 | Outdoor | Connection Module Active | 497.2 | 237.2 | 174.8 | 20.6152 | 1000 | 1837 | Non Stackable | 8535 2900 | USD | 63715.85 | ANE MAERSK | Germany | Hamburg | Khalifa port | 2024-07-18 | 2024-08-23 | [11 empty] | 2024-09-03 |  |  | CASE_LIST |  | 1 | site | SHU | 2024-09-03 | site | 0 | 1 | 1 | 2 | 11.79 | 0 | 11.79 | SIEMENS(SIM) |  | 1 | 1 | 0 | 1 | Flow 1: Port → Site | SHU | SIEMENS
251 | 477QGP51784018 / PS04 / 45184058 | HVDC-ADOPT-SIM-0009-1A | SHU | SCT-19LT-PRC-PO-004 | 13OP-03028.P.01.-035 | 1 | Outdoor | Voltage transformer | 133.2 | 117.2 | 180.8 | 2.8225 | 435 | 615 | Non Stackable | 8535 2900 | USD | 63715.85 | ANE MAERSK | Germany | Hamburg | Khalifa port | 2024-07-18 | 2024-08-23 | [11 empty] | 2024-09-03 |  |  | CASE_LIST |  | 1 | site | SHU | 2024-09-03 | site | 0 | 1 | 1 | 2 | 1.56 | 0 | 1.56 | SIEMENS(SIM) |  | 1 | 1 | 0 | 1 | Flow 1: Port → Site | SHU | SIEMENS
252 | 477QGP51784018 / PS04 / 45184058 | HVDC-ADOPT-SIM-0009-1A | SHU | SCT-19LT-PRC-PO-004 | 13OP-03028.P.01.-036 | 1 | Outdoor | Voltage transformer | 133.2 | 117.2 | 180.8 | 2.8225 | 435 | 615 | Non Stackable | 8535 2900 | USD | 63715.85 | ANE MAERSK | Germany | Hamburg | Khalifa port | 2024-07-18 | 2024-08-23 | [11 empty] | 2024-09-03 |  |  | CASE_LIST |  | 1 | site | SHU | 2024-09-03 | site | 0 | 1 | 1 | 2 | 1.56 | 0 | 1.56 | SIEMENS(SIM) |  | 1 | 1 | 0 | 1 | Flow 1: Port → Site | SHU | SIEMENS
253 | 477QGP51784018 / PS04 / 45184058 | HVDC-ADOPT-SIM-0009-1A | SHU | SCT-19LT-PRC-PO-004 | 13OP-03028.P.01.-029 | 1 | Outdoor | Voltage transformer | 133.2 | 117.2 | 180.8 | 2.8225 | 435 | 615 | Non Stackable | 8535 2900 | USD | 63715.85 | ANE MAERSK | Germany | Hamburg | Khalifa port | 2024-07-18 | 2024-08-23 | [11 empty] | 2024-09-03 |  |  | CASE_LIST |  | 1 | site | SHU | 2024-09-03 | site | 0 | 1 | 1 | 2 | 1.56 | 0 | 1.56 | SIEMENS(SIM) |  | 1 | 1 | 0 | 1 | Flow 1: Port → Site | SHU | SIEMENS
254 | 477QGP51784018 / PS04 / 45184058 | HVDC-ADOPT-SIM-0009-1A | SHU | SCT-19LT-PRC-PO-004 | 13OP-03028.P.01.-037 | 1 | Outdoor | Voltage transformer | 133.2 | 117.2 | 180.8 | 2.8225 | 435 | 615 | Non Stackable | 8535 2900 | USD | 63715.85 | ANE MAERSK | Germany | Hamburg | Khalifa port | 2024-07-18 | 2024-08-23 | [11 empty] | 2024-09-03 |  |  | CASE_LIST |  | 1 | site | SHU | 2024-09-03 | site | 0 | 1 | 1 | 2 | 1.56 | 0 | 1.56 | SIEMENS(SIM) |  | 1 | 1 | 0 | 1 | Flow 1: Port → Site | SHU | SIEMENS
255 | 477QGP51784018 / PS04 / 45184058 | HVDC-ADOPT-SIM-0009-1A | SHU | SCT-19LT-PRC-PO-004 | 13OP-03028.P.01.-038 | 1 | Outdoor | Voltage transformer | 133.2 | 117.2 | 180.8 | 2.8225 | 435 | 615 | Non Stackable | 8535 2900 | USD | 63715.85 | ANE MAERSK | Germany | Hamburg | Khalifa port | 2024-07-18 | 2024-08-23 | [11 empty] | 2024-09-03 |  |  | CASE_LIST |  | 1 | site | SHU | 2024-09-03 | site | 0 | 1 | 1 | 2 | 1.56 | 0 | 1.56 | SIEMENS(SIM) |  | 1 | 1 | 0 | 1 | Flow 1: Port → Site | SHU | SIEMENS
256 | 477QGP51784018 / PS04 / 45184058 | HVDC-ADOPT-SIM-0009-1A | SHU | SCT-19LT-PRC-PO-004 | 13OP-03028.P.01.-039 | 1 | Outdoor | Voltage transformer | 133.2 | 117.2 | 180.8 | 2.8225 | 435 | 615 | Non Stackable | 8535 2900 | USD | 63715.85 | ANE MAERSK | Germany | Hamburg | Khalifa port | 2024-07-18 | 2024-08-23 | [11 empty] | 2024-09-03 |  |  | CASE_LIST |  | 1 | site | SHU | 2024-09-03 | site | 0 | 1 | 1 | 2 | 1.56 | 0 | 1.56 | SIEMENS(SIM) |  | 1 | 1 | 0 | 1 | Flow 1: Port → Site | SHU | SIEMENS
257 | 477QGP51784018 / PS04 / 45184058 | HVDC-ADOPT-SIM-0009-1A | SHU | SCT-19LT-PRC-PO-004 | 13OP-03028.P.01.-040 | 1 | Outdoor | Voltage transformer | 133.2 | 117.2 | 180.8 | 2.8225 | 435 | 615 | Non Stackable | 8535 2900 | USD | 63715.85 | ANE MAERSK | Germany | Hamburg | Khalifa port | 2024-07-18 | 2024-08-23 | [11 empty] | 2024-09-03 |  |  | CASE_LIST |  | 1 | site | SHU | 2024-09-03 | site | 0 | 1 | 1 | 2 | 1.56 | 0 | 1.56 | SIEMENS(SIM) |  | 1 | 1 | 0 | 1 | Flow 1: Port → Site | SHU | SIEMENS
258 | 477QGP51784018 / PS04 / 45184058 | HVDC-ADOPT-SIM-0009-1A | SHU | SCT-19LT-PRC-PO-004 | 13OP-03028.P.01.-030 | 1 | Outdoor | Voltage transformer | 133.2 | 117.2 | 180.8 | 2.8225 | 435 | 615 | Non Stackable | 8535 2900 | USD | 63715.85 | ANE MAERSK | Germany | Hamburg | Khalifa port | 2024-07-18 | 2024-08-23 | [11 empty] | 2024-09-03 |  |  | CASE_LIST |  | 1 | site | SHU | 2024-09-03 | site | 0 | 1 | 1 | 2 | 1.56 | 0 | 1.56 | SIEMENS(SIM) |  | 1 | 1 | 0 | 1 | Flow 1: Port → Site | SHU | SIEMENS
259 | 477QGP51784018 / PS04 / 45184058 | HVDC-ADOPT-SIM-0009-1A | SHU | SCT-19LT-PRC-PO-004 | 13OP-03028.P.01.-096 | 1 | Outdoor | Connection Module Active | 507.2 | 267.2 | 194.8 | 26.4 | 1050 | 2019 | Non Stackable | 8535 2900 | USD | 63715.85 | ANE MAERSK | Germany | Hamburg | Khalifa port | 2024-07-18 | 2024-08-23 | [11 empty] | 2024-09-03 |  |  | CASE_LIST |  | 1 | site | SHU | 2024-09-03 | site | 0 | 1 | 1 | 2 | 13.55 | 0 | 13.55 | SIEMENS(SIM) |  | 1 | 1 | 0 | 1 | Flow 1: Port → Site | SHU | SIEMENS
260 | 477QGP51784018 / PS04 / 45184058 | HVDC-ADOPT-SIM-0009-1A | SHU | SCT-19LT-PRC-PO-004 | 13OP-03028.P.01.-109 | 1 | Outdoor | Connection Module Active | 447.2 | 237.2 | 174.8 | 18.5421 | 855 | 1592 | Non Stackable | 8535 2900 | USD | 63715.85 | ANE MAERSK | Germany | Hamburg | Khalifa port | 2024-07-18 | 2024-08-23 | [11 empty] | 2024-09-03 |  |  | CASE_LIST |  | 1 | site | SHU | 2024-09-03 | site | 0 | 1 | 1 | 2 | 10.61 | 0 | 10.61 | SIEMENS(SIM) |  | 1 | 1 | 0 | 1 | Flow 1: Port → Site | SHU | SIEMENS
261 | 477QGP51784018 / PS04 / 45184058 | HVDC-ADOPT-SIM-0009-1A | SHU | SCT-19LT-PRC-PO-004 | 13OP-03028.P.01.-074 | 1 | Outdoor | Circuit Breaker | 509.2 | 223.2 | 336.8 | 38.2785 | 2900 | 4077 | Non Stackable | 8535 2900 | USD | 63715.85 | ANE MAERSK | Germany | Hamburg | Khalifa port | 2024-07-18 | 2024-08-23 | [11 empty] | 2024-09-03 |  |  | CASE_LIST |  | 1 | site | SHU | 2024-09-03 | site | 0 | 1 | 1 | 2 | 11.37 | 0 | 11.37 | SIEMENS(SIM) |  | 1 | 1 | 0 | 1 | Flow 1: Port → Site | SHU | SIEMENS
262 | 477QGP51784018 / PS04 / 45184058 | HVDC-ADOPT-SIM-0009-1A | SHU | SCT-19LT-PRC-PO-004 | 13OP-03028.P.01.-075 | 1 | Outdoor | Circuit Breaker | 509.2 | 223.2 | 336.8 | 38.2785 | 2900 | 4077 | Non Stackable | 8535 2900 | USD | 63715.85 | ANE MAERSK | Germany | Hamburg | Khalifa port | 2024-07-18 | 2024-08-23 | [11 empty] | 2024-09-03 |  |  | CASE_LIST |  | 1 | site | SHU | 2024-09-03 | site | 0 | 1 | 1 | 2 | 11.37 | 0 | 11.37 | SIEMENS(SIM) |  | 1 | 1 | 0 | 1 | Flow 1: Port → Site | SHU | SIEMENS
263 | 477QGP51784018 / PS04 / 45184058 | HVDC-ADOPT-SIM-0009-1A | SHU | SCT-19LT-PRC-PO-004 | 13OP-03028.P.01.-153 | 1 | Outdoor | Connection Module Active | 471.2 | 257.2 | 188.8 | 22.8812 | 900 | 1824 | Non Stackable | 8535 2900 | USD | 63715.85 | ANE MAERSK | Germany | Hamburg | Khalifa port | 2024-07-18 | 2024-08-23 | [11 empty] | 2024-09-03 |  |  | CASE_LIST |  | 1 | site | SHU | 2024-09-03 | site | 0 | 1 | 1 | 2 | 12.12 | 0 | 12.12 | SIEMENS(SIM) |  | 1 | 1 | 0 | 1 | Flow 1: Port → Site | SHU | SIEMENS
264 | 477QGP51784018 / PS04 / 45184058 | HVDC-ADOPT-SIM-0009-1A | SHU | SCT-19LT-PRC-PO-004 | 13OP-03028.P.01.-165 | 1 | Outdoor | Connection Module Active | 437.2 | 267.2 | 176.8 | 20.6537 | 840 | 1671 | Non Stackable | 8535 2900 | USD | 63715.85 | ANE MAERSK | Germany | Hamburg | Khalifa port | 2024-07-18 | 2024-08-23 | [11 empty] | 2024-09-03 |  |  | CASE_LIST |  | 1 | site | SHU | 2024-09-03 | site | 0 | 1 | 1 | 2 | 11.68 | 0 | 11.68 | SIEMENS(SIM) |  | 1 | 1 | 0 | 1 | Flow 1: Port → Site | SHU | SIEMENS
265 | 477QGP51784018 / PS04 / 45184058 | HVDC-ADOPT-SIM-0009-1A | SHU | SCT-19LT-PRC-PO-004 | 13OP-03028.P.01.-160 | 1 | Outdoor | Connection Module Active | 417.2 | 257.2 | 184.8 | 19.8298 | 920 | 1679 | Non Stackable | 8535 2900 | USD | 63715.85 | ANE MAERSK | Germany | Hamburg | Khalifa port | 2024-07-18 | 2024-08-23 | [11 empty] | 2024-09-03 |  |  | CASE_LIST |  | 1 | site | SHU | 2024-09-03 | site | 0 | 1 | 1 | 2 | 10.73 | 0 | 10.73 | SIEMENS(SIM) |  | 1 | 1 | 0 | 1 | Flow 1: Port → Site | SHU | SIEMENS
266 | 477QGP51784018 / PS04 / 45184058 | HVDC-ADOPT-SIM-0009-1A | SHU | SCT-19LT-PRC-PO-004 | 13OP-03028.P.01.-155 | 1 | Outdoor | Connection Module Active | 461.2 | 257.2 | 178.2 | 21.1382 | 870 | 1759 | Non Stackable | 8535 2900 | USD | 63715.85 | ANE MAERSK | Germany | Hamburg | Khalifa port | 2024-07-18 | 2024-08-23 | [11 empty] | 2024-09-03 |  |  | CASE_LIST |  | 1 | site | SHU | 2024-09-03 | site | 0 | 1 | 1 | 2 | 11.86 | 0 | 11.86 | SIEMENS(SIM) |  | 1 | 1 | 0 | 1 | Flow 1: Port → Site | SHU | SIEMENS
267 | 477QGP51784018 / PS04 / 45184058 | HVDC-ADOPT-SIM-0009-1A | SHU | SCT-19LT-PRC-PO-004 | 13OP-03028.P.01.-161 | 1 | Outdoor | Connection Module Active | 437.2 | 267.2 | 174.8 | 20.4201 | 850 | 1657 | Non Stackable | 8535 2900 | USD | 63715.85 | ANE MAERSK | Germany | Hamburg | Khalifa port | 2024-07-18 | 2024-08-23 | [11 empty] | 2024-09-03 |  |  | CASE_LIST |  | 1 | site | SHU | 2024-09-03 | site | 0 | 1 | 1 | 2 | 11.68 | 0 | 11.68 | SIEMENS(SIM) |  | 1 | 1 | 0 | 1 | Flow 1: Port → Site | SHU | SIEMENS
268 | 477QGP51784018 / PS04 / 45184058 | HVDC-ADOPT-SIM-0009-1A | SHU | SCT-19LT-PRC-PO-004 | 13OP-03028.P.01.-148 | 1 | Outdoor | Connection Module Active | 497.2 | 267.2 | 166.8 | 22.1597 | 985 | 1902 | Non Stackable | 8535 2900 | USD | 63715.85 | ANE MAERSK | Germany | Hamburg | Khalifa port | 2024-07-18 | 2024-08-23 | [11 empty] | 2024-09-03 |  |  | CASE_LIST |  | 1 | site | SHU | 2024-09-03 | site | 0 | 1 | 1 | 2 | 13.29 | 0 | 13.29 | SIEMENS(SIM) |  | 1 | 1 | 0 | 1 | Flow 1: Port → Site | SHU | SIEMENS
269 | 477QGP51784018 / PS04 / 45184058 | HVDC-ADOPT-SIM-0009-1A | SHU | SCT-19LT-PRC-PO-004 | 13OP-03028.P.01.-149 | 1 | Outdoor | Connection Module Active | 507.2 | 267.2 | 206.8 | 28.0263 | 1050 | 2049 | Non Stackable | 8535 2900 | USD | 63715.85 | ANE MAERSK | Germany | Hamburg | Khalifa port | 2024-07-18 | 2024-08-23 | [11 empty] | 2024-09-03 |  |  | CASE_LIST |  | 1 | site | SHU | 2024-09-03 | site | 0 | 1 | 1 | 2 | 13.55 | 0 | 13.55 | SIEMENS(SIM) |  | 1 | 1 | 0 | 1 | Flow 1: Port → Site | SHU | SIEMENS
270 | 477QGP51784018 / PS04 / 45184058 | HVDC-ADOPT-SIM-0009-1A | SHU | SCT-19LT-PRC-PO-004 | 13OP-03028.P.01.-150 | 1 | Outdoor | Connection Module Active | 507.2 | 257.2 | 176.8 | 23.0639 | 980 | 1895 | Non Stackable | 8535 2900 | USD | 63715.85 | ANE MAERSK | Germany | Hamburg | Khalifa port | 2024-07-18 | 2024-08-23 | [11 empty] | 2024-09-03 |  |  | CASE_LIST |  | 1 | site | SHU | 2024-09-03 | site | 0 | 1 | 1 | 2 | 13.05 | 0 | 13.05 | SIEMENS(SIM) |  | 1 | 1 | 0 | 1 | Flow 1: Port → Site | SHU | SIEMENS
271 | 477QGP51784018 / PS04 / 45184058 | HVDC-ADOPT-SIM-0009-1A | SHU | SCT-19LT-PRC-PO-004 | 13OP-03028.P.01.-162 | 1 | Outdoor | Connection Module Active | 447.2 | 257.2 | 184.8 | 21.2557 | 840 | 1642 | Non Stackable | 8535 2900 | USD | 63715.85 | ANE MAERSK | Germany | Hamburg | Khalifa port | 2024-07-18 | 2024-08-23 | [11 empty] | 2024-09-03 |  |  | CASE_LIST |  | 1 | site | SHU | 2024-09-03 | site | 0 | 1 | 1 | 2 | 11.5 | 0 | 11.5 | SIEMENS(SIM) |  | 1 | 1 | 0 | 1 | Flow 1: Port → Site | SHU | SIEMENS
272 | 477QGP51784018 / PS04 / 45184058 | HVDC-ADOPT-SIM-0009-1A | SHU | SCT-19LT-PRC-PO-004 | 13OP-03028.P.01.-163 | 1 | Outdoor | Connection Module Active | 477.2 | 257.2 | 184.8 | 22.6816 | 915 | 1755 | Non Stackable | 8535 2900 | USD | 63715.85 | ANE MAERSK | Germany | Hamburg | Khalifa port | 2024-07-18 | 2024-08-23 | [11 empty] | 2024-09-03 |  |  | CASE_LIST |  | 1 | site | SHU | 2024-09-03 | site | 0 | 1 | 1 | 2 | 12.27 | 0 | 12.27 | SIEMENS(SIM) |  | 1 | 1 | 0 | 1 | Flow 1: Port → Site | SHU | SIEMENS
273 | 477QGP51784018 / PS04 / 45184058 | HVDC-ADOPT-SIM-0009-1A | SHU | SCT-19LT-PRC-PO-004 | 13OP-03028.P.01.-216 | 1 | Outdoor | Connection Module Active | 451.2 | 257.2 | 188.8 | 21.91 | 980 | 1897 | Non Stackable | 8535 2900 | USD | 63715.85 | ANE MAERSK | Germany | Hamburg | Khalifa port | 2024-07-18 | 2024-08-23 | [11 empty] | 2024-09-03 |  |  | CASE_LIST |  | 1 | site | SHU | 2024-09-03 | site | 0 | 1 | 1 | 2 | 11.6 | 0 | 11.6 | SIEMENS(SIM) |  | 1 | 1 | 0 | 1 | Flow 1: Port → Site | SHU | SIEMENS
274 | 477QGP51784018 / PS04 / 45184058 | HVDC-ADOPT-SIM-0009-1A | SHU | SCT-19LT-PRC-PO-004 | 13OP-03028.P.01.-286 | 1 | Outdoor | Steel Support | 210 | 110 | 140 | 3.234 | 1722 | 1722 | Non Stackable | 8535 2900 | USD | 63715.85 | ANE MAERSK | Germany | Hamburg | Khalifa port | 2024-07-18 | 2024-08-23 | [11 empty] | 2024-09-03 |  |  | CASE_LIST |  | 1 | site | SHU | 2024-09-03 | site | 0 | 1 | 1 | 2 | 2.31 | 0 | 2.31 | SIEMENS(SIM) |  | 1 | 1 | 0 | 1 | Flow 1: Port → Site | SHU | SIEMENS
275 | 477QGP51784018 / PS04 / 45184058 | HVDC-ADOPT-SIM-0009-1A | SHU | SCT-19LT-PRC-PO-004 | 13OP-03028.P.01.-292 | 1 | Outdoor | Steel Support | 130 | 110 | 92 | 1.3156 | 1044 | 1044 | Non Stackable | 8535 2900 | USD | 63715.85 | ANE MAERSK | Germany | Hamburg | Khalifa port | 2024-07-18 | 2024-08-23 | [11 empty] | 2024-09-03 |  |  | CASE_LIST |  | 1 | site | SHU | 2024-09-03 | site | 0 | 1 | 1 | 2 | 1.43 | 0 | 1.43 | SIEMENS(SIM) |  | 1 | 1 | 0 | 1 | Flow 1: Port → Site | SHU | SIEMENS
195 | TSM/PL/J012/24/SR5 | HVDC-ADOPT-SIM-0008 | DAS | 4512054443 | Package#01 | 1 | Indoor | 132kV BBP&BFP -1 (=E00+R01) | 90 | 92 | 238 | 1.9706 | 500 | 500 | Non Stackable |  |  |  | Land Transport | UAE | Vendor Shop | DSV | 2024-05-29 | 2024-05-30 | [12 empty] | 2025-04-24 |  | CASE_LIST |  | 1 | site | DAS | 2025-04-24 | site | 0 | 1 | 1 | 2 | 0.83 | 0 | 0.83 | SIEMENS(SIM) |  | 1 | 1 | 0 | 1 | Flow 1: Port → Site | DAS | SIEMENS
196 | TSM/PL/J012/24/SR5 | HVDC-ADOPT-SIM-0008 | DAS | 4512054443 | Package#02 | 1 | Indoor | 132kV BBP&BFP -2 (=E00+R02) | 90 | 92 | 238 | 1.9706 | 500 | 500 | Non Stackable |  |  |  | Land Transport | UAE | Vendor Shop | DSV | 2024-05-29 | 2024-05-30 | [12 empty] | 2025-04-24 |  | CASE_LIST |  | 1 | site | DAS | 2025-04-24 | site | 0 | 1 | 1 | 2 | 0.83 | 0 | 0.83 | SIEMENS(SIM) |  | 1 | 1 | 0 | 1 | Flow 1: Port → Site | DAS | SIEMENS
197 | TSM/PL/J012/24/SR5 | HVDC-ADOPT-SIM-0008 | DAS | 4512054443 | Package#03 | 1 | Indoor | 132kV BBP&BFP -3 (=E00+R03) | 90 | 92 | 238 | 1.9706 | 500 | 500 | Non Stackable |  |  |  | Land Transport | UAE | Vendor Shop | DSV | 2024-05-29 | 2024-05-30 | [12 empty] | 2025-04-24 |  | CASE_LIST |  | 1 | site | DAS | 2025-04-24 | site | 0 | 1 | 1 | 2 | 0.83 | 0 | 0.83 | SIEMENS(SIM) |  | 1 | 1 | 0 | 1 | Flow 1: Port → Site | DAS | SIEMENS
198 | TSM/PL/J012/24/SR5 | HVDC-ADOPT-SIM-0008 | DAS | 4512054443 | Package#04 | 1 | Indoor | 132kV BBP&BFP -4 (=E00+R04) | 90 | 92 | 238 | 1.9706 | 500 | 500 | Non Stackable |  |  |  | Land Transport | UAE | Vendor Shop | DSV | 2024-05-29 | 2024-05-30 | [12 empty] | 2025-04-24 |  | CASE_LIST |  | 1 | site | DAS | 2025-04-24 | site | 0 | 1 | 1 | 2 | 0.83 | 0 | 0.83 | SIEMENS(SIM) |  | 1 | 1 | 0 | 1 | Flow 1: Port → Site | DAS | SIEMENS
199 | TSM/PL/J012/24/SR5 | HVDC-ADOPT-SIM-0008 | DAS | 4512054443 | Package#05 | 1 | Indoor | 132kV BBP&BFP -5 (=E00+R05) | 90 | 92 | 238 | 1.9706 | 500 | 500 | Non Stackable |  |  |  | Land Transport | UAE | Vendor Shop | DSV | 2024-05-29 | 2024-05-30 | [12 empty] | 2025-04-24 |  | CASE_LIST |  | 1 | site | DAS | 2025-04-24 | site | 0 | 1 | 1 | 2 | 0.83 | 0 | 0.83 | SIEMENS(SIM) |  | 1 | 1 | 0 | 1 | Flow 1: Port → Site | DAS | SIEMENS
200 | TSM/PL/J012/24/SR5 | HVDC-ADOPT-SIM-0008 | DAS | 4512054443 | Package#06 | 1 | Indoor | 132kV BBP&BFP -6 (=E00+R06) | 90 | 92 | 238 | 1.9706 | 500 | 500 | Non Stackable |  |  |  | Land Transport | UAE | Vendor Shop | DSV | 2024-05-29 | 2024-05-30 | [12 empty] | 2025-04-24 |  | CASE_LIST |  | 1 | site | DAS | 2025-04-24 | site | 0 | 1 | 1 | 2 | 0.83 | 0 | 0.83 | SIEMENS(SIM) |  | 1 | 1 | 0 | 1 | Flow 1: Port → Site | DAS | SIEMENS
201 | TSM/PL/J012/24/SR5 | HVDC-ADOPT-SIM-0008 | DAS | 4512054443 | Package#07 | 1 | Indoor | 132kV CABLE FEEDER (=E05+R01) | 90 | 92 | 238 | 1.9706 | 500 | 500 | Non Stackable |  |  |  | Land Transport | UAE | Vendor Shop | DSV | 2024-05-29 | 2024-05-30 | [12 empty] | 2025-04-24 |  | CASE_LIST |  | 1 | site | DAS | 2025-04-24 | site | 0 | 1 | 1 | 2 | 0.83 | 0 | 0.83 | SIEMENS(SIM) |  | 1 | 1 | 0 | 1 | Flow 1: Port → Site | DAS | SIEMENS
202 | TSM/PL/J012/24/SR5 | HVDC-ADOPT-SIM-0008 | DAS | 4512054443 | Package#08 | 1 | Indoor | 132kV CABLE FEEDER (=E05+R02) | 90 | 92 | 238 | 1.9706 | 500 | 500 | Non Stackable |  |  |  | Land Transport | UAE | Vendor Shop | DSV | 2024-05-29 | 2024-05-30 | [12 empty] | 2025-04-24 |  | CASE_LIST |  | 1 | site | DAS | 2025-04-24 | site | 0 | 1 | 1 | 2 | 0.83 | 0 | 0.83 | SIEMENS(SIM) |  | 1 | 1 | 0 | 1 | Flow 1: Port → Site | DAS | SIEMENS
203 | TSM/PL/J012/24/SR5 | HVDC-ADOPT-SIM-0008 | DAS | 4512054443 | Package#09 | 1 | Indoor | 132kV CABLE FEEDER (=E06+R01) | 90 | 92 | 238 | 1.9706 | 500 | 500 | Non Stackable |  |  |  | Land Transport | UAE | Vendor Shop | DSV | 2024-05-29 | 2024-05-30 | [12 empty] | 2025-04-24 |  | CASE_LIST |  | 1 | site | DAS | 2025-04-24 | site | 0 | 1 | 1 | 2 | 0.83 | 0 | 0.83 | SIEMENS(SIM) |  | 1 | 1 | 0 | 1 | Flow 1: Port → Site | DAS | SIEMENS
204 | TSM/PL/J012/24/SR5 | HVDC-ADOPT-SIM-0008 | DAS | 4512054443 | Package#10 | 1 | Indoor | 132kV CABLE FEEDER (=E06+R02) | 90 | 92 | 238 | 1.9706 | 500 | 500 | Non Stackable |  |  |  | Land Transport | UAE | Vendor Shop | DSV | 2024-05-29 | 2024-05-30 | [12 empty] | 2025-04-24 |  | CASE_LIST |  | 1 | site | DAS | 2025-04-24 | site | 0 | 1 | 1 | 2 | 0.83 | 0 | 0.83 | SIEMENS(SIM) |  | 1 | 1 | 0 | 1 | Flow 1: Port → Site | DAS | SIEMENS
205 | TSM/PL/J012/24/SR5 | HVDC-ADOPT-SIM-0008 | DAS | 4512054443 | Package#11 | 1 | Indoor | 132kV CABLE FEEDER (=E07+R01) | 90 | 92 | 238 | 1.9706 | 500 | 500 | Non Stackable |  |  |  | Land Transport | UAE | Vendor Shop | DSV | 2024-05-29 | 2024-05-30 | [12 empty] | 2025-04-24 |  | CASE_LIST |  | 1 | site | DAS | 2025-04-24 | site | 0 | 1 | 1 | 2 | 0.83 | 0 | 0.83 | SIEMENS(SIM) |  | 1 | 1 | 0 | 1 | Flow 1: Port → Site | DAS | SIEMENS
206 | TSM/PL/J012/24/SR5 | HVDC-ADOPT-SIM-0008 | DAS | 4512054443 | Package#12 | 1 | Indoor | 132kV CABLE FEEDER (=E07+R02) | 90 | 92 | 238 | 1.9706 | 500 | 500 | Non Stackable |  |  |  | Land Transport | UAE | Vendor Shop | DSV | 2024-05-29 | 2024-05-30 | [12 empty] | 2025-04-24 |  | CASE_LIST |  | 1 | site | DAS | 2025-04-24 | site | 0 | 1 | 1 | 2 | 0.83 | 0 | 0.83 | SIEMENS(SIM) |  | 1 | 1 | 0 | 1 | Flow 1: Port → Site | DAS | SIEMENS
207 | TSM/PL/J012/24/SR5 | HVDC-ADOPT-SIM-0008 | DAS | 4512054443 | Package#13 | 1 | Indoor | 132kV CABLE FEEDER (=E08+R01) | 90 | 92 | 238 | 1.9706 | 500 | 500 | Non Stackable |  |  |  | Land Transport | UAE | Vendor Shop | DSV | 2024-05-29 | 2024-05-30 | [12 empty] | 2025-04-24 |  | CASE_LIST |  | 1 | site | DAS | 2025-04-24 | site | 0 | 1 | 1 | 2 | 0.83 | 0 | 0.83 | SIEMENS(SIM) |  | 1 | 1 | 0 | 1 | Flow 1: Port → Site | DAS | SIEMENS
208 | TSM/PL/J012/24/SR5 | HVDC-ADOPT-SIM-0008 | DAS | 4512054443 | Package#14 | 1 | Indoor | 132kV CABLE FEEDER (=E08+R02) | 90 | 92 | 238 | 1.9706 | 500 | 500 | Non Stackable |  |  |  | Land Transport | UAE | Vendor Shop | DSV | 2024-05-29 | 2024-05-30 | [12 empty] | 2025-04-24 |  | CASE_LIST |  | 1 | site | DAS | 2025-04-24 | site | 0 | 1 | 1 | 2 | 0.83 | 0 | 0.83 | SIEMENS(SIM) |  | 1 | 1 | 0 | 1 | Flow 1: Port → Site | DAS | SIEMENS
209 | TSM/PL/J012/24/SR5 | HVDC-ADOPT-SIM-0008 | DAS | 4512054443 | Package#15 | 1 | Indoor | 132kV TRANSFORMER FDR (=E09+R01) | 90 | 92 | 238 | 1.9706 | 500 | 500 | Non Stackable |  |  |  | Land Transport | UAE | Vendor Shop | DSV | 2024-05-29 | 2024-05-30 | [12 empty] | 2025-04-24 |  | CASE_LIST |  | 1 | site | DAS | 2025-04-24 | site | 0 | 1 | 1 | 2 | 0.83 | 0 | 0.83 | SIEMENS(SIM) |  | 1 | 1 | 0 | 1 | Flow 1: Port → Site | DAS | SIEMENS
210 | TSM/PL/J012/24/SR5 | HVDC-ADOPT-SIM-0008 | DAS | 4512054443 | Package#16 | 1 | Indoor | 132kV BUS COUPLER (=E10+R01) | 90 | 92 | 238 | 1.9706 | 500 | 500 | Non Stackable |  |  |  | Land Transport | UAE | Vendor Shop | DSV | 2024-05-29 | 2024-05-30 | [12 empty] | 2025-04-24 |  | CASE_LIST |  | 1 | site | DAS | 2025-04-24 | site | 0 | 1 | 1 | 2 | 0.83 | 0 | 0.83 | SIEMENS(SIM) |  | 1 | 1 | 0 | 1 | Flow 1: Port → Site | DAS | SIEMENS
211 | TSM/PL/J012/24/SR5 | HVDC-ADOPT-SIM-0008 | DAS | 4512054443 | Package#17 | 1 | Indoor | 132kV CABLE FEEDER (=E11+R01) | 90 | 92 | 238 | 1.9706 | 500 | 500 | Non Stackable |  |  |  | Land Transport | UAE | Vendor Shop | DSV | 2024-05-29 | 2024-05-30 | [12 empty] | 2025-04-24 |  | CASE_LIST |  | 1 | site | DAS | 2025-04-24 | site | 0 | 1 | 1 | 2 | 0.83 | 0 | 0.83 | SIEMENS(SIM) |  | 1 | 1 | 0 | 1 | Flow 1: Port → Site | DAS | SIEMENS
212 | TSM/PL/J012/24/SR5 | HVDC-ADOPT-SIM-0008 | DAS | 4512054443 | Package#18 | 1 | Indoor | 132kV CABLE FEEDER (=E11+R02) | 90 | 92 | 238 | 1.9706 | 500 | 500 | Non Stackable |  |  |  | Land Transport | UAE | Vendor Shop | DSV | 2024-05-29 | 2024-05-30 | [12 empty] | 2025-04-24 |  | CASE_LIST |  | 1 | site | DAS | 2025-04-24 | site | 0 | 1 | 1 | 2 | 0.83 | 0 | 0.83 | SIEMENS(SIM) |  | 1 | 1 | 0 | 1 | Flow 1: Port → Site | DAS | SIEMENS
213 | TSM/PL/J012/24/SR5 | HVDC-ADOPT-SIM-0008 | DAS | 4512054443 | Package#19 | 1 | Indoor | 132kV BUS SECTION (=E12+R01) | 90 | 92 | 238 | 1.9706 | 500 | 500 | Non Stackable |  |  |  | Land Transport | UAE | Vendor Shop | DSV | 2024-05-29 | 2024-05-30 | [12 empty] | 2025-04-24 |  | CASE_LIST |  | 1 | site | DAS | 2025-04-24 | site | 0 | 1 | 1 | 2 | 0.83 | 0 | 0.83 | SIEMENS(SIM) |  | 1 | 1 | 0 | 1 | Flow 1: Port → Site | DAS | SIEMENS
214 | TSM/PL/J012/24/SR5 | HVDC-ADOPT-SIM-0008 | DAS | 4512054443 | Package#20 | 1 | Indoor | 132kV BUS SECTION (=E13+R01) | 90 | 92 | 238 | 1.9706 | 500 | 500 | Non Stackable |  |  |  | Land Transport | UAE | Vendor Shop | DSV | 2024-05-29 | 2024-05-30 | [12 empty] | 2025-04-24 |  | CASE_LIST |  | 1 | site | DAS | 2025-04-24 | site | 0 | 1 | 1 | 2 | 0.83 | 0 | 0.83 | SIEMENS(SIM) |  | 1 | 1 | 0 | 1 | Flow 1: Port → Site | DAS | SIEMENS
215 | TSM/PL/J012/24/SR5 | HVDC-ADOPT-SIM-0008 | DAS | 4512054443 | Package#21 | 1 | Indoor | 132kV CABLE FEEDER (=E14+R01) | 90 | 92 | 238 | 1.9706 | 500 | 500 | Non Stackable |  |  |  | Land Transport | UAE | Vendor Shop | DSV | 2024-05-29 | 2024-05-30 | [12 empty] | 2025-04-25 |  | CASE_LIST |  | 1 | site | DAS | 2025-04-25 | site | 0 | 1 | 1 | 2 | 0.83 | 0 | 0.83 | SIEMENS(SIM) |  | 1 | 1 | 0 | 1 | Flow 1: Port → Site | DAS | SIEMENS
216 | TSM/PL/J012/24/SR5 | HVDC-ADOPT-SIM-0008 | DAS | 4512054443 | Package#22 | 1 | Indoor | 132kV CABLE FEEDER (=E14+R02) | 90 | 92 | 238 | 1.9706 | 500 | 500 | Non Stackable |  |  |  | Land Transport | UAE | Vendor Shop | DSV | 2024-05-29 | 2024-05-30 | [12 empty] | 2025-04-25 |  | CASE_LIST |  | 1 | site | DAS | 2025-04-25 | site | 0 | 1 | 1 | 2 | 0.83 | 0 | 0.83 | SIEMENS(SIM) |  | 1 | 1 | 0 | 1 | Flow 1: Port → Site | DAS | SIEMENS
217 | TSM/PL/J012/24/SR5 | HVDC-ADOPT-SIM-0008 | DAS | 4512054443 | Package#23 | 1 | Indoor | 132kV BUS COUPLER (=E15+R01) | 90 | 92 | 238 | 1.9706 | 500 | 500 | Non Stackable |  |  |  | Land Transport | UAE | Vendor Shop | DSV | 2024-05-29 | 2024-05-30 | [12 empty] | 2025-04-28 |  | CASE_LIST |  | 1 | site | DAS | 2025-04-28 | site | 0 | 1 | 1 | 2 | 0.83 | 0 | 0.83 | SIEMENS(SIM) |  | 1 | 1 | 0 | 1 | Flow 1: Port → Site | DAS | SIEMENS
218 | TSM/PL/J012/24/SR5 | HVDC-ADOPT-SIM-0008 | DAS | 4512054443 | Package#24 | 1 | Indoor | 132kV CABLE FEEDER (=E16+R01) | 90 | 92 | 238 | 1.9706 | 500 | 500 | Non Stackable |  |  |  | Land Transport | UAE | Vendor Shop | DSV | 2024-05-29 | 2024-05-30 | [12 empty] | 2025-04-25 |  | CASE_LIST |  | 1 | site | DAS | 2025-04-25 | site | 0 | 1 | 1 | 2 | 0.83 | 0 | 0.83 | SIEMENS(SIM) |  | 1 | 1 | 0 | 1 | Flow 1: Port → Site | DAS | SIEMENS
219 | TSM/PL/J012/24/SR5 | HVDC-ADOPT-SIM-0008 | DAS | 4512054443 | Package#25 | 1 | Indoor | 132kV CABLE FEEDER (=E16+R02) | 90 | 92 | 238 | 1.9706 | 500 | 500 | Non Stackable |  |  |  | Land Transport | UAE | Vendor Shop | DSV | 2024-05-29 | 2024-05-30 | [12 empty] | 2025-04-25 |  | CASE_LIST |  | 1 | site | DAS | 2025-04-25 | site | 0 | 1 | 1 | 2 | 0.83 | 0 | 0.83 | SIEMENS(SIM) |  | 1 | 1 | 0 | 1 | Flow 1: Port → Site | DAS | SIEMENS
220 | TSM/PL/J012/24/SR5 | HVDC-ADOPT-SIM-0008 | DAS | 4512054443 | Package#26 | 1 | Indoor | 132kV TRANSFORMER FDR (=E17+R01) | 90 | 92 | 238 | 1.9706 | 500 | 500 | Non Stackable |  |  |  | Land Transport | UAE | Vendor Shop | DSV | 2024-05-29 | 2024-05-30 | [12 empty] | 2025-04-25 |  | CASE_LIST |  | 1 | site | DAS | 2025-04-25 | site | 0 | 1 | 1 | 2 | 0.83 | 0 | 0.83 | SIEMENS(SIM) |  | 1 | 1 | 0 | 1 | Flow 1: Port → Site | DAS | SIEMENS
221 | TSM/PL/J012/24/SR5 | HVDC-ADOPT-SIM-0008 | DAS | 4512054443 | Package#27 | 1 | Indoor | 132kV CABLE FEEDER (=E18+R01) | 90 | 92 | 238 | 1.9706 | 500 | 500 | Non Stackable |  |  |  | Land Transport | UAE | Vendor Shop | DSV | 2024-05-29 | 2024-05-30 | [12 empty] | 2025-04-25 |  | CASE_LIST |  | 1 | site | DAS | 2025-04-25 | site | 0 | 1 | 1 | 2 | 0.83 | 0 | 0.83 | SIEMENS(SIM) |  | 1 | 1 | 0 | 1 | Flow 1: Port → Site | DAS | SIEMENS
222 | TSM/PL/J012/24/SR5 | HVDC-ADOPT-SIM-0008 | DAS | 4512054443 | Package#28 | 1 | Indoor | 132kV CABLE FEEDER (=E18+R02) | 90 | 92 | 238 | 1.9706 | 500 | 500 | Non Stackable |  |  |  | Land Transport | UAE | Vendor Shop | DSV | 2024-05-29 | 2024-05-30 | [12 empty] | 2025-04-25 |  | CASE_LIST |  | 1 | site | DAS | 2025-04-25 | site | 0 | 1 | 1 | 2 | 0.83 | 0 | 0.83 | SIEMENS(SIM) |  | 1 | 1 | 0 | 1 | Flow 1: Port → Site | DAS | SIEMENS
223 | TSM/PL/J012/24/SR5 | HVDC-ADOPT-SIM-0008 | DAS | 4512054443 | Package#29 | 1 | Indoor | 132kV CABLE FEEDER (=E19+R01) | 90 | 92 | 238 | 1.9706 | 500 | 500 | Non Stackable |  |  |  | Land Transport | UAE | Vendor Shop | DSV | 2024-05-29 | 2024-05-30 | [12 empty] | 2025-04-28 |  | CASE_LIST |  | 1 | site | DAS | 2025-04-28 | site | 0 | 1 | 1 | 2 | 0.83 | 0 | 0.83 | SIEMENS(SIM) |  | 1 | 1 | 0 | 1 | Flow 1: Port → Site | DAS | SIEMENS
224 | TSM/PL/J012/24/SR5 | HVDC-ADOPT-SIM-0008 | DAS | 4512054443 | Package#30 | 1 | Indoor | 132kV CABLE FEEDER (=E19+R02) | 90 | 92 | 238 | 1.9706 | 500 | 500 | Non Stackable |  |  |  | Land Transport | UAE | Vendor Shop | DSV | 2024-05-29 | 2024-05-30 | [12 empty] | 2025-04-25 |  | CASE_LIST |  | 1 | site | DAS | 2025-04-25 | site | 0 | 1 | 1 | 2 | 0.83 | 0 | 0.83 | SIEMENS(SIM) |  | 1 | 1 | 0 | 1 | Flow 1: Port → Site | DAS | SIEMENS
225 | TSM/PL/J012/24/SR5 | HVDC-ADOPT-SIM-0008 | DAS | 4512054443 | Package#31 | 1 | Indoor | 132kV CABLE FEEDER (=E20+R01) | 90 | 92 | 238 | 1.9706 | 500 | 500 | Non Stackable |  |  |  | Land Transport | UAE | Vendor Shop | DSV | 2024-05-29 | 2024-05-30 | [12 empty] | 2025-04-25 |  | CASE_LIST |  | 1 | site | DAS | 2025-04-25 | site | 0 | 1 | 1 | 2 | 0.83 | 0 | 0.83 | SIEMENS(SIM) |  | 1 | 1 | 0 | 1 | Flow 1: Port → Site | DAS | SIEMENS
226 | TSM/PL/J012/24/SR5 | HVDC-ADOPT-SIM-0008 | DAS | 4512054443 | Package#32 | 1 | Indoor | 132kV CABLE FEEDER (=E20+R02) | 90 | 92 | 238 | 1.9706 | 500 | 500 | Non Stackable |  |  |  | Land Transport | UAE | Vendor Shop | DSV | 2024-05-29 | 2024-05-30 | [12 empty] | 2025-04-25 |  | CASE_LIST |  | 1 | site | DAS | 2025-04-25 | site | 0 | 1 | 1 | 2 | 0.83 | 0 | 0.83 | SIEMENS(SIM) |  | 1 | 1 | 0 | 1 | Flow 1: Port → Site | DAS | SIEMENS
227 | TSM/PL/J012/24/SR5 | HVDC-ADOPT-SIM-0008 | DAS | 4512054443 | Package#33 | 1 | Indoor | 132kV CABLE FEEDER (=E21+R01) | 90 | 92 | 238 | 1.9706 | 500 | 500 | Non Stackable |  |  |  | Land Transport | UAE | Vendor Shop | DSV | 2024-05-29 | 2024-05-30 | [12 empty] | 2025-04-25 |  | CASE_LIST |  | 1 | site | DAS | 2025-04-25 | site | 0 | 1 | 1 | 2 | 0.83 | 0 | 0.83 | SIEMENS(SIM) |  | 1 | 1 | 0 | 1 | Flow 1: Port → Site | DAS | SIEMENS
228 | TSM/PL/J012/24/SR5 | HVDC-ADOPT-SIM-0008 | DAS | 4512054443 | Package#34 | 1 | Indoor | 132kV CABLE FEEDER (=E21+R02) | 90 | 92 | 238 | 1.9706 | 500 | 500 | Non Stackable |  |  |  | Land Transport | UAE | Vendor Shop | DSV | 2024-05-29 | 2024-05-30 | [12 empty] | 2025-04-25 |  | CASE_LIST |  | 1 | site | DAS | 2025-04-25 | site | 0 | 1 | 1 | 2 | 0.83 | 0 | 0.83 | SIEMENS(SIM) |  | 1 | 1 | 0 | 1 | Flow 1: Port → Site | DAS | SIEMENS
229 | TSM/PL/J012/24/SR5 | HVDC-ADOPT-SIM-0008 | DAS | 4512054443 | Package#35 | 1 | Indoor | 132kV FMS LEP (=X00+XV01) | 90 | 92 | 238 | 1.9706 | 500 | 500 | Non Stackable |  |  |  | Land Transport | UAE | Vendor Shop | DSV | 2024-05-29 | 2024-05-30 | [12 empty] | 2025-04-25 |  | CASE_LIST |  | 1 | site | DAS | 2025-04-25 | site | 0 | 1 | 1 | 2 | 0.83 | 0 | 0.83 | SIEMENS(SIM) |  | 1 | 1 | 0 | 1 | Flow 1: Port → Site | DAS | SIEMENS
230 | TSM/PL/J012/24/SR5 | HVDC-ADOPT-SIM-0008 | DAS | 4512054443 | Package#36 | 1 | Indoor | 132kV SCMS - GATEWAY Panel -1 (=E00+XV01) | 100 | 90 | 238 | 2.142 | 450 | 450 | Non Stackable |  |  |  | Land Transport | UAE | Vendor Shop | DSV | 2024-05-29 | 2024-05-30 | [12 empty] | 2025-04-25 |  | CASE_LIST |  | 1 | site | DAS | 2025-04-25 | site | 0 | 1 | 1 | 2 | 0.9 | 0 | 0.9 | SIEMENS(SIM) |  | 1 | 1 | 0 | 1 | Flow 1: Port → Site | DAS | SIEMENS
231 | TSM/PL/J012/24/SR6 | HVDC-ADOPT-SIM-0008 | DAS | 4512054443 | Package#37 | 1 | Indoor | 132kV SCMS - GATEWAY Panel -2 (=E00+XV02) | 100 | 90 | 238 | 2.142 | 450 | 450 | Non Stackable |  |  |  | Land Transport | UAE | Vendor Shop | DSV | 2024-05-29 | 2024-05-30 | [12 empty] | 2025-04-25 |  | CASE_LIST |  | 1 | site | DAS | 2025-04-25 | site | 0 | 1 | 1 | 2 | 0.9 | 0 | 0.9 | SIEMENS(SIM) |  | 1 | 1 | 0 | 1 | Flow 1: Port → Site | DAS | SIEMENS
232 | TSM/PL/J012/24/SR6 | HVDC-ADOPT-SIM-0008 | DAS | 4512054443 | Package#38 | 1 | Indoor | 132kV SCMS - COMM. PANEL-1 (=E00+XV03) | 100 | 90 | 238 | 2.142 | 450 | 450 | Non Stackable |  |  |  | Land Transport | UAE | Vendor Shop | DSV | 2024-05-29 | 2024-05-30 | [12 empty] | 2025-04-25 |  | CASE_LIST |  | 1 | site | DAS | 2025-04-25 | site | 0 | 1 | 1 | 2 | 0.9 | 0 | 0.9 | SIEMENS(SIM) |  | 1 | 1 | 0 | 1 | Flow 1: Port → Site | DAS | SIEMENS
233 | TSM/PL/J012/24/SR6 | HVDC-ADOPT-SIM-0008 | DAS | 4512054443 | Package#39 | 1 | Indoor | 132kV SCMS - COMM. PANEL-2 (=E00+XV04) | 100 | 90 | 238 | 2.142 | 450 | 450 | Non Stackable |  |  |  | Land Transport | UAE | Vendor Shop | DSV | 2024-05-29 | 2024-05-30 | [12 empty] | 2025-04-25 |  | CASE_LIST |  | 1 | site | DAS | 2025-04-25 | site | 0 | 1 | 1 | 2 | 0.9 | 0 | 0.9 | SIEMENS(SIM) |  | 1 | 1 | 0 | 1 | Flow 1: Port → Site | DAS | SIEMENS
234 | TSM/PL/J012/24/SR6 | HVDC-ADOPT-SIM-0008 | DAS | 4512054443 | Package#40 | 1 | Indoor | 132kV SCMS - DMZ PANEL (=E00+XV05) | 100 | 90 | 238 | 2.142 | 450 | 450 | Non Stackable |  |  |  | Land Transport | UAE | Vendor Shop | DSV | 2024-05-29 | 2024-05-30 | [12 empty] | 2025-04-25 |  | CASE_LIST |  | 1 | site | DAS | 2025-04-25 | site | 0 | 1 | 1 | 2 | 0.9 | 0 | 0.9 | SIEMENS(SIM) |  | 1 | 1 | 0 | 1 | Flow 1: Port → Site | DAS | SIEMENS
235 | TSM/PL/J012/24/SR6 | HVDC-ADOPT-SIM-0008 | DAS | 4512054443 | Package#41 | 1 | Indoor | 132kV SCMS-COMMON ALARM PANEL -1 (=E00+X1) | 90 | 92 | 238 | 1.9706 | 500 | 500 | Non Stackable |  |  |  | Land Transport | UAE | Vendor Shop | DSV | 2024-05-29 | 2024-05-30 | [12 empty] | 2025-04-25 |  | CASE_LIST |  | 1 | site | DAS | 2025-04-25 | site | 0 | 1 | 1 | 2 | 0.83 | 0 | 0.83 | SIEMENS(SIM) |  | 1 | 1 | 0 | 1 | Flow 1: Port → Site | DAS | SIEMENS
236 | TSM/PL/J012/24/SR6 | HVDC-ADOPT-SIM-0008 | DAS | 4512054443 | Package#42 | 1 | Indoor | 132kV SCMS-COMMON ALARM PANEL -2 (=E00+X2) | 90 | 92 | 238 | 1.9706 | 500 | 500 | Non Stackable |  |  |  | Land Transport | UAE | Vendor Shop | DSV | 2024-05-29 | 2024-05-30 | [12 empty] | 2025-04-25 |  | CASE_LIST |  | 1 | site | DAS | 2025-04-25 | site | 0 | 1 | 1 | 2 | 0.83 | 0 | 0.83 | SIEMENS(SIM) |  | 1 | 1 | 0 | 1 | Flow 1: Port → Site | DAS | SIEMENS
237 | TSM/PL/J012/24/SR7 | HVDC-ADOPT-SIM-0008 | DAS | 4512054443 | Package#43 | 1 | Indoor | 132kV Protection, SCMS and FMS Accessories. |  |  |  | 0 | 100 | 100 | Non Stackable |  |  |  | Land Transport | UAE | Vendor Shop | DSV | 2024-05-29 | 2024-05-30 | [12 empty] | 2025-04-25 |  | CASE_LIST |  | 1 | site | DAS | 2025-04-25 | site | 0 | 1 | 1 | 2 |  | 0 |  | SIEMENS(SIM) |  | 1 | 1 | 0 | 1 | Flow 1: Port → Site | DAS | SIEMENS
162 |  | HVDC-ADOPT-SIM-0007 | MIR | 4510188108 | PalletNo.#28 | 1 | Outdoor | Anchor bolt S355-JR BM 36mmx 900mm Long (200-600-100)tzn, Anchor plate : 110 x110 mm, 20mm Thk., Hexagon nut - M36, Washer - M36 | 120 | 120 | 100 | 1.44 | 1680 | 1680 | Non Stackable |  |  |  | Land Transport | UAE | Vendor Shop | MIR | 2024-05-22 | 2024-05-23 | [10 empty] | 2024-05-23 |  |  |  | CASE_LIST |  | 1 | site | MIR | 2024-05-23 | site | 0 | 1 | 1 | 2 | 1.44 | 0 | 1.44 | SIEMENS(SIM) |  | 1 | 1 | 0 | 1 | Flow 1: Port → Site | MIR | SIEMENS
163 |  | HVDC-ADOPT-SIM-0007 | MIR | 4510188108 | PalletNo.#29 | 1 | Outdoor | Anchor bolt S355-JR BM 42mmx 900mm Long (200-600-100)tzn, Anchor plate : 110 x110 mm, 20mm Thk., Hexagon nut - M42, Washer - M42 | 120 | 120 | 100 | 1.44 | 1934 | 1934 | Non Stackable |  |  |  | Land Transport | UAE | Vendor Shop | MIR | 2024-05-22 | 2024-05-23 | [10 empty] | 2024-05-23 |  |  |  | CASE_LIST |  | 1 | site | MIR | 2024-05-23 | site | 0 | 1 | 1 | 2 | 1.44 | 0 | 1.44 | SIEMENS(SIM) |  | 1 | 1 | 0 | 1 | Flow 1: Port → Site | MIR | SIEMENS
164 |  | HVDC-ADOPT-SIM-0007 | MIR | 4510188108 | PalletNo.#05 | 1 | Outdoor | 300 W x 2950 L x 20mm Thk. Plate welded with Angles | 300 | 120 | 100 | 3.6 | 1390 | 1390 | Non Stackable |  |  |  | Land Transport | UAE | Vendor Shop | MIR | 2024-05-22 | 2024-05-23 | [10 empty] | 2024-05-23 |  |  |  | CASE_LIST |  | 1 | site | MIR | 2024-05-23 | site | 0 | 1 | 1 | 2 | 3.6 | 0 | 3.6 | SIEMENS(SIM) |  | 1 | 1 | 0 | 1 | Flow 1: Port → Site | MIR | SIEMENS
165 |  | HVDC-ADOPT-SIM-0007 | MIR | 4510188108 | PalletNo.#07 | 1 | Outdoor | 350 W x 1600 L x 20mm Thk. Plate welded with angles | 170 | 120 | 80 | 1.632 | 1494.64 | 1494.64 | Non Stackable |  |  |  | Land Transport | UAE | Vendor Shop | MIR | 2024-05-22 | 2024-05-23 | [10 empty] | 2024-05-23 |  |  |  | CASE_LIST |  | 1 | site | MIR | 2024-05-23 | site | 0 | 1 | 1 | 2 | 2.04 | 0 | 2.04 | SIEMENS(SIM) |  | 1 | 1 | 0 | 1 | Flow 1: Port → Site | MIR | SIEMENS
166 |  | HVDC-ADOPT-SIM-0007 | MIR | 4510188108 | PalletNo.#11 | 1 | Outdoor | 350 W x 1600 L x 20mm Thk. Plate welded with angles | 170 | 120 | 80 | 1.632 | 1406.72 | 1406.72 | Non Stackable |  |  |  | Land Transport | UAE | Vendor Shop | MIR | 2024-05-22 | 2024-05-23 | [10 empty] | 2024-05-23 |  |  |  | CASE_LIST |  | 1 | site | MIR | 2024-05-23 | site | 0 | 1 | 1 | 2 | 2.04 | 0 | 2.04 | SIEMENS(SIM) |  | 1 | 1 | 0 | 1 | Flow 1: Port → Site | MIR | SIEMENS
167 |  | HVDC-ADOPT-SIM-0007 | MIR | 4510188108 | PalletNo.#12 | 1 | Outdoor | 250 W x 1450 L x 20mm Thk. Plate welded with angles | 150 | 120 | 80 | 1.44 | 1138.4 | 1138.4 | Non Stackable |  |  |  | Land Transport | UAE | Vendor Shop | MIR | 2024-05-22 | 2024-05-23 | [10 empty] | 2024-05-23 |  |  |  | CASE_LIST |  | 1 | site | MIR | 2024-05-23 | site | 0 | 1 | 1 | 2 | 1.8 | 0 | 1.8 | SIEMENS(SIM) |  | 1 | 1 | 0 | 1 | Flow 1: Port → Site | MIR | SIEMENS
168 |  | HVDC-ADOPT-SIM-0007 | MIR | 4510188108 | PalletNo.#13 | 1 | Outdoor | 400 W x 1515 L x 20mm Thk. Plate welded with angles | 200 | 120 | 80 | 1.92 | 1116.92 | 1116.92 | Non Stackable |  |  |  | Land Transport | UAE | Vendor Shop | MIR | 2024-05-22 | 2024-05-23 | [10 empty] | 2024-05-23 |  |  |  | CASE_LIST |  | 1 | site | MIR | 2024-05-23 | site | 0 | 1 | 1 | 2 | 2.4 | 0 | 2.4 | SIEMENS(SIM) |  | 1 | 1 | 0 | 1 | Flow 1: Port → Site | MIR | SIEMENS
169 |  | HVDC-ADOPT-SIM-0007 | MIR | 4510188108 | PalletNo.#21 | 1 | Outdoor | 250 W x 250 H x 3150 L - Steel I Beam welded with 25x200x10mm plate | 320 | 100 | 80 | 2.56 | 1397.798 | 1397.798 | Non Stackable |  |  |  | Land Transport | UAE | Vendor Shop | MIR | 2024-05-22 | 2024-05-23 | [10 empty] | 2024-05-23 |  |  |  | CASE_LIST |  | 1 | site | MIR | 2024-05-23 | site | 0 | 1 | 1 | 2 | 3.2 | 0 | 3.2 | SIEMENS(SIM) |  | 1 | 1 | 0 | 1 | Flow 1: Port → Site | MIR | SIEMENS
170 |  | HVDC-ADOPT-SIM-0007 | MIR | 4510188108 | PalletNo.#23 | 1 | Outdoor | ANCHOR ROD (HAS-U 5.8 HDG ) - M16x150 | 100 | 100 | 50 | 0.5 | 500 | 500 | Non Stackable |  |  |  | Land Transport | UAE | Vendor Shop | MIR | 2024-05-22 | 2024-05-23 | [10 empty] | 2024-05-23 |  |  |  | CASE_LIST |  | 1 | site | MIR | 2024-05-23 | site | 0 | 1 | 1 | 2 | 1 | 0 | 1 | SIEMENS(SIM) |  | 1 | 1 | 0 | 1 | Flow 1: Port → Site | MIR | SIEMENS
171 |  | HVDC-ADOPT-SIM-0007 | SHU | 4510188108 | PalletNo.#30 | 1 | Outdoor | Anchor bolt S355-JR BM 36mmx 900mm Long (200-600-100)tzn, Anchor plate : 110 x110 mm, 20mm Thk., Hexagon nut - M36, Washer - M36 | 120 | 120 | 100 | 1.44 | 1680 | 1680 | Non Stackable |  |  |  | Land Transport | UAE | Vendor Shop | SHU | 2024-05-22 | 2024-05-23 | [11 empty] | 2024-05-23 |  |  | CASE_LIST |  | 1 | site | SHU | 2024-05-23 | site | 0 | 1 | 1 | 2 | 1.44 | 0 | 1.44 | SIEMENS(SIM) |  | 1 | 1 | 0 | 1 | Flow 1: Port → Site | SHU | SIEMENS
172 |  | HVDC-ADOPT-SIM-0007 | SHU | 4510188108 | PalletNo.#31 | 1 | Outdoor | Anchor bolt S355-JR BM 42mmx 900mm Long (200-600-100)tzn, Anchor plate : 110 x110 mm, 20mm Thk., Hexagon nut - M42, Washer - M42 | 120 | 120 | 100 | 1.44 | 1934 | 1934 | Non Stackable |  |  |  | Land Transport | UAE | Vendor Shop | SHU | 2024-05-22 | 2024-05-23 | [11 empty] | 2024-05-23 |  |  | CASE_LIST |  | 1 | site | SHU | 2024-05-23 | site | 0 | 1 | 1 | 2 | 1.44 | 0 | 1.44 | SIEMENS(SIM) |  | 1 | 1 | 0 | 1 | Flow 1: Port → Site | SHU | SIEMENS
173 |  | HVDC-ADOPT-SIM-0007 | SHU | 4510188108 | PalletNo.#04 | 1 | Outdoor | 300 W x 2950 L x 20mm Thk. Plate welded with angles | 300 | 120 | 80 | 2.88 | 1390 | 1390 | Non Stackable |  |  |  | Land Transport | UAE | Vendor Shop | SHU | 2024-05-22 | 2024-05-23 | [11 empty] | 2024-05-23 |  |  | CASE_LIST |  | 1 | site | SHU | 2024-05-23 | site | 0 | 1 | 1 | 2 | 3.6 | 0 | 3.6 | SIEMENS(SIM) |  | 1 | 1 | 0 | 1 | Flow 1: Port → Site | SHU | SIEMENS
174 |  | HVDC-ADOPT-SIM-0007 | SHU | 4510188108 | PalletNo.#09 | 1 | Outdoor | 350 W x 1600 L x 20mm Thk. Plate welded with angles | 170 | 120 | 80 | 1.632 | 1846.32 | 1946.32 | Non Stackable |  |  |  | Land Transport | UAE | Vendor Shop | SHU | 2024-05-22 | 2024-05-23 | [11 empty] | 2024-05-23 |  |  | CASE_LIST |  | 1 | site | SHU | 2024-05-23 | site | 0 | 1 | 1 | 2 | 2.04 | 0 | 2.04 | SIEMENS(SIM) |  | 1 | 1 | 0 | 1 | Flow 1: Port → Site | SHU | SIEMENS
175 |  | HVDC-ADOPT-SIM-0007 | SHU | 4510188108 | PalletNo.#10 | 1 | Outdoor | 350 W x 1600 L x 20mm Thk. Plate welded with angles | 170 | 120 | 80 | 1.632 | 1435.6 | 1435.6 | Non Stackable |  |  |  | Land Transport | UAE | Vendor Shop | SHU | 2024-05-22 | 2024-05-23 | [11 empty] | 2024-05-23 |  |  | CASE_LIST |  | 1 | site | SHU | 2024-05-23 | site | 0 | 1 | 1 | 2 | 2.04 | 0 | 2.04 | SIEMENS(SIM) |  | 1 | 1 | 0 | 1 | Flow 1: Port → Site | SHU | SIEMENS
176 |  | HVDC-ADOPT-SIM-0007 | SHU | 4510188108 | PalletNo.#16 | 1 | Outdoor | 350 W x 600 L x 20mm Thk. Plate welded with angles | 70 | 120 | 80 | 0.672 | 626.46 | 626.46 | Non Stackable |  |  |  | Land Transport | UAE | Vendor Shop | SHU | 2024-05-22 | 2024-05-23 | [11 empty] | 2024-05-23 |  |  | CASE_LIST |  | 1 | site | SHU | 2024-05-23 | site | 0 | 1 | 1 | 2 | 0.84 | 0 | 0.84 | SIEMENS(SIM) |  | 1 | 1 | 0 | 1 | Flow 1: Port → Site | SHU | SIEMENS
177 |  | HVDC-ADOPT-SIM-0007 | SHU | 4510188108 | PalletNo.#19 | 1 | Outdoor | 350 W x 2000 L x 20mm Thk. Plate welded with angles | 200 | 1000 | 80 | 16 | 1077.54 | 1077.54 | Non Stackable |  |  |  | Land Transport | UAE | Vendor Shop | SHU | 2024-05-22 | 2024-05-23 | [11 empty] | 2024-05-23 |  |  | CASE_LIST |  | 1 | site | SHU | 2024-05-23 | site | 0 | 1 | 1 | 2 | 20 | 0 | 20 | SIEMENS(SIM) |  | 1 | 1 | 0 | 1 | Flow 1: Port → Site | SHU | SIEMENS
178 |  | HVDC-ADOPT-SIM-0007 | SHU | 4510188108 | PalletNo.#22 | 1 | Outdoor | 250 W x 250 H x 3150 L - Steel I Beam welded with plate 25x200x10mm | 320 | 1000 | 80 | 25.6 | 1397.798 | 1397.798 | Non Stackable |  |  |  | Land Transport | UAE | Vendor Shop | SHU | 2024-05-22 | 2024-05-23 | [11 empty] | 2024-05-23 |  |  | CASE_LIST |  | 1 | site | SHU | 2024-05-23 | site | 0 | 1 | 1 | 2 | 32 | 0 | 32 | SIEMENS(SIM) |  | 1 | 1 | 0 | 1 | Flow 1: Port → Site | SHU | SIEMENS
179 |  | HVDC-ADOPT-SIM-0007 | SHU | 4510188108 | PalletNo.#24 | 1 | Outdoor | ANCHOR ROD (HAS-U 5.8 HDG ) - M16x150 | 100 | 1000 | 50 | 5 | 225 | 225 | Non Stackable |  |  |  | Land Transport | UAE | Vendor Shop | SHU | 2024-05-22 | 2024-05-23 | [11 empty] | 2024-05-23 |  |  | CASE_LIST |  | 1 | site | SHU | 2024-05-23 | site | 0 | 1 | 1 | 2 | 10 | 0 | 10 | SIEMENS(SIM) |  | 1 | 1 | 0 | 1 | Flow 1: Port → Site | SHU | SIEMENS
180 |  | HVDC-ADOPT-SIM-0007 | DAS | 4510188108 | PalletNo.#32 | 1 | Outdoor | Anchor bolt S355-JR BM 27mmx 1000mm Long (200-700-100)tzn, Anchor plate : 120 x120 mm, 15mm Thk., Hexagon nut - M27, Washer - M27 | 120 | 1200 | 100 | 14.4 | 1680 | 1680 | Non Stackable |  |  |  | Land Transport | UAE | Vendor Shop | MOSB | 2024-05-22 | 2024-05-23 | [12 empty] | 2024-07-03 |  | CASE_LIST |  | 1 | site | DAS | 2024-07-03 | site | 0 | 1 | 1 | 2 | 14.4 | 0 | 14.4 | SIEMENS(SIM) |  | 1 | 1 | 0 | 1 | Flow 1: Port → Site | DAS | SIEMENS
181 |  | HVDC-ADOPT-SIM-0007 | DAS | 4510188108 | PalletNo.#02 | 1 | Outdoor | 300 W x 2680 L x 20mm Thk. Plate welded with angles | 270 | 120 | 80 | 2.592 | 2314.21 | 2314.21 | Non Stackable |  |  |  | Land Transport | UAE | Vendor Shop | MOSB | 2024-05-22 | 2024-05-23 | [12 empty] | 2024-07-03 |  | CASE_LIST |  | 1 | site | DAS | 2024-07-03 | site | 0 | 1 | 1 | 2 | 3.24 | 0 | 3.24 | SIEMENS(SIM) |  | 1 | 1 | 0 | 1 | Flow 1: Port → Site | DAS | SIEMENS
182 |  | HVDC-ADOPT-SIM-0007 | DAS | 4510188108 | PalletNo.#06 | 1 | Outdoor | 300 W x 2520 L x 20mm Thk. Plate welded with angles | 260 | 120 | 80 | 2.496 | 1068.3 | 1068.3 | Non Stackable |  |  |  | Land Transport | UAE | Vendor Shop | MOSB | 2024-05-22 | 2024-05-23 | [12 empty] | 2024-07-03 |  | CASE_LIST |  | 1 | site | DAS | 2024-07-03 | site | 0 | 1 | 1 | 2 | 3.12 | 0 | 3.12 | SIEMENS(SIM) |  | 1 | 1 | 0 | 1 | Flow 1: Port → Site | DAS | SIEMENS
183 |  | HVDC-ADOPT-SIM-0007 | DAS | 4510188108 | PalletNo.#14 | 1 | Outdoor | 200 W x 1130 L x 20mm Thk. Plate welded with angles | 120 | 120 | 80 | 1.152 | 638.676 | 638.676 | Non Stackable |  |  |  | Land Transport | UAE | Vendor Shop | MOSB | 2024-05-22 | 2024-05-23 | [12 empty] | 2024-07-03 |  | CASE_LIST |  | 1 | site | DAS | 2024-07-03 | site | 0 | 1 | 1 | 2 | 1.44 | 0 | 1.44 | SIEMENS(SIM) |  | 1 | 1 | 0 | 1 | Flow 1: Port → Site | DAS | SIEMENS
184 |  | HVDC-ADOPT-SIM-0007 | DAS | 4510188108 | PalletNo.#17 | 1 | Outdoor | 300 W x 870 L x 20mm Thk. Plate welded with angles | 260 | 120 | 80 | 2.496 | 903.072 | 903.072 | Non Stackable |  |  |  | Land Transport | UAE | Vendor Shop | MOSB | 2024-05-22 | 2024-05-23 | [12 empty] | 2024-07-03 |  | CASE_LIST |  | 1 | site | DAS | 2024-07-03 | site | 0 | 1 | 1 | 2 | 3.12 | 0 | 3.12 | SIEMENS(SIM) |  | 1 | 1 | 0 | 1 | Flow 1: Port → Site | DAS | SIEMENS
185 |  | HVDC-ADOPT-SIM-0007 | DAS | 4510188108 | PalletNo.#20 | 1 | Outdoor | 300 W x 1000 L x 20mm Thk. Plate welded with angles | 100 | 1000 | 80 | 8 | 565.2 | 565.2 | Non Stackable |  |  |  | Land Transport | UAE | Vendor Shop | MOSB | 2024-05-22 | 2024-05-23 | [12 empty] | 2024-07-03 |  | CASE_LIST |  | 1 | site | DAS | 2024-07-03 | site | 0 | 1 | 1 | 2 | 10 | 0 | 10 | SIEMENS(SIM) |  | 1 | 1 | 0 | 1 | Flow 1: Port → Site | DAS | SIEMENS
186 |  | HVDC-ADOPT-SIM-0007 | DAS | 4510188108 | PalletNo.#25 | 1 | Outdoor | ANCHOR ROD HIT-C- F 5.8 -M16x150 | 100 | 1000 | 80 | 8 | 220 | 220 | Non Stackable |  |  |  | Land Transport | UAE | Vendor Shop | MOSB | 2024-05-22 | 2024-05-23 | [12 empty] | 2024-07-03 |  | CASE_LIST |  | 1 | site | DAS | 2024-07-03 | site | 0 | 1 | 1 | 2 | 10 | 0 | 10 | SIEMENS(SIM) |  | 1 | 1 | 0 | 1 | Flow 1: Port → Site | DAS | SIEMENS
187 |  | HVDC-ADOPT-SIM-0007 | AGI | 4510188108 | PalletNo.#33 | 1 | Outdoor | Anchor bolt S355-JR BM 27mmx 1000mm Long (200-700-100)tzn, Anchor plate : 120 x120 mm, 15mm Thk., Hexagon nut - M27, Washer - M27 | 120 | 120 | 80 | 1.152 | 1680 | 1680 | Non Stackable |  |  |  | Land Transport | UAE | Vendor Shop | MOSB | 2024-05-22 | 2024-05-23 | [13 empty] | 2024-07-16 | CASE_LIST |  | 1 | site | AGI | 2024-07-16 | site | 0 | 1 | 1 | 2 | 1.44 | 0 | 1.44 | SIEMENS(SIM) |  | 1 | 1 | 0 | 1 | Flow 1: Port → Site | AGI | SIEMENS
188 |  | HVDC-ADOPT-SIM-0007 | AGI | 4510188108 | PalletNo.#01 | 1 | Outdoor | 250 W x 2100 L x 20mm Thk. Plate welded with angles | 220 | 120 | 80 | 2.112 | 1153.95 | 1153.95 | Non Stackable |  |  |  | Land Transport | UAE | Vendor Shop | MOSB | 2024-05-22 | 2024-05-23 | [13 empty] | 2024-07-16 | CASE_LIST |  | 1 | site | AGI | 2024-07-16 | site | 0 | 1 | 1 | 2 | 2.64 | 0 | 2.64 | SIEMENS(SIM) |  | 1 | 1 | 0 | 1 | Flow 1: Port → Site | AGI | SIEMENS
189 |  | HVDC-ADOPT-SIM-0007 | AGI | 4510188108 | PalletNo.#03 | 1 | Outdoor | 300 W x 2100 L x 20mm Thk. Plate welded with angles | 220 | 120 | 80 | 2.112 | 1320.37 | 1320.37 | Non Stackable |  |  |  | Land Transport | UAE | Vendor Shop | MOSB | 2024-05-22 | 2024-05-23 | [13 empty] | 2024-07-16 | CASE_LIST |  | 1 | site | AGI | 2024-07-16 | site | 0 | 1 | 1 | 2 | 2.64 | 0 | 2.64 | SIEMENS(SIM) |  | 1 | 1 | 0 | 1 | Flow 1: Port → Site | AGI | SIEMENS
190 |  | HVDC-ADOPT-SIM-0007 | AGI | 4510188108 | PalletNo.#08 | 1 | Outdoor | 250 W x 2100 L x 20mm Thk. Plate welded with angles | 220 | 120 | 80 | 2.112 | 1153.95 | 1153.95 | Non Stackable |  |  |  | Land Transport | UAE | Vendor Shop | MOSB | 2024-05-22 | 2024-05-23 | [13 empty] | 2024-07-16 | CASE_LIST |  | 1 | site | AGI | 2024-07-16 | site | 0 | 1 | 1 | 2 | 2.64 | 0 | 2.64 | SIEMENS(SIM) |  | 1 | 1 | 0 | 1 | Flow 1: Port → Site | AGI | SIEMENS
191 |  | HVDC-ADOPT-SIM-0007 | AGI | 4510188108 | PalletNo.#15 | 1 | Outdoor | 250 W x 900 L x 20mm Thk. Plate welded with angles | 120 | 120 | 80 | 1.152 | 551.07 | 551.07 | Non Stackable |  |  |  | Land Transport | UAE | Vendor Shop | MOSB | 2024-05-22 | 2024-05-23 | [13 empty] | 2024-07-16 | CASE_LIST |  | 1 | site | AGI | 2024-07-16 | site | 0 | 1 | 1 | 2 | 1.44 | 0 | 1.44 | SIEMENS(SIM) |  | 1 | 1 | 0 | 1 | Flow 1: Port → Site | AGI | SIEMENS
192 |  | HVDC-ADOPT-SIM-0007 | AGI | 4510188108 | PalletNo.#18 | 1 | Outdoor | 300 W x 850 L x 20mm Thk. Plate welded with angles | 220 | 120 | 80 | 2.112 | 702.616 | 702.616 | Non Stackable |  |  |  | Land Transport | UAE | Vendor Shop | MOSB | 2024-05-22 | 2024-05-23 | [13 empty] | 2024-07-16 | CASE_LIST |  | 1 | site | AGI | 2024-07-16 | site | 0 | 1 | 1 | 2 | 2.64 | 0 | 2.64 | SIEMENS(SIM) |  | 1 | 1 | 0 | 1 | Flow 1: Port → Site | AGI | SIEMENS
193 |  | HVDC-ADOPT-SIM-0007 | AGI | 4510188108 | PalletNo.#26 | 1 | Outdoor | ANCHOR ROD HIT-C- F 5.8 -M16x150 | 100 | 100 | 50 | 0.5 | 196 | 196 | Non Stackable |  |  |  | Land Transport | UAE | Vendor Shop | MOSB | 2024-05-22 | 2024-05-23 | [13 empty] | 2024-07-16 | CASE_LIST |  | 1 | site | AGI | 2024-07-16 | site | 0 | 1 | 1 | 2 | 1 | 0 | 1 | SIEMENS(SIM) |  | 1 | 1 | 0 | 1 | Flow 1: Port → Site | AGI | SIEMENS
194 |  | HVDC-ADOPT-SIM-0007 | ALL | 4510188108 | PalletNo.#27 | 1 | Outdoor | INJECTABLE MORTAR : HY 200-R V3 500/2 | 100 | 100 | 80 | 0.8 | 292 | 292 | Non Stackable |  |  |  | Land Transport | UAE | Vendor Shop | SHU | 2024-05-22 | 2024-05-23 | [11 empty] | 2024-05-23 |  |  | CASE_LIST |  | 1 | site | SHU | 2024-05-23 | site | 0 | 1 | 1 | 2 | 1 | 0 | 1 | SIEMENS(SIM) |  | 1 | 1 | 0 | 1 | Flow 1: Port → Site | SHU | SIEMENS
156 | 477QGP51782719 / PS01_DG / 45183626 | HVDC-ADOPT-SIM-0006 | DAS | SCT-19LT-PRC-PO-004 | 13OP-03028.P.01.528 | 1 | Indoor | SF6 Gas 50L | 137 | 98 | 65 | 0.87269 | 300 | 570 | Non Stackable | 2812 9000 | USD | 196794.7 | MAERSK HOUSTON | Germany | Hamburg | Khalifa port | 2024-07-12 | 2024-08-19 | [12 empty] | 2025-03-21 |  | CASE_LIST |  | 1 | site | DAS | 2025-03-21 | site | 0 | 1 | 1 | 2 | 1.34 | 0 | 1.34 | SIEMENS(SIM) |  | 1 | 1 | 0 | 1 | Flow 1: Port → Site | DAS | SIEMENS
157 | 477QGP51782719 / PS01_DG / 45183626 | HVDC-ADOPT-SIM-0006 | DAS | SCT-19LT-PRC-PO-004 | 13OP-03028.P.01.594 | 1 | Indoor | SF6 Gas 600L | 256 | 172 | 115.2 | 5.0725 | 1200 | 2221 | Non Stackable | 2812 9000 | USD | 7547.46 | MAERSK HOUSTON | Germany | Hamburg | Khalifa port | 2024-07-12 | 2024-08-19 | [12 empty] | 2025-03-21 |  | CASE_LIST |  | 1 | site | DAS | 2025-03-21 | site | 0 | 1 | 1 | 2 | 4.4 | 0 | 4.4 | SIEMENS(SIM) |  | 1 | 1 | 0 | 1 | Flow 1: Port → Site | DAS | SIEMENS
158 | 477QGP51782719 / PS01_DG / 45183626 | HVDC-ADOPT-SIM-0006 | DAS | SCT-19LT-PRC-PO-004 | 13OP-03028.P.01.595 | 1 | Indoor | SF6 Gas 600L | 256 | 172 | 115.2 | 5.0725 | 1200 | 2221 | Non Stackable | 2812 9000 | USD | 7547.46 | MAERSK HOUSTON | Germany | Hamburg | Khalifa port | 2024-07-12 | 2024-08-19 | [12 empty] | 2025-03-21 |  | CASE_LIST |  | 1 | site | DAS | 2025-03-21 | site | 0 | 1 | 1 | 2 | 4.4 | 0 | 4.4 | SIEMENS(SIM) |  | 1 | 1 | 0 | 1 | Flow 1: Port → Site | DAS | SIEMENS
159 | 477QGP51782719 / PS01_DG / 45183626 | HVDC-ADOPT-SIM-0006 | DAS | SCT-19LT-PRC-PO-004 | 13OP-03028.P.01.596 | 1 | Indoor | SF6 Gas 600L | 236 | 86 | 113.2 | 2.2975 | 600 | 1105 | Non Stackable | 2812 9000 | USD | 3773.73 | MAERSK HOUSTON | Germany | Hamburg | Khalifa port | 2024-07-12 | 2024-08-19 | [12 empty] | 2025-03-21 |  | CASE_LIST |  | 1 | site | DAS | 2025-03-21 | site | 0 | 1 | 1 | 2 | 2.03 | 0 | 2.03 | SIEMENS(SIM) |  | 1 | 1 | 0 | 1 | Flow 1: Port → Site | DAS | SIEMENS
160 | 477QGP51782719 / PS01_DG / 45183626 | HVDC-ADOPT-SIM-0006 | DAS | SCT-19LT-PRC-PO-004 | 13OP-03028.P.01.536 | 1 | Indoor | Haku 1025 / 920 | 68 | 48 | 67 | 0.21869 | 29 | 58 | Non Stackable | 2710 1221 | USD | 471.24 | MAERSK HOUSTON | Germany | Hamburg | Khalifa port | 2024-07-12 | 2024-08-19 | [12 empty] | 2025-02-13 |  | CASE_LIST |  | 1 | site | DAS | 2025-02-13 | site | 0 | 1 | 1 | 2 | 0.33 | 0 | 0.33 | SIEMENS(SIM) |  | 1 | 1 | 0 | 1 | Flow 1: Port → Site | DAS | SIEMENS
161 | 477QGP51782719 / PS01_DG / 45183626 | HVDC-ADOPT-SIM-0006 | DAS | SCT-19LT-PRC-PO-004 | 13OP-03028.P.01.570 | 1 | Indoor | Lack Alexit | 137 | 87 | 73 | 0.87009 | 36.55 | 130.1 | Non Stackable | 3208 2090 | USD | 68.71 | MAERSK HOUSTON | Germany | Hamburg | Khalifa port | 2024-07-12 | 2024-08-19 | [12 empty] | 2025-02-13 |  | CASE_LIST |  | 1 | site | DAS | 2025-02-13 | site | 0 | 1 | 1 | 2 | 1.19 | 0 | 1.19 | SIEMENS(SIM) |  | 1 | 1 | 0 | 1 | Flow 1: Port → Site | DAS | SIEMENS
131 | 477QGP51782857 / PS02 / 45183650 | HVDC-ADOPT-SIM-0005-2B | DAS | SCT-19LT-PRC-PO-004/45183651 | 13OP-03028.P.01.504 | 1 | Outdoor | Connection module passive | 453.2 | 117.2 | 152.8 | 8.116 | 600 | 970 | Non Stackable | 8537 2099 | USD | 178156 | EVELYN MAERSK | Germany | Hamburg | Khalifa port | 2024-07-12 | 2024-08-19 | [12 empty] | 2025-01-20 |  | CASE_LIST |  | 1 | site | DAS | 2025-01-20 | site | 0 | 1 | 1 | 2 | 5.31 | 0 | 5.31 | SIEMENS(SIM) |  | 1 | 1 | 0 | 1 | Flow 1: Port → Site | DAS | SIEMENS
132 | 477QGP51782857 / PS02 / 45183650 | HVDC-ADOPT-SIM-0005-2B | DAS | SCT-19LT-PRC-PO-004/45183651 | 13OP-03028.P.01.500 | 1 | Outdoor | CB bay, single pole drive | 469.2 | 169.2 | 296.8 | 23.5626 | 2950 | 3834 | Non Stackable | 8537 2099 | USD | 178156 | EVELYN MAERSK | Germany | Hamburg | Khalifa port | 2024-07-12 | 2024-08-19 | [12 empty] | 2025-01-01 |  | CASE_LIST |  | 1 | site | DAS | 2025-01-01 | site | 0 | 1 | 1 | 2 | 7.94 | 0 | 7.94 | SIEMENS(SIM) |  | 1 | 1 | 0 | 1 | Flow 1: Port → Site | DAS | SIEMENS
133 | 477QGP51782857 / PS02 / 45183650 | HVDC-ADOPT-SIM-0005-2B | DAS | SCT-19LT-PRC-PO-004/45183651 | 13OP-03028.P.01.501 | 1 | Outdoor | CB bay, single pole drive | 469.2 | 169.2 | 296.8 | 23.5626 | 2950 | 3844 | Non Stackable | 8537 2099 | USD | 178156 | EVELYN MAERSK | Germany | Hamburg | Khalifa port | 2024-07-12 | 2024-08-19 | [12 empty] | 2024-12-18 |  | CASE_LIST |  | 1 | site | DAS | 2024-12-18 | site | 0 | 1 | 1 | 2 | 7.94 | 0 | 7.94 | SIEMENS(SIM) |  | 1 | 1 | 0 | 1 | Flow 1: Port → Site | DAS | SIEMENS
134 | 477QGP51782857 / PS02 / 45183650 | HVDC-ADOPT-SIM-0005-2B | DAS | SCT-19LT-PRC-PO-004/45183651 | 13OP-03028.P.01.510 | 1 | Outdoor | Connection module passive | 407.2 | 147.2 | 152.8 | 9.1588 | 730 | 1129 | Non Stackable | 8537 2099 | USD | 178156 | EVELYN MAERSK | Germany | Hamburg | Khalifa port | 2024-07-12 | 2024-08-19 | [12 empty] | 2024-12-26 |  | CASE_LIST |  | 1 | site | DAS | 2024-12-26 | site | 0 | 1 | 1 | 2 | 5.99 | 0 | 5.99 | SIEMENS(SIM) |  | 1 | 1 | 0 | 1 | Flow 1: Port → Site | DAS | SIEMENS
135 | 477QGP51782857 / PS02 / 45183650 | HVDC-ADOPT-SIM-0005-2B | DAS | SCT-19LT-PRC-PO-004/45183651 | 13OP-03028.P.01.540 | 1 | Outdoor | Voltage transformer | 123.2 | 107.2 | 165.8 | 2.1897 | 430 | 587 | Non Stackable | 8537 2099 | USD | 178156 | EVELYN MAERSK | Germany | Hamburg | Khalifa port | 2024-07-12 | 2024-08-19 | [12 empty] | 2024-08-31 |  | CASE_LIST |  | 1 | site | DAS | 2024-08-31 | site | 0 | 1 | 1 | 2 | 1.32 | 0 | 1.32 | SIEMENS(SIM) |  | 1 | 1 | 0 | 1 | Flow 1: Port → Site | DAS | SIEMENS
136 | 477QGP51782857 / PS02 / 45183650 | HVDC-ADOPT-SIM-0005-2B | DAS | SCT-19LT-PRC-PO-004/45183651 | 13OP-03028.P.01.541 | 1 | Outdoor | Voltage transformer | 123.2 | 107.2 | 165.8 | 2.1897 | 430 | 587 | Non Stackable | 8537 2099 | USD | 178156 | EVELYN MAERSK | Germany | Hamburg | Khalifa port | 2024-07-12 | 2024-08-19 | [12 empty] | 2024-08-31 |  | CASE_LIST |  | 1 | site | DAS | 2024-08-31 | site | 0 | 1 | 1 | 2 | 1.32 | 0 | 1.32 | SIEMENS(SIM) |  | 1 | 1 | 0 | 1 | Flow 1: Port → Site | DAS | SIEMENS
137 | 477QGP51782857 / PS02 / 45183650 | HVDC-ADOPT-SIM-0005-2B | DAS | SCT-19LT-PRC-PO-004/45183651 | 13OP-03028.P.01.551 | 1 | Outdoor | Voltage transformer | 143.2 | 127.2 | 175.8 | 3.2022 | 700 | 900 | Non Stackable | 8537 2099 | USD | 178156 | EVELYN MAERSK | Germany | Hamburg | Khalifa port | 2024-07-12 | 2024-08-19 | [12 empty] | 2024-12-26 |  | CASE_LIST |  | 1 | site | DAS | 2024-12-26 | site | 0 | 1 | 1 | 2 | 1.82 | 0 | 1.82 | SIEMENS(SIM) |  | 1 | 1 | 0 | 1 | Flow 1: Port → Site | DAS | SIEMENS
138 | 477QGP51782857 / PS02 / 45183650 | HVDC-ADOPT-SIM-0005-2B | DAS | SCT-19LT-PRC-PO-004/45183651 | 13OP-03028.P.01.552 | 1 | Outdoor | Voltage transformer | 143.2 | 127.2 | 175.8 | 3.2022 | 700 | 900 | Non Stackable | 8537 2099 | USD | 178156 | EVELYN MAERSK | Germany | Hamburg | Khalifa port | 2024-07-12 | 2024-08-19 | [12 empty] | 2025-01-01 |  | CASE_LIST |  | 1 | site | DAS | 2025-01-01 | site | 0 | 1 | 1 | 2 | 1.82 | 0 | 1.82 | SIEMENS(SIM) |  | 1 | 1 | 0 | 1 | Flow 1: Port → Site | DAS | SIEMENS
139 | 477QGP51782857 / PS02 / 45183650 | HVDC-ADOPT-SIM-0005-2B | DAS | SCT-19LT-PRC-PO-004/45183651 | 13OP-03028.P.01.553 | 1 | Outdoor | Voltage transformer | 143.2 | 127.2 | 175.8 | 3.2022 | 710 | 910 | Non Stackable | 8537 2099 | USD | 178156 | EVELYN MAERSK | Germany | Hamburg | Khalifa port | 2024-07-12 | 2024-08-19 | [12 empty] | 2024-12-26 |  | CASE_LIST |  | 1 | site | DAS | 2024-12-26 | site | 0 | 1 | 1 | 2 | 1.82 | 0 | 1.82 | SIEMENS(SIM) |  | 1 | 1 | 0 | 1 | Flow 1: Port → Site | DAS | SIEMENS
140 | 477QGP51782857 / PS02 / 45183650 | HVDC-ADOPT-SIM-0005-2B | DAS | SCT-19LT-PRC-PO-004/45183651 | 13OP-03028.P.01.554 | 1 | Outdoor | Voltage transformer | 143.2 | 127.2 | 175.8 | 3.2022 | 710 | 910 | Non Stackable | 8537 2099 | USD | 178156 | EVELYN MAERSK | Germany | Hamburg | Khalifa port | 2024-07-12 | 2024-08-19 | [12 empty] | 2025-01-01 |  | CASE_LIST |  | 1 | site | DAS | 2025-01-01 | site | 0 | 1 | 1 | 2 | 1.82 | 0 | 1.82 | SIEMENS(SIM) |  | 1 | 1 | 0 | 1 | Flow 1: Port → Site | DAS | SIEMENS
141 | 477QGP51782857 / PS02 / 45183650 | HVDC-ADOPT-SIM-0005-2B | DAS | SCT-19LT-PRC-PO-004/45183651 | 13OP-03028.P.01.555 | 1 | Outdoor | Voltage transformer | 143.2 | 127.2 | 175.8 | 3.2022 | 710 | 910 | Non Stackable | 8537 2099 | USD | 178156 | EVELYN MAERSK | Germany | Hamburg | Khalifa port | 2024-07-12 | 2024-08-19 | [12 empty] | 2025-01-01 |  | CASE_LIST |  | 1 | site | DAS | 2025-01-01 | site | 0 | 1 | 1 | 2 | 1.82 | 0 | 1.82 | SIEMENS(SIM) |  | 1 | 1 | 0 | 1 | Flow 1: Port → Site | DAS | SIEMENS
142 | 477QGP51782857 / PS02 / 45183650 | HVDC-ADOPT-SIM-0005-2B | DAS | SCT-19LT-PRC-PO-004/45183651 | 13OP-03028.P.01.572 | 1 | Outdoor | CB bay, single pole drive | 459.2 | 169.2 | 296.8 | 23.0604 | 2930 | 3823 | Non Stackable | 8537 2099 | USD | 178156 | EVELYN MAERSK | Germany | Hamburg | Khalifa port | 2024-07-12 | 2024-08-19 | [12 empty] | 2025-01-01 |  | CASE_LIST |  | 1 | site | DAS | 2025-01-01 | site | 0 | 1 | 1 | 2 | 7.77 | 0 | 7.77 | SIEMENS(SIM) |  | 1 | 1 | 0 | 1 | Flow 1: Port → Site | DAS | SIEMENS
143 | 477QGP51782857 / PS02 / 45183650 | HVDC-ADOPT-SIM-0005-2B | DAS | SCT-19LT-PRC-PO-004/45183651 | 13OP-03028.P.01.573 | 1 | Outdoor | CB bay, single pole drive | 459.2 | 169.2 | 296.8 | 23.0604 | 2920 | 3813 | Non Stackable | 8537 2099 | USD | 178156 | EVELYN MAERSK | Germany | Hamburg | Khalifa port | 2024-07-12 | 2024-08-19 | [12 empty] | 2025-01-01 |  | CASE_LIST |  | 1 | site | DAS | 2025-01-01 | site | 0 | 1 | 1 | 2 | 7.77 | 0 | 7.77 | SIEMENS(SIM) |  | 1 | 1 | 0 | 1 | Flow 1: Port → Site | DAS | SIEMENS
144 | 477QGP51782857 / PS02 / 45183650 | HVDC-ADOPT-SIM-0005-2B | DAS | SCT-19LT-PRC-PO-004/45183651 | 13OP-03028.P.01.591 | 1 | Outdoor | CB bay, single pole drive | 459.2 | 169.2 | 296.8 | 23.0604 | 2950 | 3843 | Non Stackable | 8537 2099 | USD | 178156 | EVELYN MAERSK | Germany | Hamburg | Khalifa port | 2024-07-12 | 2024-08-19 | [12 empty] | 2025-01-01 |  | CASE_LIST |  | 1 | site | DAS | 2025-01-01 | site | 0 | 1 | 1 | 2 | 7.77 | 0 | 7.77 | SIEMENS(SIM) |  | 1 | 1 | 0 | 1 | Flow 1: Port → Site | DAS | SIEMENS
145 | 477QGP51782857 / PS02 / 45183650 | HVDC-ADOPT-SIM-0005-2B | DAS | SCT-19LT-PRC-PO-004/45183651 | 13OP-03028.P.01.592 | 1 | Outdoor | CB bay, single pole drive | 459.2 | 169.2 | 296.8 | 23.0604 | 2940 | 3833 | Non Stackable | 8537 2099 | USD | 178156 | EVELYN MAERSK | Germany | Hamburg | Khalifa port | 2024-07-12 | 2024-08-19 | [12 empty] | 2025-01-01 |  | CASE_LIST |  | 1 | site | DAS | 2025-01-01 | site | 0 | 1 | 1 | 2 | 7.77 | 0 | 7.77 | SIEMENS(SIM) |  | 1 | 1 | 0 | 1 | Flow 1: Port → Site | DAS | SIEMENS
146 | 477QGP51782857 / PS02 / 45183650 | HVDC-ADOPT-SIM-0005-2B | DAS | SCT-19LT-PRC-PO-004/45183651 | 13OP-03028.P.01.559 | 1 | Outdoor | Connection module active | 243.2 | 207.2 | 172.8 | 8.7076 | 960 | 1361 | Non Stackable | 8537 2099 | USD | 178156 | EVELYN MAERSK | Germany | Hamburg | Khalifa port | 2024-07-12 | 2024-08-19 | [12 empty] | 2025-01-01 |  | CASE_LIST |  | 1 | site | DAS | 2025-01-01 | site | 0 | 1 | 1 | 2 | 5.04 | 0 | 5.04 | SIEMENS(SIM) |  | 1 | 1 | 0 | 1 | Flow 1: Port → Site | DAS | SIEMENS
147 | 477QGP51782857 / PS02 / 45183650 | HVDC-ADOPT-SIM-0005-2B | DAS | SCT-19LT-PRC-PO-004/45183651 | 13OP-03028.P.01.560 | 1 | Outdoor | Connection module active | 238.4 | 197.2 | 172.8 | 8.1238 | 960 | 1339 | Non Stackable | 8537 2099 | USD | 178156 | EVELYN MAERSK | Germany | Hamburg | Khalifa port | 2024-07-12 | 2024-08-19 | [12 empty] | 2025-01-20 |  | CASE_LIST |  | 1 | site | DAS | 2025-01-20 | site | 0 | 1 | 1 | 2 | 4.7 | 0 | 4.7 | SIEMENS(SIM) |  | 1 | 1 | 0 | 1 | Flow 1: Port → Site | DAS | SIEMENS
148 | 477QGP51782857 / PS02 / 45183650 | HVDC-ADOPT-SIM-0005-2B | DAS | SCT-19LT-PRC-PO-004/45183651 | 13OP-03028.P.01.575 | 1 | Outdoor | Circuit Breaker Single | 779.2 | 170.2 | 307.3 | 40.7541 | 5700 | 7230 | Non Stackable | 8537 2099 | USD | 178156 | EVELYN MAERSK | Germany | Hamburg | Khalifa port | 2024-07-12 | 2024-08-19 | [12 empty] | 2025-01-01 |  | CASE_LIST |  | 1 | site | DAS | 2025-01-01 | site | 0 | 1 | 1 | 2 | 13.26 | 0 | 13.26 | SIEMENS(SIM) |  | 1 | 1 | 0 | 1 | Flow 1: Port → Site | DAS | SIEMENS
149 | 477QGP51782857 / PS02 / 45183650 | HVDC-ADOPT-SIM-0005-2B | DAS | SCT-19LT-PRC-PO-004/45183651 | 13OP-03028.P.01.606 | 1 | Outdoor | CB bay, single pole drive | 469.2 | 169.2 | 296.8 | 23.5626 | 2930 | 3814 | Non Stackable | 8537 2099 | USD | 178156 | EVELYN MAERSK | Germany | Hamburg | Khalifa port | 2024-07-12 | 2024-08-19 | [12 empty] | 2024-12-21 |  | CASE_LIST |  | 1 | site | DAS | 2024-12-21 | site | 0 | 1 | 1 | 2 | 7.94 | 0 | 7.94 | SIEMENS(SIM) |  | 1 | 1 | 0 | 1 | Flow 1: Port → Site | DAS | SIEMENS
150 | 477QGP51782857 / PS02 / 45183650 | HVDC-ADOPT-SIM-0005-2B | DAS | SCT-19LT-PRC-PO-004/45183651 | 13OP-03028.P.01.598 | 1 | Outdoor | Connection module passive | 467.2 | 117.2 | 144.8 | 7.9286 | 590 | 993 | Non Stackable | 8537 2099 | USD | 178156 | EVELYN MAERSK | Germany | Hamburg | Khalifa port | 2024-07-12 | 2024-08-19 | [12 empty] | 2025-01-08 |  | CASE_LIST |  | 1 | site | DAS | 2025-01-08 | site | 0 | 1 | 1 | 2 | 5.48 | 0 | 5.48 | SIEMENS(SIM) |  | 1 | 1 | 0 | 1 | Flow 1: Port → Site | DAS | SIEMENS
151 | 477QGP51782857 / PS02 / 45183650 | HVDC-ADOPT-SIM-0005-2B | DAS | SCT-19LT-PRC-PO-004/45183651 | 13OP-03028.P.01.590 | 1 | Outdoor | Connection module active | 243.2 | 207.2 | 172.8 | 8.7076 | 960 | 1368 | Non Stackable | 8537 2099 | USD | 178156 | EVELYN MAERSK | Germany | Hamburg | Khalifa port | 2024-07-12 | 2024-08-19 | [12 empty] | 2024-12-26 |  | CASE_LIST |  | 1 | site | DAS | 2024-12-26 | site | 0 | 1 | 1 | 2 | 5.04 | 0 | 5.04 | SIEMENS(SIM) |  | 1 | 1 | 0 | 1 | Flow 1: Port → Site | DAS | SIEMENS
152 | 477QGP51782857 / PS02 / 45183650 | HVDC-ADOPT-SIM-0005-2B | DAS | SCT-19LT-PRC-PO-004/45183651 | 13OP-03028.P.01.604 | 1 | Outdoor | CB bay, single pole drive | 459.2 | 169.2 | 296.8 | 23.0604 | 2940 | 3830 | Non Stackable | 8537 2099 | USD | 178156 | EVELYN MAERSK | Germany | Hamburg | Khalifa port | 2024-07-12 | 2024-08-19 | [12 empty] | 2025-01-01 |  | CASE_LIST |  | 1 | site | DAS | 2025-01-01 | site | 0 | 1 | 1 | 2 | 7.77 | 0 | 7.77 | SIEMENS(SIM) |  | 1 | 1 | 0 | 1 | Flow 1: Port → Site | DAS | SIEMENS
153 | 477QGP51782857 / PS02 / 45183650 | HVDC-ADOPT-SIM-0005-2B | DAS | SCT-19LT-PRC-PO-004/45183651 | 13OP-03028.P.01.605 | 1 | Outdoor | CB bay, single pole drive | 459.2 | 169.2 | 296.8 | 23.0604 | 2930 | 3820 | Non Stackable | 8537 2099 | USD | 178156 | EVELYN MAERSK | Germany | Hamburg | Khalifa port | 2024-07-12 | 2024-08-19 | [12 empty] | 2024-12-18 |  | CASE_LIST |  | 1 | site | DAS | 2024-12-18 | site | 0 | 1 | 1 | 2 | 7.77 | 0 | 7.77 | SIEMENS(SIM) |  | 1 | 1 | 0 | 1 | Flow 1: Port → Site | DAS | SIEMENS
154 | 477QGP51782857 / PS02 / 45183650 | HVDC-ADOPT-SIM-0005-2B | DAS | SCT-19LT-PRC-PO-004/45183651 | 13OP-03028.P.01.603 | 1 | Outdoor | CB bay, single pole drive | 459.2 | 169.2 | 296.8 | 23.0604 | 2930 | 3814 | Non Stackable | 8537 2099 | USD | 178156 | EVELYN MAERSK | Germany | Hamburg | Khalifa port | 2024-07-12 | 2024-08-19 | [12 empty] | 2025-01-01 |  | CASE_LIST |  | 1 | site | DAS | 2025-01-01 | site | 0 | 1 | 1 | 2 | 7.77 | 0 | 7.77 | SIEMENS(SIM) |  | 1 | 1 | 0 | 1 | Flow 1: Port → Site | DAS | SIEMENS
155 | 477QGP51782857 / PS02 / 45183650 | HVDC-ADOPT-SIM-0005-2B | DAS | SCT-19LT-PRC-PO-004/45183651 | 13OP-03028.P.01.616 | 1 | Outdoor | CB bay, single pole drive | 469 | 169 | 297 | 23.5405 | 2930 | 3824 | Non Stackable | 8537 2099 | USD | 178156 | EVELYN MAERSK | Germany | Hamburg | Khalifa port | 2024-07-12 | 2024-08-19 | [12 empty] | 2025-01-15 |  | CASE_LIST |  | 1 | site | DAS | 2025-01-15 | site | 0 | 1 | 1 | 2 | 7.93 | 0 | 7.93 | SIEMENS(SIM) |  | 1 | 1 | 0 | 1 | Flow 1: Port → Site | DAS | SIEMENS
123 | 477QGP51782857 / PS02 / 45183650 | HVDC-ADOPT-SIM-0005-2A | DAS | SCT-19LT-PRC-PO-004/45183650 | 13OP-03028.P.01.506 | 1 | Outdoor | Connection module passive | 407.2 | 147.2 | 152.8 | 9.1588 | 730 | 1129 | Non Stackable | 8537 2099 | USD | 287744.2 | EVELYN MAERSK | Germany | Hamburg | Khalifa port | 2024-07-12 | 2024-08-19 | [12 empty] | 2024-12-26 |  | CASE_LIST |  | 1 | site | DAS | 2024-12-26 | site | 0 | 1 | 1 | 2 | 5.99 | 0 | 5.99 | SIEMENS(SIM) |  | 1 | 1 | 0 | 1 | Flow 1: Port → Site | DAS | SIEMENS
124 | 477QGP51782857 / PS02 / 45183650 | HVDC-ADOPT-SIM-0005-2A | DAS | SCT-19LT-PRC-PO-004/45183650 | 13OP-03028.P.01.607 | 1 | Outdoor | Circuit breaker unit | 509.2 | 169.2 | 296.8 | 25.5713 | 3830 | 4790 | Non Stackable | 8537 2099 | USD | 287744.2 | EVELYN MAERSK | Germany | Hamburg | Khalifa port | 2024-07-12 | 2024-08-19 | [12 empty] | 2024-12-18 |  | CASE_LIST |  | 1 | site | DAS | 2024-12-18 | site | 0 | 1 | 1 | 2 | 8.62 | 0 | 8.62 | SIEMENS(SIM) |  | 1 | 1 | 0 | 1 | Flow 1: Port → Site | DAS | SIEMENS
125 | 477QGP51782857 / PS02 / 45183650 | HVDC-ADOPT-SIM-0005-2A | DAS | SCT-19LT-PRC-PO-004/45183650 | 13OP-03028.P.01.571 | 1 | Outdoor | Circuit breaker unit | 629.2 | 219.2 | 172.8 | 23.8327 | 3610 | 4900 | Non Stackable | 8537 2099 | USD | 287744.2 | EVELYN MAERSK | Germany | Hamburg | Khalifa port | 2024-07-12 | 2024-08-19 | [12 empty] | 2025-01-01 |  | CASE_LIST |  | 1 | site | DAS | 2025-01-01 | site | 0 | 1 | 1 | 2 | 13.79 | 0 | 13.79 | SIEMENS(SIM) |  | 1 | 1 | 0 | 1 | Flow 1: Port → Site | DAS | SIEMENS
126 | 477QGP51782857 / PS02 / 45183650 | HVDC-ADOPT-SIM-0005-2A | DAS | SCT-19LT-PRC-PO-004/45183650 | 13OP-03028.P.01.574 | 1 | Outdoor | Circuit breaker unit | 509.2 | 220.2 | 297.3 | 33.335 | 4350 | 5451 | Non Stackable | 8537 2099 | USD | 287744.2 | EVELYN MAERSK | Germany | Hamburg | Khalifa port | 2024-07-12 | 2024-08-19 | [12 empty] | 2025-01-01 |  | CASE_LIST |  | 1 | site | DAS | 2025-01-01 | site | 0 | 1 | 1 | 2 | 11.21 | 0 | 11.21 | SIEMENS(SIM) |  | 1 | 1 | 0 | 1 | Flow 1: Port → Site | DAS | SIEMENS
127 | 477QGP51782857 / PS02 / 45183650 | HVDC-ADOPT-SIM-0005-2A | DAS | SCT-19LT-PRC-PO-004/45183650 | 13OP-03028.P.01.593 | 1 | Outdoor | Connection module active | 287.2 | 197.2 | 234.8 | 13.2981 | 1050 | 1566 | Non Stackable | 8537 2099 | USD | 287744.2 | EVELYN MAERSK | Germany | Hamburg | Khalifa port | 2024-07-12 | 2024-08-19 | [12 empty] | 2025-01-20 |  | CASE_LIST |  | 1 | site | DAS | 2025-01-20 | site | 0 | 1 | 1 | 2 | 5.66 | 0 | 5.66 | SIEMENS(SIM) |  | 1 | 1 | 0 | 1 | Flow 1: Port → Site | DAS | SIEMENS
128 | 477QGP51782857 / PS02 / 45183650 | HVDC-ADOPT-SIM-0005-2A | DAS | SCT-19LT-PRC-PO-004/45183650 | 13OP-03028.P.01.576 | 1 | Outdoor | Circuit breaker unit | 629.2 | 219.2 | 296.8 | 40.9348 | 3650 | 4925 | Non Stackable | 8537 2099 | USD | 287744.2 | EVELYN MAERSK | Germany | Hamburg | Khalifa port | 2024-07-12 | 2024-08-19 | [12 empty] | 2025-02-05 |  | CASE_LIST |  | 1 | site | DAS | 2025-02-05 | site | 0 | 1 | 1 | 2 | 13.79 | 0 | 13.79 | SIEMENS(SIM) |  | 1 | 1 | 0 | 1 | Flow 1: Port → Site | DAS | SIEMENS
129 | 477QGP51782857 / PS02 / 45183650 | HVDC-ADOPT-SIM-0005-2A | DAS | SCT-19LT-PRC-PO-004/45183650 | 13OP-03028.P.01.600 | 1 | Outdoor | Connection module active | 223.2 | 177.2 | 172.8 | 6.8344 | 850 | 1176 | Non Stackable | 8537 2099 | USD | 287744.2 | EVELYN MAERSK | Germany | Hamburg | Khalifa port | 2024-07-12 | 2024-08-19 | [12 empty] | 2024-12-26 |  | CASE_LIST |  | 1 | site | DAS | 2024-12-26 | site | 0 | 1 | 1 | 2 | 3.96 | 0 | 3.96 | SIEMENS(SIM) |  | 1 | 1 | 0 | 1 | Flow 1: Port → Site | DAS | SIEMENS
130 | 477QGP51782857 / PS02 / 45183650 | HVDC-ADOPT-SIM-0005-2A | DAS | SCT-19LT-PRC-PO-004/45183650 | 13OP-03028.P.01.602 | 1 | Outdoor | Circuit Breaker Single | 769.2 | 230.2 | 307.3 | 54.4136 | 6400 | 8103 | Non Stackable | 8537 2099 | USD | 287744.2 | EVELYN MAERSK | Germany | Hamburg | Khalifa port | 2024-07-12 | 2024-08-19 | [12 empty] | 2025-02-05 |  | CASE_LIST |  | 1 | site | DAS | 2025-02-05 | site | 0 | 1 | 1 | 2 | 17.71 | 0 | 17.71 | SIEMENS(SIM) |  | 1 | 1 | 0 | 1 | Flow 1: Port → Site | DAS | SIEMENS
114 | 477QGP51782859 / PS02 / 45183652 | HVDC-ADOPT-SIM-0005 | DAS | SCT-19LT-PRC-PO-004/45183652 | SIEFA0044602324001 | 1 | Outdoor | HV Surge Arrester & others | 150 | 110 | 192 | 3.168 | 314 | 548 | Non Stackable | 8537 2099 | USD | 56056.78 | MAERSK HOUSTON | Germany | Hamburg | Khalifa port | 2024-07-03 | 2024-08-08 | [12 empty] | 2024-10-13 |  | CASE_LIST |  | 1 | site | DAS | 2024-10-13 | site | 0 | 1 | 1 | 2 | 1.65 | 0 | 1.65 | HITACHI(HE) |  | 1 | 1 | 0 | 1 | Flow 1: Port → Site | DAS | HITACHI
115 | 477QGP51782859 / PS02 / 45183652 | HVDC-ADOPT-SIM-0005 | DAS | SCT-19LT-PRC-PO-004/45183652 | SIEFA0044602324002 | 1 | Outdoor | HV Surge Arrester & others | 150 | 110 | 192 | 3.168 | 314 | 540 | Non Stackable | 8537 2099 | USD | 56056.78 | MAERSK HOUSTON | Germany | Hamburg | Khalifa port | 2024-07-03 | 2024-08-08 | [12 empty] | 2024-10-03 |  | CASE_LIST |  | 1 | site | DAS | 2024-10-03 | site | 0 | 1 | 1 | 2 | 1.65 | 0 | 1.65 | HITACHI(HE) |  | 1 | 1 | 0 | 1 | Flow 1: Port → Site | DAS | HITACHI
36 | 477QGP51782859 / PS02 / 45183652 | HVDC-ADOPT-SIM-0005 | DAS | SCT-19LT-PRC-PO-004/45183652 | 13OP-03028.P.01.502 | 1 | Outdoor | Connection module active | 233.2 | 167.2 | 172.8 | 6.7377 | 730 | 1048 | Non Stackable | 8537 2099 | USD | 56056.78 | MAERSK HOUSTON | Germany | Hamburg | Khalifa port | 2024-07-03 | 2024-08-08 | [12 empty] | 2024-08-31 |  | CASE_LIST |  | 1 | site | DAS | 2024-08-31 | site | 0 | 1 | 1 | 2 | 3.9 | 0 | 3.9 | SIEMENS(SIM) |  | 1 | 1 | 0 | 1 | Flow 1: Port → Site | DAS | SIEMENS
37 | 477QGP51782859 / PS02 / 45183652 | HVDC-ADOPT-SIM-0005 | DAS | SCT-19LT-PRC-PO-004/45183652 | 13OP-03028.P.01.542 | 1 | Outdoor | Voltage transformer | 123.2 | 107.2 | 165.8 | 2.1897 | 430 | 587 | Non Stackable | 8537 2099 | USD | 56056.78 | MAERSK HOUSTON | Germany | Hamburg | Khalifa port | 2024-07-03 | 2024-08-08 | [12 empty] | 2024-11-26 |  | CASE_LIST |  | 1 | site | DAS | 2024-11-26 | site | 0 | 1 | 1 | 2 | 1.32 | 0 | 1.32 | SIEMENS(SIM) |  | 1 | 1 | 0 | 1 | Flow 1: Port → Site | DAS | SIEMENS
38 | 477QGP51782859 / PS02 / 45183652 | HVDC-ADOPT-SIM-0005 | DAS | SCT-19LT-PRC-PO-004/45183652 | 13OP-03028.P.01.543 | 1 | Outdoor | Voltage transformer | 123.2 | 107.2 | 165.8 | 2.1897 | 430 | 587 | Non Stackable | 8537 2099 | USD | 56056.78 | MAERSK HOUSTON | Germany | Hamburg | Khalifa port | 2024-07-03 | 2024-08-08 | [12 empty] | 2024-11-26 |  | CASE_LIST |  | 1 | site | DAS | 2024-11-26 | site | 0 | 1 | 1 | 2 | 1.32 | 0 | 1.32 | SIEMENS(SIM) |  | 1 | 1 | 0 | 1 | Flow 1: Port → Site | DAS | SIEMENS
39 | 477QGP51782859 / PS02 / 45183652 | HVDC-ADOPT-SIM-0005 | DAS | SCT-19LT-PRC-PO-004/45183652 | 13OP-03028.P.01.544 | 1 | Outdoor | Voltage transformer | 123.2 | 107.2 | 165.8 | 2.1897 | 430 | 587 | Non Stackable | 8537 2099 | USD | 56056.78 | MAERSK HOUSTON | Germany | Hamburg | Khalifa port | 2024-07-03 | 2024-08-08 | [12 empty] | 2024-11-26 |  | CASE_LIST |  | 1 | site | DAS | 2024-11-26 | site | 0 | 1 | 1 | 2 | 1.32 | 0 | 1.32 | SIEMENS(SIM) |  | 1 | 1 | 0 | 1 | Flow 1: Port → Site | DAS | SIEMENS
40 | 477QGP51782859 / PS02 / 45183652 | HVDC-ADOPT-SIM-0005 | DAS | SCT-19LT-PRC-PO-004/45183652 | 13OP-03028.P.01.545 | 1 | Outdoor | Voltage transformer | 123.2 | 107.2 | 165.8 | 2.1897 | 430 | 587 | Non Stackable | 8537 2099 | USD | 56056.78 | MAERSK HOUSTON | Germany | Hamburg | Khalifa port | 2024-07-03 | 2024-08-08 | [12 empty] | 2024-11-26 |  | CASE_LIST |  | 1 | site | DAS | 2024-11-26 | site | 0 | 1 | 1 | 2 | 1.32 | 0 | 1.32 | SIEMENS(SIM) |  | 1 | 1 | 0 | 1 | Flow 1: Port → Site | DAS | SIEMENS
41 | 477QGP51782859 / PS02 / 45183652 | HVDC-ADOPT-SIM-0005 | DAS | SCT-19LT-PRC-PO-004/45183652 | 13OP-03028.P.01.546 | 1 | Outdoor | Voltage transformer | 123.2 | 107.2 | 165.8 | 2.1897 | 430 | 587 | Non Stackable | 8537 2099 | USD | 56056.78 | MAERSK HOUSTON | Germany | Hamburg | Khalifa port | 2024-07-03 | 2024-08-08 | [12 empty] | 2024-11-26 |  | CASE_LIST |  | 1 | site | DAS | 2024-11-26 | site | 0 | 1 | 1 | 2 | 1.32 | 0 | 1.32 | SIEMENS(SIM) |  | 1 | 1 | 0 | 1 | Flow 1: Port → Site | DAS | SIEMENS
42 | 477QGP51782859 / PS02 / 45183652 | HVDC-ADOPT-SIM-0005 | DAS | SCT-19LT-PRC-PO-004/45183652 | 13OP-03028.P.01.547 | 1 | Outdoor | Voltage transformer | 123.2 | 107.2 | 165.8 | 2.1897 | 430 | 587 | Non Stackable | 8537 2099 | USD | 56056.78 | MAERSK HOUSTON | Germany | Hamburg | Khalifa port | 2024-07-03 | 2024-08-08 | [12 empty] | 2024-11-26 |  | CASE_LIST |  | 1 | site | DAS | 2024-11-26 | site | 0 | 1 | 1 | 2 | 1.32 | 0 | 1.32 | SIEMENS(SIM) |  | 1 | 1 | 0 | 1 | Flow 1: Port → Site | DAS | SIEMENS
43 | 477QGP51782859 / PS02 / 45183652 | HVDC-ADOPT-SIM-0005 | DAS | SCT-19LT-PRC-PO-004/45183652 | 13OP-03028.P.01.548 | 1 | Outdoor | Voltage transformer | 123.2 | 107.2 | 165.8 | 2.1897 | 430 | 587 | Non Stackable | 8537 2099 | USD | 56056.78 | MAERSK HOUSTON | Germany | Hamburg | Khalifa port | 2024-07-03 | 2024-08-08 | [12 empty] | 2024-11-26 |  | CASE_LIST |  | 1 | site | DAS | 2024-11-26 | site | 0 | 1 | 1 | 2 | 1.32 | 0 | 1.32 | SIEMENS(SIM) |  | 1 | 1 | 0 | 1 | Flow 1: Port → Site | DAS | SIEMENS
44 | 477QGP51782859 / PS02 / 45183652 | HVDC-ADOPT-SIM-0005 | DAS | SCT-19LT-PRC-PO-004/45183652 | 13OP-03028.P.01.549 | 1 | Outdoor | Voltage transformer | 123.2 | 107.2 | 165.8 | 2.1897 | 430 | 587 | Non Stackable | 8537 2099 | USD | 56056.78 | MAERSK HOUSTON | Germany | Hamburg | Khalifa port | 2024-07-03 | 2024-08-08 | [12 empty] | 2024-11-19 |  | CASE_LIST |  | 1 | site | DAS | 2024-11-19 | site | 0 | 1 | 1 | 2 | 1.32 | 0 | 1.32 | SIEMENS(SIM) |  | 1 | 1 | 0 | 1 | Flow 1: Port → Site | DAS | SIEMENS
45 | 477QGP51782859 / PS02 / 45183652 | HVDC-ADOPT-SIM-0005 | DAS | SCT-19LT-PRC-PO-004/45183652 | 13OP-03028.P.01.550 | 1 | Outdoor | Voltage transformer | 123.2 | 107.2 | 165.8 | 2.1897 | 430 | 587 | Non Stackable | 8537 2099 | USD | 56056.78 | MAERSK HOUSTON | Germany | Hamburg | Khalifa port | 2024-07-03 | 2024-08-08 | [12 empty] | 2024-10-13 |  | CASE_LIST |  | 1 | site | DAS | 2024-10-13 | site | 0 | 1 | 1 | 2 | 1.32 | 0 | 1.32 | SIEMENS(SIM) |  | 1 | 1 | 0 | 1 | Flow 1: Port → Site | DAS | SIEMENS
46 | 477QGP51782859 / PS02 / 45183652 | HVDC-ADOPT-SIM-0005 | DAS | SCT-19LT-PRC-PO-004/45183652 | 13OP-03028.P.01.538 | 1 | Outdoor | Connection module active | 193.2 | 177.2 | 142.8 | 4.8888 | 490 | 769 | Non Stackable | 8537 2099 | USD | 56056.78 | MAERSK HOUSTON | Germany | Hamburg | Khalifa port | 2024-07-03 | 2024-08-08 | [12 empty] | 2024-11-26 |  | CASE_LIST |  | 1 | site | DAS | 2024-11-26 | site | 0 | 1 | 1 | 2 | 3.42 | 0 | 3.42 | SIEMENS(SIM) |  | 1 | 1 | 0 | 1 | Flow 1: Port → Site | DAS | SIEMENS
47 | 477QGP51782859 / PS02 / 45183652 | HVDC-ADOPT-SIM-0005 | DAS | SCT-19LT-PRC-PO-004/45183652 | 13OP-03028.P.01.556 | 1 | Outdoor | Voltage transformer | 143.2 | 127.2 | 175.8 | 3.2022 | 710 | 910 | Non Stackable | 8537 2099 | USD | 56056.78 | MAERSK HOUSTON | Germany | Hamburg | Khalifa port | 2024-07-03 | 2024-08-08 | [12 empty] | 2024-10-03 |  | CASE_LIST |  | 1 | site | DAS | 2024-10-03 | site | 0 | 1 | 1 | 2 | 1.82 | 0 | 1.82 | SIEMENS(SIM) |  | 1 | 1 | 0 | 1 | Flow 1: Port → Site | DAS | SIEMENS
48 | 477QGP51782859 / PS02 / 45183652 | HVDC-ADOPT-SIM-0005 | DAS | SCT-19LT-PRC-PO-004/45183652 | 13OP-03028.P.01.539 | 1 | Outdoor | STIFFENER FOR EXPANSIONDAS-B | 120 | 80 | 60 | 0.576 | 200 | 200 | Non Stackable | 8537 2099 | USD | 56056.78 | MAERSK HOUSTON | Germany | Hamburg | Khalifa port | 2024-07-03 | 2024-08-08 | [12 empty] | 2024-10-03 |  | CASE_LIST |  | 1 | site | DAS | 2024-10-03 | site | 0 | 1 | 1 | 2 | 0.96 | 0 | 0.96 | SIEMENS(SIM) |  | 1 | 1 | 0 | 1 | Flow 1: Port → Site | DAS | SIEMENS
49 | 477QGP51782859 / PS02 / 45183652 | HVDC-ADOPT-SIM-0005 | DAS | SCT-19LT-PRC-PO-004/45183652 | 13OP-03028.P.01.519 | 1 | Outdoor | Steel support | 280 | 75 | 75 | 1.575 | 733 | 733 | Non Stackable | 8537 2099 | USD | 56056.78 | MAERSK HOUSTON | Germany | Hamburg | Khalifa port | 2024-07-03 | 2024-08-08 | [12 empty] | 2024-11-12 |  | CASE_LIST |  | 1 | site | DAS | 2024-11-12 | site | 0 | 1 | 1 | 2 | 2.1 | 0 | 2.1 | SIEMENS(SIM) |  | 1 | 1 | 0 | 1 | Flow 1: Port → Site | DAS | SIEMENS
50 | 477QGP51782859 / PS02 / 45183652 | HVDC-ADOPT-SIM-0005 | DAS | SCT-19LT-PRC-PO-004/45183652 | 13OP-03028.P.01.520 | 1 | Outdoor | Steel support | 120 | 80 | 75 | 0.72 | 937 | 937 | Non Stackable | 8537 2099 | USD | 56056.78 | MAERSK HOUSTON | Germany | Hamburg | Khalifa port | 2024-07-03 | 2024-08-08 | [12 empty] | 2024-10-13 |  | CASE_LIST |  | 1 | site | DAS | 2024-10-13 | site | 0 | 1 | 1 | 2 | 0.96 | 0 | 0.96 | SIEMENS(SIM) |  | 1 | 1 | 0 | 1 | Flow 1: Port → Site | DAS | SIEMENS
51 | 477QGP51782859 / PS02 / 45183652 | HVDC-ADOPT-SIM-0005 | DAS | SCT-19LT-PRC-PO-004/45183652 | 13OP-03028.P.01.521 | 1 | Outdoor | Steel support | 120 | 80 | 55 | 0.528 | 1033 | 1033 | Non Stackable | 8537 2099 | USD | 56056.78 | MAERSK HOUSTON | Germany | Hamburg | Khalifa port | 2024-07-03 | 2024-08-08 | [12 empty] | 2024-11-09 |  | CASE_LIST |  | 1 | site | DAS | 2024-11-09 | site | 0 | 1 | 1 | 2 | 0.96 | 0 | 0.96 | SIEMENS(SIM) |  | 1 | 1 | 0 | 1 | Flow 1: Port → Site | DAS | SIEMENS
52 | 477QGP51782859 / PS02 / 45183652 | HVDC-ADOPT-SIM-0005 | DAS | SCT-19LT-PRC-PO-004/45183652 | 13OP-03028.P.01.522 | 1 | Outdoor | Steel support | 120 | 80 | 37 | 0.3552 | 862 | 862 | Non Stackable | 8537 2099 | USD | 56056.78 | MAERSK HOUSTON | Germany | Hamburg | Khalifa port | 2024-07-03 | 2024-08-08 | [12 empty] | 2024-10-13 |  | CASE_LIST |  | 1 | site | DAS | 2024-10-13 | site | 0 | 1 | 1 | 2 | 0.96 | 0 | 0.96 | SIEMENS(SIM) |  | 1 | 1 | 0 | 1 | Flow 1: Port → Site | DAS | SIEMENS
53 | 477QGP51782859 / PS02 / 45183652 | HVDC-ADOPT-SIM-0005 | DAS | SCT-19LT-PRC-PO-004/45183652 | 13OP-03028.P.01.523 | 1 | Outdoor | Steel support | 120 | 80 | 55 | 0.528 | 715 | 715 | Non Stackable | 8537 2099 | USD | 56056.78 | MAERSK HOUSTON | Germany | Hamburg | Khalifa port | 2024-07-03 | 2024-08-08 | [12 empty] | 2024-11-12 |  | CASE_LIST |  | 1 | site | DAS | 2024-11-12 | site | 0 | 1 | 1 | 2 | 0.96 | 0 | 0.96 | SIEMENS(SIM) |  | 1 | 1 | 0 | 1 | Flow 1: Port → Site | DAS | SIEMENS
54 | 477QGP51782859 / PS02 / 45183652 | HVDC-ADOPT-SIM-0005 | DAS | SCT-19LT-PRC-PO-004/45183652 | 13OP-03028.P.01.524 | 1 | Outdoor | Steel support | 130 | 80 | 80 | 0.832 | 954 | 954 | Non Stackable | 8537 2099 | USD | 56056.78 | MAERSK HOUSTON | Germany | Hamburg | Khalifa port | 2024-07-03 | 2024-08-08 | [12 empty] | 2024-10-13 |  | CASE_LIST |  | 1 | site | DAS | 2024-10-13 | site | 0 | 1 | 1 | 2 | 1.04 | 0 | 1.04 | SIEMENS(SIM) |  | 1 | 1 | 0 | 1 | Flow 1: Port → Site | DAS | SIEMENS
55 | 477QGP51782859 / PS02 / 45183652 | HVDC-ADOPT-SIM-0005 | DAS | SCT-19LT-PRC-PO-004/45183652 | 13OP-03028.P.01.525 | 1 | Outdoor | Steel support | 120 | 80 | 72 | 0.6912 | 198 | 198 | Non Stackable | 8537 2099 | USD | 56056.78 | MAERSK HOUSTON | Germany | Hamburg | Khalifa port | 2024-07-03 | 2024-08-08 | [12 empty] | 2024-11-09 |  | CASE_LIST |  | 1 | site | DAS | 2024-11-09 | site | 0 | 1 | 1 | 2 | 0.96 | 0 | 0.96 | SIEMENS(SIM) |  | 1 | 1 | 0 | 1 | Flow 1: Port → Site | DAS | SIEMENS
56 | 477QGP51782859 / PS02 / 45183652 | HVDC-ADOPT-SIM-0005 | DAS | SCT-19LT-PRC-PO-004/45183652 | 13OP-03028.P.01.526 | 1 | Outdoor | Steel support | 120 | 80 | 105 | 1.008 | 813 | 813 | Non Stackable | 8537 2099 | USD | 56056.78 | MAERSK HOUSTON | Germany | Hamburg | Khalifa port | 2024-07-03 | 2024-08-08 | [12 empty] | 2024-11-09 |  | CASE_LIST |  | 1 | site | DAS | 2024-11-09 | site | 0 | 1 | 1 | 2 | 0.96 | 0 | 0.96 | SIEMENS(SIM) |  | 1 | 1 | 0 | 1 | Flow 1: Port → Site | DAS | SIEMENS
57 | 477QGP51782859 / PS02 / 45183652 | HVDC-ADOPT-SIM-0005 | DAS | SCT-19LT-PRC-PO-004/45183652 | 13OP-03028.P.01.527 | 1 | Outdoor | Steel support | 120 | 80 | 80 | 0.768 | 725 | 725 | Non Stackable | 8537 2099 | USD | 56056.78 | MAERSK HOUSTON | Germany | Hamburg | Khalifa port | 2024-07-03 | 2024-08-08 | [12 empty] | 2024-11-12 |  | CASE_LIST |  | 1 | site | DAS | 2024-11-12 | site | 0 | 1 | 1 | 2 | 0.96 | 0 | 0.96 | SIEMENS(SIM) |  | 1 | 1 | 0 | 1 | Flow 1: Port → Site | DAS | SIEMENS
58 | 477QGP51782859 / PS02 / 45183652 | HVDC-ADOPT-SIM-0005 | DAS | SCT-19LT-PRC-PO-004/45183652 | 13OP-03028.P.01.537 | 1 | Outdoor | Steel support | 120 | 85 | 100 | 1.02 | 1214 | 1214 | Non Stackable | 8537 2099 | USD | 56056.78 | MAERSK HOUSTON | Germany | Hamburg | Khalifa port | 2024-07-03 | 2024-08-08 | [12 empty] | 2024-11-09 |  | CASE_LIST |  | 1 | site | DAS | 2024-11-09 | site | 0 | 1 | 1 | 2 | 1.02 | 0 | 1.02 | SIEMENS(SIM) |  | 1 | 1 | 0 | 1 | Flow 1: Port → Site | DAS | SIEMENS
59 | 477QGP51782859 / PS02 / 45183652 | HVDC-ADOPT-SIM-0005 | DAS | SCT-19LT-PRC-PO-004/45183652 | 13OP-03028.P.01.503 | 1 | Outdoor | Connection module active | 287.2 | 197.2 | 162.8 | 9.2203 | 1060 | 1504 | Non Stackable | 8537 2099 | USD | 56056.78 | MAERSK HOUSTON | Germany | Hamburg | Khalifa port | 2024-07-03 | 2024-08-08 | [12 empty] | 2024-12-04 |  | CASE_LIST |  | 1 | site | DAS | 2024-12-04 | site | 0 | 1 | 1 | 2 | 5.66 | 0 | 5.66 | SIEMENS(SIM) |  | 1 | 1 | 0 | 1 | Flow 1: Port → Site | DAS | SIEMENS
60 | 477QGP51782859 / PS02 / 45183652 | HVDC-ADOPT-SIM-0005 | DAS | SCT-19LT-PRC-PO-004/45183652 | 13OP-03028.P.01.505 | 1 | Outdoor | Connection module passive | 217.2 | 107.2 | 144 | 3.3529 | 440 | 623 | Non Stackable | 8537 2099 | USD | 56056.78 | MAERSK HOUSTON | Germany | Hamburg | Khalifa port | 2024-07-03 | 2024-08-08 | [12 empty] | 2024-11-26 |  | CASE_LIST |  | 1 | site | DAS | 2024-11-26 | site | 0 | 1 | 1 | 2 | 2.33 | 0 | 2.33 | SIEMENS(SIM) |  | 1 | 1 | 0 | 1 | Flow 1: Port → Site | DAS | SIEMENS
61 | 477QGP51782859 / PS02 / 45183652 | HVDC-ADOPT-SIM-0005 | DAS | SCT-19LT-PRC-PO-004/45183652 | 13OP-03028.P.01.515 | 1 | Outdoor | Connection module active | 307.2 | 197.2 | 174.8 | 10.5894 | 1250 | 1766 | Non Stackable | 8537 2099 | USD | 56056.78 | MAERSK HOUSTON | Germany | Hamburg | Khalifa port | 2024-07-03 | 2024-08-08 | [12 empty] | 2024-10-13 |  | CASE_LIST |  | 1 | site | DAS | 2024-10-13 | site | 0 | 1 | 1 | 2 | 6.06 | 0 | 6.06 | SIEMENS(SIM) |  | 1 | 1 | 0 | 1 | Flow 1: Port → Site | DAS | SIEMENS
62 | 477QGP51782859 / PS02 / 45183652 | HVDC-ADOPT-SIM-0005 | DAS | SCT-19LT-PRC-PO-004/45183652 | 13OP-03028.P.01.516 | 1 | Outdoor | Connection module active | 203.2 | 177.2 | 142.8 | 5.1418 | 480 | 766 | Non Stackable | 8537 2099 | USD | 56056.78 | MAERSK HOUSTON | Germany | Hamburg | Khalifa port | 2024-07-03 | 2024-08-08 | [12 empty] | 2024-10-13 |  | CASE_LIST |  | 1 | site | DAS | 2024-10-13 | site | 0 | 1 | 1 | 2 | 3.6 | 0 | 3.6 | SIEMENS(SIM) |  | 1 | 1 | 0 | 1 | Flow 1: Port → Site | DAS | SIEMENS
63 | 477QGP51782859 / PS02 / 45183652 | HVDC-ADOPT-SIM-0005 | DAS | SCT-19LT-PRC-PO-004/45183652 | 13OP-03028.P.01.517 | 1 | Outdoor | Connection module active | 223.2 | 207.2 | 162.8 | 7.529 | 980 | 1355 | Non Stackable | 8537 2099 | USD | 56056.78 | MAERSK HOUSTON | Germany | Hamburg | Khalifa port | 2024-07-03 | 2024-08-08 | [12 empty] | 2024-08-31 |  | CASE_LIST |  | 1 | site | DAS | 2024-08-31 | site | 0 | 1 | 1 | 2 | 4.62 | 0 | 4.62 | SIEMENS(SIM) |  | 1 | 1 | 0 | 1 | Flow 1: Port → Site | DAS | SIEMENS
64 | 477QGP51782859 / PS02 / 45183652 | HVDC-ADOPT-SIM-0005 | DAS | SCT-19LT-PRC-PO-004/45183652 | 13OP-03028.P.01.518 | 1 | Outdoor | Connection module active | 203.2 | 177.2 | 142.8 | 5.1418 | 480 | 767 | Non Stackable | 8537 2099 | USD | 56056.78 | MAERSK HOUSTON | Germany | Hamburg | Khalifa port | 2024-07-03 | 2024-08-08 | [12 empty] | 2024-10-13 |  | CASE_LIST |  | 1 | site | DAS | 2024-10-13 | site | 0 | 1 | 1 | 2 | 3.6 | 0 | 3.6 | SIEMENS(SIM) |  | 1 | 1 | 0 | 1 | Flow 1: Port → Site | DAS | SIEMENS
65 | 477QGP51782859 / PS02 / 45183652 | HVDC-ADOPT-SIM-0005 | DAS | SCT-19LT-PRC-PO-004/45183652 | 13OP-03028.P.01.608 | 1 | Outdoor | Connection module active | 203.2 | 177.2 | 142.8 | 5.1418 | 480 | 771 | Non Stackable | 8537 2099 | USD | 56056.78 | MAERSK HOUSTON | Germany | Hamburg | Khalifa port | 2024-07-03 | 2024-08-08 | [12 empty] | 2024-10-13 |  | CASE_LIST |  | 1 | site | DAS | 2024-10-13 | site | 0 | 1 | 1 | 2 | 3.6 | 0 | 3.6 | SIEMENS(SIM) |  | 1 | 1 | 0 | 1 | Flow 1: Port → Site | DAS | SIEMENS
66 | 477QGP51782859 / PS02 / 45183652 | HVDC-ADOPT-SIM-0005 | DAS | SCT-19LT-PRC-PO-004/45183652 | 13OP-03028.P.01.535 | 1 | Outdoor | Preassembled Accessories | 115 | 85 | 51 | 0.49852 | 47 | 94 | Non Stackable | 8537 2099 | USD | 56056.78 | MAERSK HOUSTON | Germany | Hamburg | Khalifa port | 2024-07-03 | 2024-08-08 | [12 empty] | 2024-10-03 |  | CASE_LIST |  | 1 | site | DAS | 2024-10-03 | site | 0 | 1 | 1 | 2 | 0.98 | 0 | 0.98 | SIEMENS(SIM) |  | 1 | 1 | 0 | 1 | Flow 1: Port → Site | DAS | SIEMENS
67 | 477QGP51782859 / PS02 / 45183652 | HVDC-ADOPT-SIM-0005 | DAS | SCT-19LT-PRC-PO-004/45183652 | 13OP-03028.P.01.558 | 1 | Outdoor | Connection module active | 307.2 | 207.2 | 164.8 | 10.4898 | 1060 | 1548 | Non Stackable | 8537 2099 | USD | 56056.78 | MAERSK HOUSTON | Germany | Hamburg | Khalifa port | 2024-07-03 | 2024-08-08 | [12 empty] | 2024-12-16 |  | CASE_LIST |  | 1 | site | DAS | 2024-12-16 | site | 0 | 1 | 1 | 2 | 6.37 | 0 | 6.37 | SIEMENS(SIM) |  | 1 | 1 | 0 | 1 | Flow 1: Port → Site | DAS | SIEMENS
68 | 477QGP51782859 / PS02 / 45183652 | HVDC-ADOPT-SIM-0005 | DAS | SCT-19LT-PRC-PO-004/45183652 | 13OP-03028.P.01.508 | 1 | Outdoor | Connection module active | 213.2 | 167.2 | 172.8 | 6.1598 | 720 | 1027 | Non Stackable | 8537 2099 | USD | 56056.78 | MAERSK HOUSTON | Germany | Hamburg | Khalifa port | 2024-07-03 | 2024-08-08 | [12 empty] | 2024-11-19 |  | CASE_LIST |  | 1 | site | DAS | 2024-11-19 | site | 0 | 1 | 1 | 2 | 3.56 | 0 | 3.56 | SIEMENS(SIM) |  | 1 | 1 | 0 | 1 | Flow 1: Port → Site | DAS | SIEMENS
69 | 477QGP51782859 / PS02 / 45183652 | HVDC-ADOPT-SIM-0005 | DAS | SCT-19LT-PRC-PO-004/45183652 | 13OP-03028.P.01.511 | 1 | Outdoor | Connection module active | 193.2 | 177.2 | 142.8 | 4.8888 | 480 | 755 | Non Stackable | 8537 2099 | USD | 56056.78 | MAERSK HOUSTON | Germany | Hamburg | Khalifa port | 2024-07-03 | 2024-08-08 | [12 empty] | 2024-11-26 |  | CASE_LIST |  | 1 | site | DAS | 2024-11-26 | site | 0 | 1 | 1 | 2 | 3.42 | 0 | 3.42 | SIEMENS(SIM) |  | 1 | 1 | 0 | 1 | Flow 1: Port → Site | DAS | SIEMENS
70 | 477QGP51782859 / PS02 / 45183652 | HVDC-ADOPT-SIM-0005 | DAS | SCT-19LT-PRC-PO-004/45183652 | 13OP-03028.P.01.512 | 1 | Outdoor | Connection module active | 193.2 | 177.2 | 142.8 | 4.8888 | 480 | 755 | Non Stackable | 8537 2099 | USD | 56056.78 | MAERSK HOUSTON | Germany | Hamburg | Khalifa port | 2024-07-03 | 2024-08-08 | [12 empty] | 2024-11-19 |  | CASE_LIST |  | 1 | site | DAS | 2024-11-19 | site | 0 | 1 | 1 | 2 | 3.42 | 0 | 3.42 | SIEMENS(SIM) |  | 1 | 1 | 0 | 1 | Flow 1: Port → Site | DAS | SIEMENS
71 | 477QGP51782859 / PS02 / 45183652 | HVDC-ADOPT-SIM-0005 | DAS | SCT-19LT-PRC-PO-004/45183652 | 13OP-03028.P.01.513 | 1 | Outdoor | Connection module active | 307.2 | 207.2 | 164.8 | 10.4898 | 1250 | 1744 | Non Stackable | 8537 2099 | USD | 56056.78 | MAERSK HOUSTON | Germany | Hamburg | Khalifa port | 2024-07-03 | 2024-08-08 | [12 empty] | 2024-12-21 |  | CASE_LIST |  | 1 | site | DAS | 2024-12-21 | site | 0 | 1 | 1 | 2 | 6.37 | 0 | 6.37 | SIEMENS(SIM) |  | 1 | 1 | 0 | 1 | Flow 1: Port → Site | DAS | SIEMENS
72 | 477QGP51782859 / PS02 / 45183652 | HVDC-ADOPT-SIM-0005 | DAS | SCT-19LT-PRC-PO-004/45183652 | 13OP-03028.P.01.557 | 1 | Outdoor | Connection module active | 223.2 | 197.2 | 172.8 | 7.6058 | 980 | 1339 | Non Stackable | 8537 2099 | USD | 56056.78 | MAERSK HOUSTON | Germany | Hamburg | Khalifa port | 2024-07-03 | 2024-08-08 | [12 empty] | 2024-11-26 |  | CASE_LIST |  | 1 | site | DAS | 2024-11-26 | site | 0 | 1 | 1 | 2 | 4.4 | 0 | 4.4 | SIEMENS(SIM) |  | 1 | 1 | 0 | 1 | Flow 1: Port → Site | DAS | SIEMENS
73 | 477QGP51782859 / PS02 / 45183652 | HVDC-ADOPT-SIM-0005 | DAS | SCT-19LT-PRC-PO-004/45183652 | 13OP-03028.P.01.561 | 1 | Outdoor | Connection module passive | 217.2 | 107.2 | 174 | 4.0514 | 490 | 701 | Non Stackable | 8537 2099 | USD | 56056.78 | MAERSK HOUSTON | Germany | Hamburg | Khalifa port | 2024-07-03 | 2024-08-08 | [12 empty] | 2024-10-13 |  | CASE_LIST |  | 1 | site | DAS | 2024-10-13 | site | 0 | 1 | 1 | 2 | 2.33 | 0 | 2.33 | SIEMENS(SIM) |  | 1 | 1 | 0 | 1 | Flow 1: Port → Site | DAS | SIEMENS
74 | 477QGP51782859 / PS02 / 45183652 | HVDC-ADOPT-SIM-0005 | DAS | SCT-19LT-PRC-PO-004/45183652 | 13OP-03028.P.01.562 | 1 | Outdoor | Connection module passive | 157.2 | 107.2 | 142.8 | 2.4064 | 280 | 415 | Non Stackable | 8537 2099 | USD | 56056.78 | MAERSK HOUSTON | Germany | Hamburg | Khalifa port | 2024-07-03 | 2024-08-08 | [12 empty] | 2024-10-13 |  | CASE_LIST |  | 1 | site | DAS | 2024-10-13 | site | 0 | 1 | 1 | 2 | 1.69 | 0 | 1.69 | SIEMENS(SIM) |  | 1 | 1 | 0 | 1 | Flow 1: Port → Site | DAS | SIEMENS
75 | 477QGP51782859 / PS02 / 45183652 | HVDC-ADOPT-SIM-0005 | DAS | SCT-19LT-PRC-PO-004/45183652 | 13OP-03028.P.01.564 | 1 | Outdoor | Connection module active | 337.2 | 227.2 | 164.8 | 12.6256 | 1100 | 1656 | Non Stackable | 8537 2099 | USD | 56056.78 | MAERSK HOUSTON | Germany | Hamburg | Khalifa port | 2024-07-03 | 2024-08-08 | [12 empty] | 2024-12-04 |  | CASE_LIST |  | 1 | site | DAS | 2024-12-04 | site | 0 | 1 | 1 | 2 | 7.66 | 0 | 7.66 | SIEMENS(SIM) |  | 1 | 1 | 0 | 1 | Flow 1: Port → Site | DAS | SIEMENS
76 | 477QGP51782859 / PS02 / 45183652 | HVDC-ADOPT-SIM-0005 | DAS | SCT-19LT-PRC-PO-004/45183652 | 13OP-03028.P.01.565 | 1 | Outdoor | Connection module active | 337.2 | 227.2 | 164.8 | 12.6256 | 1090 | 1646 | Non Stackable | 8537 2099 | USD | 56056.78 | MAERSK HOUSTON | Germany | Hamburg | Khalifa port | 2024-07-03 | 2024-08-08 | [12 empty] | 2024-12-21 |  | CASE_LIST |  | 1 | site | DAS | 2024-12-21 | site | 0 | 1 | 1 | 2 | 7.66 | 0 | 7.66 | SIEMENS(SIM) |  | 1 | 1 | 0 | 1 | Flow 1: Port → Site | DAS | SIEMENS
77 | 477QGP51782859 / PS02 / 45183652 | HVDC-ADOPT-SIM-0005 | DAS | SCT-19LT-PRC-PO-004/45183652 | 13OP-03028.P.01.507 | 1 | Outdoor | Connection module passive | 457.2 | 107.2 | 152.8 | 7.489 | 600 | 959 | Non Stackable | 8537 2099 | USD | 56056.78 | MAERSK HOUSTON | Germany | Hamburg | Khalifa port | 2024-07-03 | 2024-08-08 | [12 empty] | 2024-12-16 |  | CASE_LIST |  | 1 | site | DAS | 2024-12-16 | site | 0 | 1 | 1 | 2 | 4.9 | 0 | 4.9 | SIEMENS(SIM) |  | 1 | 1 | 0 | 1 | Flow 1: Port → Site | DAS | SIEMENS
78 | 477QGP51782859 / PS02 / 45183652 | HVDC-ADOPT-SIM-0005 | DAS | SCT-19LT-PRC-PO-004/45183652 | 13OP-03028.P.01.509 | 1 | Outdoor | Connection module passive | 457.2 | 107.2 | 152.8 | 7.489 | 600 | 959 | Non Stackable | 8537 2099 | USD | 56056.78 | MAERSK HOUSTON | Germany | Hamburg | Khalifa port | 2024-07-03 | 2024-08-08 | [12 empty] | 2024-12-16 |  | CASE_LIST |  | 1 | site | DAS | 2024-12-16 | site | 0 | 1 | 1 | 2 | 4.9 | 0 | 4.9 | SIEMENS(SIM) |  | 1 | 1 | 0 | 1 | Flow 1: Port → Site | DAS | SIEMENS
79 | 477QGP51782859 / PS02 / 45183652 | HVDC-ADOPT-SIM-0005 | DAS | SCT-19LT-PRC-PO-004/45183652 | 13OP-03028.P.01.514 | 1 | Outdoor | Connection module passive | 387.2 | 217.2 | 174.8 | 14.7006 | 650 | 1263 | Non Stackable | 8537 2099 | USD | 56056.78 | MAERSK HOUSTON | Germany | Hamburg | Khalifa port | 2024-07-03 | 2024-08-08 | [12 empty] | 2024-12-21 |  | CASE_LIST |  | 1 | site | DAS | 2024-12-21 | site | 0 | 1 | 1 | 2 | 8.41 | 0 | 8.41 | SIEMENS(SIM) |  | 1 | 1 | 0 | 1 | Flow 1: Port → Site | DAS | SIEMENS
80 | 477QGP51782859 / PS02 / 45183652 | HVDC-ADOPT-SIM-0005 | DAS | SCT-19LT-PRC-PO-004/45183652 | 13OP-03028.P.01.599 | 1 | Outdoor | Connection module passive | 467.2 | 147.2 | 144.8 | 9.9582 | 600 | 1071 | Non Stackable | 8537 2099 | USD | 56056.78 | MAERSK HOUSTON | Germany | Hamburg | Khalifa port | 2024-07-03 | 2024-08-08 | [12 empty] | 2024-12-21 |  | CASE_LIST |  | 1 | site | DAS | 2024-12-21 | site | 0 | 1 | 1 | 2 | 6.88 | 0 | 6.88 | SIEMENS(SIM) |  | 1 | 1 | 0 | 1 | Flow 1: Port → Site | DAS | SIEMENS
81 | 477QGP51782859 / PS02 / 45183652 | HVDC-ADOPT-SIM-0005 | DAS | SCT-19LT-PRC-PO-004/45183652 | 13OP-03028.P.01.577 | 1 | Outdoor | Connection module active | 357.2 | 157.2 | 164.8 | 9.2538 | 880 | 1294 | Non Stackable | 8537 2099 | USD | 56056.78 | MAERSK HOUSTON | Germany | Hamburg | Khalifa port | 2024-07-03 | 2024-08-08 | [12 empty] | 2024-12-16 |  | CASE_LIST |  | 1 | site | DAS | 2024-12-16 | site | 0 | 1 | 1 | 2 | 5.62 | 0 | 5.62 | SIEMENS(SIM) |  | 1 | 1 | 0 | 1 | Flow 1: Port → Site | DAS | SIEMENS
82 | 477QGP51782859 / PS02 / 45183652 | HVDC-ADOPT-SIM-0005 | DAS | SCT-19LT-PRC-PO-004/45183652 | 13OP-03028.P.01.588 | 1 | Outdoor | Connection module active | 243.2 | 157.2 | 172.8 | 6.6063 | 750 | 1046 | Non Stackable | 8537 2099 | USD | 56056.78 | MAERSK HOUSTON | Germany | Hamburg | Khalifa port | 2024-07-03 | 2024-08-08 | [12 empty] | 2024-11-09 |  | CASE_LIST |  | 1 | site | DAS | 2024-11-09 | site | 0 | 1 | 1 | 2 | 3.82 | 0 | 3.82 | SIEMENS(SIM) |  | 1 | 1 | 0 | 1 | Flow 1: Port → Site | DAS | SIEMENS
83 | 477QGP51782859 / PS02 / 45183652 | HVDC-ADOPT-SIM-0005 | DAS | SCT-19LT-PRC-PO-004/45183652 | 13OP-03028.P.01.587 | 1 | Outdoor | Connection module passive | 227.2 | 117.2 | 174 | 4.6332 | 480 | 708 | Non Stackable | 8537 2099 | USD | 56056.78 | MAERSK HOUSTON | Germany | Hamburg | Khalifa port | 2024-07-03 | 2024-08-08 | [12 empty] | 2024-11-12 |  | CASE_LIST |  | 1 | site | DAS | 2024-11-12 | site | 0 | 1 | 1 | 2 | 2.66 | 0 | 2.66 | SIEMENS(SIM) |  | 1 | 1 | 0 | 1 | Flow 1: Port → Site | DAS | SIEMENS
84 | 477QGP51782859 / PS02 / 45183652 | HVDC-ADOPT-SIM-0005 | DAS | SCT-19LT-PRC-PO-004/45183652 | 13OP-03028.P.01.597 | 1 | Outdoor | Connection module passive | 467.2 | 137.2 | 154.8 | 9.9227 | 600 | 1061 | Non Stackable | 8537 2099 | USD | 56056.78 | MAERSK HOUSTON | Germany | Hamburg | Khalifa port | 2024-07-03 | 2024-08-08 | [12 empty] | 2024-10-13 |  | CASE_LIST |  | 1 | site | DAS | 2024-10-13 | site | 0 | 1 | 1 | 2 | 6.41 | 0 | 6.41 | SIEMENS(SIM) |  | 1 | 1 | 0 | 1 | Flow 1: Port → Site | DAS | SIEMENS
85 | 477QGP51782859 / PS02 / 45183652 | HVDC-ADOPT-SIM-0005 | DAS | SCT-19LT-PRC-PO-004/45183652 | 13OP-03028.P.01.585 | 1 | Outdoor | Connection module active | 223.2 | 167.2 | 162.8 | 6.0755 | 720 | 1026 | Non Stackable | 8537 2099 | USD | 56056.78 | MAERSK HOUSTON | Germany | Hamburg | Khalifa port | 2024-07-03 | 2024-08-08 | [12 empty] | 2024-10-13 |  | CASE_LIST |  | 1 | site | DAS | 2024-10-13 | site | 0 | 1 | 1 | 2 | 3.73 | 0 | 3.73 | SIEMENS(SIM) |  | 1 | 1 | 0 | 1 | Flow 1: Port → Site | DAS | SIEMENS
86 | 477QGP51782859 / PS02 / 45183652 | HVDC-ADOPT-SIM-0005 | DAS | SCT-19LT-PRC-PO-004/45183652 | 13OP-03028.P.01.589 | 1 | Outdoor | Connection module active | 307.2 | 207.2 | 174.8 | 11.1263 | 1250 | 1770 | Non Stackable | 8537 2099 | USD | 56056.78 | MAERSK HOUSTON | Germany | Hamburg | Khalifa port | 2024-07-03 | 2024-08-08 | [12 empty] | 2025-02-10 |  | CASE_LIST |  | 1 | site | DAS | 2025-02-10 | site | 0 | 1 | 1 | 2 | 6.37 | 0 | 6.37 | SIEMENS(SIM) |  | 1 | 1 | 0 | 1 | Flow 1: Port → Site | DAS | SIEMENS
87 | 477QGP51782859 / PS02 / 45183652 | HVDC-ADOPT-SIM-0005 | DAS | SCT-19LT-PRC-PO-004/45183652 | 13OP-03028.P.01.563 | 1 | Outdoor | Connection module passive | 147.2 | 107.2 | 142.8 | 2.2534 | 280 | 411 | Non Stackable | 8537 2099 | USD | 56056.78 | MAERSK HOUSTON | Germany | Hamburg | Khalifa port | 2024-07-03 | 2024-08-08 | [12 empty] | 2024-11-12 |  | CASE_LIST |  | 1 | site | DAS | 2024-11-12 | site | 0 | 1 | 1 | 2 | 1.58 | 0 | 1.58 | SIEMENS(SIM) |  | 1 | 1 | 0 | 1 | Flow 1: Port → Site | DAS | SIEMENS
88 | 477QGP51782859 / PS02 / 45183652 | HVDC-ADOPT-SIM-0005 | DAS | SCT-19LT-PRC-PO-004/45183652 | 13OP-03028.P.01.566 | 1 | Outdoor | Connection module active | 257.2 | 197.2 | 164.8 | 8.3586 | 1000 | 1425 | Non Stackable | 8537 2099 | USD | 56056.78 | MAERSK HOUSTON | Germany | Hamburg | Khalifa port | 2024-07-03 | 2024-08-08 | [12 empty] | 2024-12-04 |  | CASE_LIST |  | 1 | site | DAS | 2024-12-04 | site | 0 | 1 | 1 | 2 | 5.07 | 0 | 5.07 | SIEMENS(SIM) |  | 1 | 1 | 0 | 1 | Flow 1: Port → Site | DAS | SIEMENS
89 | 477QGP51782859 / PS02 / 45183652 | HVDC-ADOPT-SIM-0005 | DAS | SCT-19LT-PRC-PO-004/45183652 | 13OP-03028.P.01.567 | 1 | Outdoor | Connection module active | 217.2 | 167.2 | 162.8 | 5.9122 | 720 | 1025 | Non Stackable | 8537 2099 | USD | 56056.78 | MAERSK HOUSTON | Germany | Hamburg | Khalifa port | 2024-07-03 | 2024-08-08 | [12 empty] | 2024-08-31 |  | CASE_LIST |  | 1 | site | DAS | 2024-08-31 | site | 0 | 1 | 1 | 2 | 3.63 | 0 | 3.63 | SIEMENS(SIM) |  | 1 | 1 | 0 | 1 | Flow 1: Port → Site | DAS | SIEMENS
90 | 477QGP51782859 / PS02 / 45183652 | HVDC-ADOPT-SIM-0005 | DAS | SCT-19LT-PRC-PO-004/45183652 | 13OP-03028.P.01.568 | 1 | Outdoor | Connection module active | 287.2 | 207.2 | 164.8 | 9.8069 | 1060 | 1491 | Non Stackable | 8537 2099 | USD | 56056.78 | MAERSK HOUSTON | Germany | Hamburg | Khalifa port | 2024-07-03 | 2024-08-08 | [12 empty] | 2024-11-19 |  | CASE_LIST |  | 1 | site | DAS | 2024-11-19 | site | 0 | 1 | 1 | 2 | 5.95 | 0 | 5.95 | SIEMENS(SIM) |  | 1 | 1 | 0 | 1 | Flow 1: Port → Site | DAS | SIEMENS
91 | 477QGP51782859 / PS02 / 45183652 | HVDC-ADOPT-SIM-0005 | DAS | SCT-19LT-PRC-PO-004/45183652 | 13OP-03028.P.01.569 | 1 | Outdoor | Connection module active | 297.2 | 197.2 | 164.8 | 9.6586 | 1220 | 1677 | Non Stackable | 8537 2099 | USD | 56056.78 | MAERSK HOUSTON | Germany | Hamburg | Khalifa port | 2024-07-03 | 2024-08-08 | [12 empty] | 2024-11-26 |  | CASE_LIST |  | 1 | site | DAS | 2024-11-26 | site | 0 | 1 | 1 | 2 | 5.86 | 0 | 5.86 | SIEMENS(SIM) |  | 1 | 1 | 0 | 1 | Flow 1: Port → Site | DAS | SIEMENS
92 | 477QGP51782859 / PS02 / 45183652 | HVDC-ADOPT-SIM-0005 | DAS | SCT-19LT-PRC-PO-004/45183652 | 13OP-03028.P.01.615 | 1 | Outdoor | Connection module active | 223 | 187 | 163 | 6.7973 | 840 | 1180 | Non Stackable | 8537 2099 | USD | 56056.78 | MAERSK HOUSTON | Germany | Hamburg | Khalifa port | 2024-07-03 | 2024-08-08 | [12 empty] | 2024-11-19 |  | CASE_LIST |  | 1 | site | DAS | 2024-11-19 | site | 0 | 1 | 1 | 2 | 4.17 | 0 | 4.17 | SIEMENS(SIM) |  | 1 | 1 | 0 | 1 | Flow 1: Port → Site | DAS | SIEMENS
93 | 477QGP51782859 / PS02 / 45183652 | HVDC-ADOPT-SIM-0005 | DAS | SCT-19LT-PRC-PO-004/45183652 | 13OP-03028.P.01.578 | 1 | Outdoor | Connection module active | 253.2 | 207.2 | 162.8 | 8.541 | 980 | 1390 | Non Stackable | 8537 2099 | USD | 56056.78 | MAERSK HOUSTON | Germany | Hamburg | Khalifa port | 2024-07-03 | 2024-08-08 | [12 empty] | 2024-11-09 |  | CASE_LIST |  | 1 | site | DAS | 2024-11-09 | site | 0 | 1 | 1 | 2 | 5.25 | 0 | 5.25 | SIEMENS(SIM) |  | 1 | 1 | 0 | 1 | Flow 1: Port → Site | DAS | SIEMENS
94 | 477QGP51782859 / PS02 / 45183652 | HVDC-ADOPT-SIM-0005 | DAS | SCT-19LT-PRC-PO-004/45183652 | 13OP-03028.P.01.579 | 1 | Outdoor | Connection module active | 223.2 | 167.2 | 162.8 | 6.0755 | 720 | 1030 | Non Stackable | 8537 2099 | USD | 56056.78 | MAERSK HOUSTON | Germany | Hamburg | Khalifa port | 2024-07-03 | 2024-08-08 | [12 empty] | 2024-10-13 |  | CASE_LIST |  | 1 | site | DAS | 2024-10-13 | site | 0 | 1 | 1 | 2 | 3.73 | 0 | 3.73 | SIEMENS(SIM) |  | 1 | 1 | 0 | 1 | Flow 1: Port → Site | DAS | SIEMENS
95 | 477QGP51782859 / PS02 / 45183652 | HVDC-ADOPT-SIM-0005 | DAS | SCT-19LT-PRC-PO-004/45183652 | 13OP-03028.P.01.580 | 1 | Outdoor | Connection module active | 203.2 | 187.2 | 132.8 | 5.0516 | 500 | 790 | Non Stackable | 8537 2099 | USD | 56056.78 | MAERSK HOUSTON | Germany | Hamburg | Khalifa port | 2024-07-03 | 2024-08-08 | [12 empty] | 2024-10-13 |  | CASE_LIST |  | 1 | site | DAS | 2024-10-13 | site | 0 | 1 | 1 | 2 | 3.8 | 0 | 3.8 | SIEMENS(SIM) |  | 1 | 1 | 0 | 1 | Flow 1: Port → Site | DAS | SIEMENS
96 | 477QGP51782859 / PS02 / 45183652 | HVDC-ADOPT-SIM-0005 | DAS | SCT-19LT-PRC-PO-004/45183652 | 13OP-03028.P.01.581 | 1 | Outdoor | Connection module active | 203.2 | 187.2 | 132.8 | 5.0516 | 500 | 790 | Non Stackable | 8537 2099 | USD | 56056.78 | MAERSK HOUSTON | Germany | Hamburg | Khalifa port | 2024-07-03 | 2024-08-08 | [12 empty] | 2024-11-09 |  | CASE_LIST |  | 1 | site | DAS | 2024-11-09 | site | 0 | 1 | 1 | 2 | 3.8 | 0 | 3.8 | SIEMENS(SIM) |  | 1 | 1 | 0 | 1 | Flow 1: Port → Site | DAS | SIEMENS
97 | 477QGP51782859 / PS02 / 45183652 | HVDC-ADOPT-SIM-0005 | DAS | SCT-19LT-PRC-PO-004/45183652 | 13OP-03028.P.01.584 | 1 | Outdoor | Connection module active | 223.2 | 167.2 | 162.8 | 6.0755 | 730 | 1036 | Non Stackable | 8537 2099 | USD | 56056.78 | MAERSK HOUSTON | Germany | Hamburg | Khalifa port | 2024-07-03 | 2024-08-08 | [12 empty] | 2024-10-13 |  | CASE_LIST |  | 1 | site | DAS | 2024-10-13 | site | 0 | 1 | 1 | 2 | 3.73 | 0 | 3.73 | SIEMENS(SIM) |  | 1 | 1 | 0 | 1 | Flow 1: Port → Site | DAS | SIEMENS
98 | 477QGP51782859 / PS02 / 45183652 | HVDC-ADOPT-SIM-0005 | DAS | SCT-19LT-PRC-PO-004/45183652 | 13OP-03028.P.01.582 | 1 | Outdoor | Connection module active | 203.2 | 187.2 | 132.8 | 5.0516 | 500 | 790 | Non Stackable | 8537 2099 | USD | 56056.78 | MAERSK HOUSTON | Germany | Hamburg | Khalifa port | 2024-07-03 | 2024-08-08 | [12 empty] | 2024-11-09 |  | CASE_LIST |  | 1 | site | DAS | 2024-11-09 | site | 0 | 1 | 1 | 2 | 3.8 | 0 | 3.8 | SIEMENS(SIM) |  | 1 | 1 | 0 | 1 | Flow 1: Port → Site | DAS | SIEMENS
99 | 477QGP51782859 / PS02 / 45183652 | HVDC-ADOPT-SIM-0005 | DAS | SCT-19LT-PRC-PO-004/45183652 | 13OP-03028.P.01.586 | 1 | Outdoor | Connection module active | 243.2 | 207.2 | 162.8 | 8.2037 | 950 | 1342 | Non Stackable | 8537 2099 | USD | 56056.78 | MAERSK HOUSTON | Germany | Hamburg | Khalifa port | 2024-07-03 | 2024-08-08 | [12 empty] | 2024-10-13 |  | CASE_LIST |  | 1 | site | DAS | 2024-10-13 | site | 0 | 1 | 1 | 2 | 5.04 | 0 | 5.04 | SIEMENS(SIM) |  | 1 | 1 | 0 | 1 | Flow 1: Port → Site | DAS | SIEMENS
100 | 477QGP51782859 / PS02 / 45183652 | HVDC-ADOPT-SIM-0005 | DAS | SCT-19LT-PRC-PO-004/45183652 | 13OP-03028.P.01.583 | 1 | Outdoor | Connection module active | 203.2 | 187.2 | 132.8 | 5.0516 | 500 | 795 | Non Stackable | 8537 2099 | USD | 56056.78 | MAERSK HOUSTON | Germany | Hamburg | Khalifa port | 2024-07-03 | 2024-08-08 | [12 empty] | 2024-11-09 |  | CASE_LIST |  | 1 | site | DAS | 2024-11-09 | site | 0 | 1 | 1 | 2 | 3.8 | 0 | 3.8 | SIEMENS(SIM) |  | 1 | 1 | 0 | 1 | Flow 1: Port → Site | DAS | SIEMENS
101 | 477QGP51782859 / PS02 / 45183652 | HVDC-ADOPT-SIM-0005 | DAS | SCT-19LT-PRC-PO-004/45183652 | 13OP-03028.P.01.601 | 1 | Outdoor | Connection module active | 203.2 | 187.2 | 132.8 | 5.0516 | 480 | 762 | Non Stackable | 8537 2099 | USD | 56056.78 | MAERSK HOUSTON | Germany | Hamburg | Khalifa port | 2024-07-03 | 2024-08-08 | [12 empty] | 2024-11-09 |  | CASE_LIST |  | 1 | site | DAS | 2024-11-09 | site | 0 | 1 | 1 | 2 | 3.8 | 0 | 3.8 | SIEMENS(SIM) |  | 1 | 1 | 0 | 1 | Flow 1: Port → Site | DAS | SIEMENS
102 | 477QGP51782859 / PS02 / 45183652 | HVDC-ADOPT-SIM-0005 | DAS | SCT-19LT-PRC-PO-004/45183652 | 13OP-03028.P.01.617 | 1 | Outdoor | Screw M16x75 | 47 | 37 | 27 | 0.046953 | 10.7 | 15.7 | Non Stackable | 8537 2099 | USD | 56056.78 | MAERSK HOUSTON | Germany | Hamburg | Khalifa port | 2024-07-03 | 2024-08-08 | [12 empty] | 2024-10-13 |  | CASE_LIST |  | 1 | site | DAS | 2024-10-13 | site | 0 | 1 | 1 | 2 | 0.17 | 0 | 0.17 | SIEMENS(SIM) |  | 1 | 1 | 0 | 1 | Flow 1: Port → Site | DAS | SIEMENS
103 | 477QGP51782859 / PS02 / 45183652 | HVDC-ADOPT-SIM-0005 | DAS | SCT-19LT-PRC-PO-004/45183652 | 13OP-03028.P.01.610 | 1 | Outdoor | HV Surge Arrester & others | 150 | 110 | 192 | 3.168 | 314 | 546 | Non Stackable | 8537 2099 | USD | 56056.78 | MAERSK HOUSTON | Germany | Hamburg | Khalifa port | 2024-07-03 | 2024-08-08 | [12 empty] | 2024-10-13 |  | CASE_LIST |  | 1 | site | DAS | 2024-10-13 | site | 0 | 1 | 1 | 2 | 1.65 | 0 | 1.65 | SIEMENS(SIM) |  | 1 | 1 | 0 | 1 | Flow 1: Port → Site | DAS | SIEMENS
104 | 477QGP51782859 / PS02 / 45183652 | HVDC-ADOPT-SIM-0005 | DAS | SCT-19LT-PRC-PO-004/45183652 | 13OP-03028.P.01.611 | 1 | Outdoor | HV Surge Arrester & others | 150 | 110 | 192 | 3.168 | 314 | 549 | Non Stackable | 8537 2099 | USD | 56056.78 | MAERSK HOUSTON | Germany | Hamburg | Khalifa port | 2024-07-03 | 2024-08-08 | [12 empty] | 2024-11-12 |  | CASE_LIST |  | 1 | site | DAS | 2024-11-12 | site | 0 | 1 | 1 | 2 | 1.65 | 0 | 1.65 | SIEMENS(SIM) |  | 1 | 1 | 0 | 1 | Flow 1: Port → Site | DAS | SIEMENS
105 | 477QGP51782859 / PS02 / 45183652 | HVDC-ADOPT-SIM-0005 | DAS | SCT-19LT-PRC-PO-004/45183652 | 13OP-03028.P.01.612 | 1 | Outdoor | HV Surge Arrester & others | 150 | 110 | 192 | 3.168 | 314 | 547 | Non Stackable | 8537 2099 | USD | 56056.78 | MAERSK HOUSTON | Germany | Hamburg | Khalifa port | 2024-07-03 | 2024-08-08 | [12 empty] | 2024-10-13 |  | CASE_LIST |  | 1 | site | DAS | 2024-10-13 | site | 0 | 1 | 1 | 2 | 1.65 | 0 | 1.65 | SIEMENS(SIM) |  | 1 | 1 | 0 | 1 | Flow 1: Port → Site | DAS | SIEMENS
106 | 477QGP51782859 / PS02 / 45183652 | HVDC-ADOPT-SIM-0005 | DAS | SCT-19LT-PRC-PO-004/45183652 | 13OP-03028.P.01.613 | 1 | Outdoor | HV Surge Arrester & others | 150 | 110 | 192 | 3.168 | 339 | 583 | Non Stackable | 8537 2099 | USD | 56056.78 | MAERSK HOUSTON | Germany | Hamburg | Khalifa port | 2024-07-03 | 2024-08-08 | [12 empty] | 2024-10-03 |  | CASE_LIST |  | 1 | site | DAS | 2024-10-03 | site | 0 | 1 | 1 | 2 | 1.65 | 0 | 1.65 | SIEMENS(SIM) |  | 1 | 1 | 0 | 1 | Flow 1: Port → Site | DAS | SIEMENS
107 | 477QGP51782859 / PS02 / 45183652 | HVDC-ADOPT-SIM-0005 | DAS | SCT-19LT-PRC-PO-004/45183652 | 13OP-03028.P.01.614 | 1 | Outdoor | HV Surge Arrester & others | 150 | 110 | 192 | 3.168 | 339 | 581 | Non Stackable | 8537 2099 | USD | 56056.78 | MAERSK HOUSTON | Germany | Hamburg | Khalifa port | 2024-07-03 | 2024-08-08 | [12 empty] | 2024-10-13 |  | CASE_LIST |  | 1 | site | DAS | 2024-10-13 | site | 0 | 1 | 1 | 2 | 1.65 | 0 | 1.65 | SIEMENS(SIM) |  | 1 | 1 | 0 | 1 | Flow 1: Port → Site | DAS | SIEMENS
108 | 477QGP51782859 / PS02 / 45183652 | HVDC-ADOPT-SIM-0005 | DAS | SCT-19LT-PRC-PO-004/45183652 | 13OP-03028.P.01.621 | 1 | Outdoor | HV Surge Arrester & others | 150 | 110 | 192 | 3.168 | 314 | 545 | Non Stackable | 8537 2099 | USD | 56056.78 | MAERSK HOUSTON | Germany | Hamburg | Khalifa port | 2024-07-03 | 2024-08-08 | [12 empty] | 2024-10-03 |  | CASE_LIST |  | 1 | site | DAS | 2024-10-03 | site | 0 | 1 | 1 | 2 | 1.65 | 0 | 1.65 | SIEMENS(SIM) |  | 1 | 1 | 0 | 1 | Flow 1: Port → Site | DAS | SIEMENS
109 | 477QGP51782859 / PS02 / 45183652 | HVDC-ADOPT-SIM-0005 | DAS | SCT-19LT-PRC-PO-004/45183652 | 13OP-03028.P.01.622 | 1 | Outdoor | HV Surge Arrester & others | 150 | 110 | 192 | 3.168 | 317 | 548 | Non Stackable | 8537 2099 | USD | 56056.78 | MAERSK HOUSTON | Germany | Hamburg | Khalifa port | 2024-07-03 | 2024-08-08 | [12 empty] | 2024-10-03 |  | CASE_LIST |  | 1 | site | DAS | 2024-10-03 | site | 0 | 1 | 1 | 2 | 1.65 | 0 | 1.65 | SIEMENS(SIM) |  | 1 | 1 | 0 | 1 | Flow 1: Port → Site | DAS | SIEMENS
110 | 477QGP51782859 / PS02 / 45183652 | HVDC-ADOPT-SIM-0005 | DAS | SCT-19LT-PRC-PO-004/45183652 | 13OP-03028.P.01.623 | 1 | Outdoor | HV Surge Arrester & others | 150 | 110 | 192 | 3.168 | 316 | 547 | Non Stackable | 8537 2099 | USD | 56056.78 | MAERSK HOUSTON | Germany | Hamburg | Khalifa port | 2024-07-03 | 2024-08-08 | [12 empty] | 2024-10-03 |  | CASE_LIST |  | 1 | site | DAS | 2024-10-03 | site | 0 | 1 | 1 | 2 | 1.65 | 0 | 1.65 | SIEMENS(SIM) |  | 1 | 1 | 0 | 1 | Flow 1: Port → Site | DAS | SIEMENS
111 | 477QGP51782859 / PS02 / 45183652 | HVDC-ADOPT-SIM-0005 | DAS | SCT-19LT-PRC-PO-004/45183652 | 13OP-03028.P.01.618 | 1 | Outdoor | HV Surge Arrester & others | 150 | 110 | 192 | 3.168 | 314 | 546 | Non Stackable | 8537 2099 | USD | 56056.78 | MAERSK HOUSTON | Germany | Hamburg | Khalifa port | 2024-07-03 | 2024-08-08 | [12 empty] | 2024-10-03 |  | CASE_LIST |  | 1 | site | DAS | 2024-10-03 | site | 0 | 1 | 1 | 2 | 1.65 | 0 | 1.65 | SIEMENS(SIM) |  | 1 | 1 | 0 | 1 | Flow 1: Port → Site | DAS | SIEMENS
112 | 477QGP51782859 / PS02 / 45183652 | HVDC-ADOPT-SIM-0005 | DAS | SCT-19LT-PRC-PO-004/45183652 | 13OP-03028.P.01.619 | 1 | Outdoor | HV Surge Arrester & others | 150 | 110 | 192 | 3.168 | 314 | 549 | Non Stackable | 8537 2099 | USD | 56056.78 | MAERSK HOUSTON | Germany | Hamburg | Khalifa port | 2024-07-03 | 2024-08-08 | [12 empty] | 2024-10-03 |  | CASE_LIST |  | 1 | site | DAS | 2024-10-03 | site | 0 | 1 | 1 | 2 | 1.65 | 0 | 1.65 | SIEMENS(SIM) |  | 1 | 1 | 0 | 1 | Flow 1: Port → Site | DAS | SIEMENS
113 | 477QGP51782859 / PS02 / 45183652 | HVDC-ADOPT-SIM-0005 | DAS | SCT-19LT-PRC-PO-004/45183652 | 13OP-03028.P.01.620 | 1 | Outdoor | HV Surge Arrester & others | 150 | 110 | 192 | 3.168 | 314 | 548 | Non Stackable | 8537 2099 | USD | 56056.78 | MAERSK HOUSTON | Germany | Hamburg | Khalifa port | 2024-07-03 | 2024-08-08 | [12 empty] | 2024-10-03 |  | CASE_LIST |  | 1 | site | DAS | 2024-10-03 | site | 0 | 1 | 1 | 2 | 1.65 | 0 | 1.65 | SIEMENS(SIM) |  | 1 | 1 | 0 | 1 | Flow 1: Port → Site | DAS | SIEMENS
116 | 477QGP51782859 / PS02 / 45183652 | HVDC-ADOPT-SIM-0005 | DAS | SCT-19LT-PRC-PO-004/45183652 | 13OP-03028.P.01.529 | 1 | Outdoor | Accessories | 115 | 85 | 91 | 0.88953 | 541 | 597 | Non Stackable | 8537 2099 | USD | 39037.09 | MAERSK HOUSTON | Germany | Hamburg | Khalifa port | 2024-07-03 | 2024-08-08 | [12 empty] | 2024-11-19 |  | CASE_LIST |  | 1 | site | DAS | 2024-11-19 | site | 0 | 1 | 1 | 2 | 0.98 | 0 | 0.98 | SIEMENS(SIM) |  | 1 | 1 | 0 | 1 | Flow 1: Port → Site | DAS | SIEMENS
117 | 477QGP51782859 / PS02 / 45183652 | HVDC-ADOPT-SIM-0005 | DAS | SCT-19LT-PRC-PO-004/45183652 | 13OP-03028.P.01.530 | 1 | Outdoor | Accessories | 115 | 85 | 91 | 0.88953 | 609 | 665 | Non Stackable | 8537 2099 | USD | 39037.09 | MAERSK HOUSTON | Germany | Hamburg | Khalifa port | 2024-07-03 | 2024-08-08 | [12 empty] | 2024-10-03 |  | CASE_LIST |  | 1 | site | DAS | 2024-10-03 | site | 0 | 1 | 1 | 2 | 0.98 | 0 | 0.98 | SIEMENS(SIM) |  | 1 | 1 | 0 | 1 | Flow 1: Port → Site | DAS | SIEMENS
118 | 477QGP51782859 / PS02 / 45183652 | HVDC-ADOPT-SIM-0005 | DAS | SCT-19LT-PRC-PO-004/45183652 | 13OP-03028.P.01.531 | 1 | Outdoor | Accessories | 115 | 85 | 91 | 0.88953 | 434 | 490 | Non Stackable | 8537 2099 | USD | 39037.09 | MAERSK HOUSTON | Germany | Hamburg | Khalifa port | 2024-07-03 | 2024-08-08 | [12 empty] | 2024-10-03 |  | CASE_LIST |  | 1 | site | DAS | 2024-10-03 | site | 0 | 1 | 1 | 2 | 0.98 | 0 | 0.98 | SIEMENS(SIM) |  | 1 | 1 | 0 | 1 | Flow 1: Port → Site | DAS | SIEMENS
119 | 477QGP51782859 / PS02 / 45183652 | HVDC-ADOPT-SIM-0005 | DAS | SCT-19LT-PRC-PO-004/45183652 | 13OP-03028.P.01.532 | 1 | Outdoor | Filter bag | 115 | 85 | 91 | 0.88953 | 238 | 294 | Non Stackable | 8537 2099 | USD | 39037.09 | MAERSK HOUSTON | Germany | Hamburg | Khalifa port | 2024-07-03 | 2024-08-08 | [12 empty] | 2024-10-03 |  | CASE_LIST |  | 1 | site | DAS | 2024-10-03 | site | 0 | 1 | 1 | 2 | 0.98 | 0 | 0.98 | SIEMENS(SIM) |  | 1 | 1 | 0 | 1 | Flow 1: Port → Site | DAS | SIEMENS
120 | 477QGP51782859 / PS02 / 45183652 | HVDC-ADOPT-SIM-0005 | DAS | SCT-19LT-PRC-PO-004/45183652 | 13OP-03028.P.01.533 | 1 | Outdoor | Accessories | 115 | 85 | 91 | 0.88953 | 519 | 575 | Non Stackable | 8537 2099 | USD | 39037.09 | MAERSK HOUSTON | Germany | Hamburg | Khalifa port | 2024-07-03 | 2024-08-08 | [12 empty] | 2024-10-03 |  | CASE_LIST |  | 1 | site | DAS | 2024-10-03 | site | 0 | 1 | 1 | 2 | 0.98 | 0 | 0.98 | SIEMENS(SIM) |  | 1 | 1 | 0 | 1 | Flow 1: Port → Site | DAS | SIEMENS
121 | 477QGP51782859 / PS02 / 45183652 | HVDC-ADOPT-SIM-0005 | DAS | SCT-19LT-PRC-PO-004/45183652 | 13OP-03028.P.01.534 | 1 | Outdoor | Accessories | 115 | 85 | 58 | 0.56695 | 65 | 112 | Non Stackable | 8537 2099 | USD | 39037.09 | MAERSK HOUSTON | Germany | Hamburg | Khalifa port | 2024-07-03 | 2024-08-08 | [12 empty] | 2024-10-03 |  | CASE_LIST |  | 1 | site | DAS | 2024-10-03 | site | 0 | 1 | 1 | 2 | 0.98 | 0 | 0.98 | SIEMENS(SIM) |  | 1 | 1 | 0 | 1 | Flow 1: Port → Site | DAS | SIEMENS
122 | 477QGP51782859 / PS02 / 45183652 | HVDC-ADOPT-SIM-0005 | DAS | SCT-19LT-PRC-PO-004/45183652 | 13OP-03028.P.01.609 | 1 | Outdoor | Label | 43 | 33 | 40 | 0.05676 | 12.35 | 16.35 | Non Stackable | 8537 2099 | USD | 39037.09 | MAERSK HOUSTON | Germany | Hamburg | Khalifa port | 2024-07-03 | 2024-08-08 | [12 empty] | 2024-10-13 |  | CASE_LIST |  | 1 | site | DAS | 2024-10-13 | site | 0 | 1 | 1 | 2 | 0.14 | 0 | 0.14 | SIEMENS(SIM) |  | 1 | 1 | 0 | 1 | Flow 1: Port → Site | DAS | SIEMENS
14 | TSM/PL/J012/24/SR1 | HVDC-ADOPT-SIM-0004 | SHU | 4512054443 | Pallet#1 | 1 | Indoor | (=C00+R11) 400kv Main 2 BBP & BFP Panel -1 | 90 | 92 | 238 | 1.9706 | 357 | 357 | Non Stackable |  |  |  | Land Transport | UAE | Vendor Shop | DSV | 2024-05-08 | 2024-05-09 | [11 empty] | 2024-11-06 |  |  | CASE_LIST |  | 1 | site | SHU | 2024-11-06 | site | 0 | 1 | 1 | 2 | 0.83 | 0 | 0.83 | SIEMENS(SIM) |  | 1 | 1 | 0 | 1 | Flow 1: Port → Site | SHU | SIEMENS
15 | TSM/PL/J012/24/SR1 | HVDC-ADOPT-SIM-0004 | SHU | 4512054443 | Pallet#2 | 1 | Indoor | (=C00+R12) 400kv Main 2 BBP & BFP Panel -1 | 90 | 92 | 238 | 1.9706 | 357 | 357 | Non Stackable |  |  |  | Land Transport | UAE | Vendor Shop | DSV | 2024-05-08 | 2024-05-09 | [11 empty] | 2024-11-06 |  |  | CASE_LIST |  | 1 | site | SHU | 2024-11-06 | site | 0 | 1 | 1 | 2 | 0.83 | 0 | 0.83 | SIEMENS(SIM) |  | 1 | 1 | 0 | 1 | Flow 1: Port → Site | SHU | SIEMENS
16 | TSM/PL/J012/24/SR1 | HVDC-ADOPT-SIM-0004 | SHU | 4512054443 | Pallet#3 | 1 | Indoor | (=C00+R13) 400kv Main 2 BBP & BFP Panel -3 | 90 | 92 | 238 | 1.9706 | 357 | 357 | Non Stackable |  |  |  | Land Transport | UAE | Vendor Shop | DSV | 2024-05-08 | 2024-05-09 | [11 empty] | 2024-11-06 |  |  | CASE_LIST |  | 1 | site | SHU | 2024-11-06 | site | 0 | 1 | 1 | 2 | 0.83 | 0 | 0.83 | SIEMENS(SIM) |  | 1 | 1 | 0 | 1 | Flow 1: Port → Site | SHU | SIEMENS
17 | TSM/PL/J012/24/SR1 | HVDC-ADOPT-SIM-0004 | SHU | 4512054443 | Pallet#4 | 1 | Indoor | 400kv Converter TR. FDR. Relay Panel (=C02+R01 | 90 | 92 | 238 | 1.9706 | 357 | 357 | Non Stackable |  |  |  | Land Transport | UAE | Vendor Shop | DSV | 2024-05-08 | 2024-05-09 | [11 empty] | 2024-11-06 |  |  | CASE_LIST |  | 1 | site | SHU | 2024-11-06 | site | 0 | 1 | 1 | 2 | 0.83 | 0 | 0.83 | SIEMENS(SIM) |  | 1 | 1 | 0 | 1 | Flow 1: Port → Site | SHU | SIEMENS
18 | TSM/PL/J012/24/SR1 | HVDC-ADOPT-SIM-0004 | SHU | 4512054443 | Pallet#5 | 1 | Indoor | 400kv Bus Cuopler 1A-2A Relay Panel (=C03+R01 | 90 | 92 | 238 | 1.9706 | 357 | 357 | Non Stackable |  |  |  | Land Transport | UAE | Vendor Shop | DSV | 2024-05-08 | 2024-05-09 | [11 empty] | 2024-11-06 |  |  | CASE_LIST |  | 1 | site | SHU | 2024-11-06 | site | 0 | 1 | 1 | 2 | 0.83 | 0 | 0.83 | SIEMENS(SIM) |  | 1 | 1 | 0 | 1 | Flow 1: Port → Site | SHU | SIEMENS
19 | TSM/PL/J012/24/SR1 | HVDC-ADOPT-SIM-0004 | SHU | 4512054443 | Pallet#6 | 1 | Indoor | 400kv Cable Feeder Relay Panel (=C04+R01 | 90 | 92 | 238 | 1.9706 | 357 | 357 | Non Stackable |  |  |  | Land Transport | UAE | Vendor Shop | DSV | 2024-05-08 | 2024-05-09 | [11 empty] | 2024-11-06 |  |  | CASE_LIST |  | 1 | site | SHU | 2024-11-06 | site | 0 | 1 | 1 | 2 | 0.83 | 0 | 0.83 | SIEMENS(SIM) |  | 1 | 1 | 0 | 1 | Flow 1: Port → Site | SHU | SIEMENS
20 | TSM/PL/J012/24/SR1 | HVDC-ADOPT-SIM-0004 | SHU | 4512054443 | Pallet#7 | 1 | Indoor | 400kv Cable Feeder Relay Panel (=C04+R02 | 90 | 92 | 238 | 1.9706 | 357 | 357 | Non Stackable |  |  |  | Land Transport | UAE | Vendor Shop | DSV | 2024-05-08 | 2024-05-09 | [11 empty] | 2024-11-06 |  |  | CASE_LIST |  | 1 | site | SHU | 2024-11-06 | site | 0 | 1 | 1 | 2 | 0.83 | 0 | 0.83 | SIEMENS(SIM) |  | 1 | 1 | 0 | 1 | Flow 1: Port → Site | SHU | SIEMENS
21 | TSM/PL/J012/24/SR1 | HVDC-ADOPT-SIM-0004 | SHU | 4512054443 | Pallet#8 | 1 | Indoor | 400kv Bus Section 1A-1B Relay Panel (=C05+R01 | 90 | 92 | 238 | 1.9706 | 357 | 357 | Non Stackable |  |  |  | Land Transport | UAE | Vendor Shop | DSV | 2024-05-08 | 2024-05-09 | [11 empty] | 2024-11-06 |  |  | CASE_LIST |  | 1 | site | SHU | 2024-11-06 | site | 0 | 1 | 1 | 2 | 0.83 | 0 | 0.83 | SIEMENS(SIM) |  | 1 | 1 | 0 | 1 | Flow 1: Port → Site | SHU | SIEMENS
22 | TSM/PL/J012/24/SR1 | HVDC-ADOPT-SIM-0004 | SHU | 4512054443 | Pallet#9 | 1 | Indoor | 400kv Bus Section 2A-2B Relay Panel (=C06+R01 | 90 | 92 | 238 | 1.9706 | 357 | 357 | Non Stackable |  |  |  | Land Transport | UAE | Vendor Shop | DSV | 2024-05-08 | 2024-05-09 | [11 empty] | 2024-11-06 |  |  | CASE_LIST |  | 1 | site | SHU | 2024-11-06 | site | 0 | 1 | 1 | 2 | 0.83 | 0 | 0.83 | SIEMENS(SIM) |  | 1 | 1 | 0 | 1 | Flow 1: Port → Site | SHU | SIEMENS
23 | TSM/PL/J012/24/SR1 | HVDC-ADOPT-SIM-0004 | SHU | 4512054443 | Pallet#10 | 1 | Indoor | 400kv Cable Feeder Relay Panel (=C07+R01 | 90 | 92 | 238 | 1.9706 | 357 | 357 | Non Stackable |  |  |  | Land Transport | UAE | Vendor Shop | DSV | 2024-05-08 | 2024-05-09 | [11 empty] | 2024-11-06 |  |  | CASE_LIST |  | 1 | site | SHU | 2024-11-06 | site | 0 | 1 | 1 | 2 | 0.83 | 0 | 0.83 | SIEMENS(SIM) |  | 1 | 1 | 0 | 1 | Flow 1: Port → Site | SHU | SIEMENS
24 | TSM/PL/J012/24/SR1 | HVDC-ADOPT-SIM-0004 | SHU | 4512054443 | Pallet#11 | 1 | Indoor | 400kv Cable Feeder Relay Panel (=C07+R02 | 90 | 92 | 238 | 1.9706 | 357 | 357 | Non Stackable |  |  |  | Land Transport | UAE | Vendor Shop | DSV | 2024-05-08 | 2024-05-09 | [11 empty] | 2024-11-06 |  |  | CASE_LIST |  | 1 | site | SHU | 2024-11-06 | site | 0 | 1 | 1 | 2 | 0.83 | 0 | 0.83 | SIEMENS(SIM) |  | 1 | 1 | 0 | 1 | Flow 1: Port → Site | SHU | SIEMENS
25 | TSM/PL/J012/24/SR1 | HVDC-ADOPT-SIM-0004 | SHU | 4512054443 | Pallet#12 | 1 | Indoor | 400kv Bus Cuopler 1B-2B Relay Panel (=C08+R01 | 90 | 92 | 238 | 1.9706 | 357 | 357 | Non Stackable |  |  |  | Land Transport | UAE | Vendor Shop | DSV | 2024-05-08 | 2024-05-09 | [11 empty] | 2024-11-06 |  |  | CASE_LIST |  | 1 | site | SHU | 2024-11-06 | site | 0 | 1 | 1 | 2 | 0.83 | 0 | 0.83 | SIEMENS(SIM) |  | 1 | 1 | 0 | 1 | Flow 1: Port → Site | SHU | SIEMENS
26 | TSM/PL/J012/24/SR1 | HVDC-ADOPT-SIM-0004 | SHU | 4512054443 | Pallet#13 | 1 | Indoor | 400kv Converter TR. FDR. Relay Panel (=C09+R01 | 90 | 92 | 238 | 1.9706 | 357 | 357 | Non Stackable |  |  |  | Land Transport | UAE | Vendor Shop | DSV | 2024-05-08 | 2024-05-09 | [11 empty] | 2024-11-06 |  |  | CASE_LIST |  | 1 | site | SHU | 2024-11-06 | site | 0 | 1 | 1 | 2 | 0.83 | 0 | 0.83 | SIEMENS(SIM) |  | 1 | 1 | 0 | 1 | Flow 1: Port → Site | SHU | SIEMENS
27 | TSM/PL/J012/24/SR1 | HVDC-ADOPT-SIM-0004 | SHU | 4512054443 | Pallet#14 | 1 | Indoor | (=C00+X1) 400kv SCMS Common Alarm Panel | 90 | 92 | 238 | 1.9706 | 357 | 357 | Non Stackable |  |  |  | Land Transport | UAE | Vendor Shop | DSV | 2024-05-08 | 2024-05-09 | [11 empty] | 2024-11-06 |  |  | CASE_LIST |  | 1 | site | SHU | 2024-11-06 | site | 0 | 1 | 1 | 2 | 0.83 | 0 | 0.83 | SIEMENS(SIM) |  | 1 | 1 | 0 | 1 | Flow 1: Port → Site | SHU | SIEMENS
10 |  | HVDC-ADOPT-SIM-0003 | DAS | 4510188107 | HVDC-ADOPT-SIM-0003-1 | 1 | Outdoor | GIS Wall Opening Sealing Covers | 130 | 100 | 90 | 1.17 |  |  | Non Stackable |  |  |  | Land Transport | UAE | Vendor Shop | MOSB | 2024-04-18 | 2024-04-18 | [12 empty] | 2024-05-24 |  | CASE_LIST |  | 1 | site | DAS | 2024-05-24 | site | 0 | 1 | 1 | 2 | 1.3 | 0 | 1.3 | SIEMENS(SIM) |  | 1 | 1 | 0 | 1 | Flow 1: Port → Site | DAS | SIEMENS
11 |  | HVDC-ADOPT-SIM-0003 | AGI | 4510188107 | HVDC-ADOPT-SIM-0003-2 | 1 | Outdoor | GIS Wall Opening Sealing Covers | 130 | 100 | 90 | 1.17 |  |  | Non Stackable |  |  |  | Land Transport | UAE | Vendor Shop | MOSB | 2024-04-18 | 2024-04-18 | [13 empty] | 2024-05-24 | CASE_LIST |  | 1 | site | AGI | 2024-05-24 | site | 0 | 1 | 1 | 2 | 1.3 | 0 | 1.3 | SIEMENS(SIM) |  | 1 | 1 | 0 | 1 | Flow 1: Port → Site | AGI | SIEMENS
12 |  | HVDC-ADOPT-SIM-0003 | MIR | 4510188107 | HVDC-ADOPT-SIM-0003-3 | 1 | Outdoor | GIS Wall Opening Sealing Covers | 120 | 120 | 130 | 1.872 |  |  | Non Stackable |  |  |  | Land Transport | UAE | Vendor Shop | MOSB | 2024-04-18 | 2024-04-18 | [10 empty] | 2024-05-29 |  |  |  | CASE_LIST |  | 1 | site | MIR | 2024-05-29 | site | 0 | 1 | 1 | 2 | 1.44 | 0 | 1.44 | SIEMENS(SIM) |  | 1 | 1 | 0 | 1 | Flow 1: Port → Site | MIR | SIEMENS
13 |  | HVDC-ADOPT-SIM-0003 | SHU | 4510188107 | HVDC-ADOPT-SIM-0003-4 | 1 | Outdoor | GIS Wall Opening Sealing Covers | 120 | 120 | 130 | 1.872 |  |  | Non Stackable |  |  |  | Land Transport | UAE | Vendor Shop | MOSB | 2024-04-18 | 2024-04-18 | [11 empty] | 2024-05-27 |  |  | CASE_LIST |  | 1 | site | SHU | 2024-05-27 | site | 0 | 1 | 1 | 2 | 1.44 | 0 | 1.44 | SIEMENS(SIM) |  | 1 | 1 | 0 | 1 | Flow 1: Port → Site | SHU | SIEMENS
2 |  | HVDC-ADOPT-SIM-0002 | SHU | SCT-19LT-PRC-PO-004 | SIEFA0044602823001 | 1 | Outdoor | SURGE-ARRESTER-UNIT, BOTTOM | 300 | 160 | 90 | 4.32 | 567 | 867 | Non Stackable | 8535 4000 | EUR | 11775 | HORSBURGH Maersk | Germany | Hamburg | Khalifa port | 2024-05-04 | 2024-06-10 | [11 empty] | 2024-06-24 |  |  | CASE_LIST |  | 1 | site | SHU | 2024-06-24 | site | 0 | 1 | 1 | 2 | 4.8 | 0 | 4.8 | HITACHI(HE) |  | 1 | 1 | 0 | 1 | Flow 1: Port → Site | SHU | SIEMENS
3 |  | HVDC-ADOPT-SIM-0002 | SHU | SCT-19LT-PRC-PO-004 | SIEFA0044602823002 | 1 | Outdoor | SURGE-ARRESTER-UNIT, UPPER | 300 | 160 | 90 | 4.32 | 486 | 786 | Non Stackable | 8535 4000 | EUR | 11775 | HORSBURGH Maersk | Germany | Hamburg | Khalifa port | 2024-05-04 | 2024-06-10 | [11 empty] | 2024-06-24 |  |  | CASE_LIST |  | 1 | site | SHU | 2024-06-24 | site | 0 | 1 | 1 | 2 | 4.8 | 0 | 4.8 | HITACHI(HE) |  | 1 | 1 | 0 | 1 | Flow 1: Port → Site | SHU | SIEMENS
4 |  | HVDC-ADOPT-SIM-0002 | MIR | SCT-19LT-PRC-PO-004 | SIEFA0044602823003 | 1 | Outdoor | SURGE-ARRESTER-UNIT, BOTTOM | 300 | 160 | 90 | 4.32 | 605 | 905 | Non Stackable | 8535 4000 | EUR | 11775 | HORSBURGH Maersk | Germany | Hamburg | Khalifa port | 2024-05-04 | 2024-06-10 | [10 empty] | 2024-06-24 |  |  |  | CASE_LIST |  | 1 | site | MIR | 2024-06-24 | site | 0 | 1 | 1 | 2 | 4.8 | 0 | 4.8 | HITACHI(HE) |  | 1 | 1 | 0 | 1 | Flow 1: Port → Site | MIR | SIEMENS
5 |  | HVDC-ADOPT-SIM-0002 | MIR | SCT-19LT-PRC-PO-004 | SIEFA0044602823004 | 1 | Outdoor | SURGE-ARRESTER-UNIT, UPPER | 300 | 160 | 90 | 4.32 | 502 | 802 | Non Stackable | 8535 4000 | EUR | 11775 | HORSBURGH Maersk | Germany | Hamburg | Khalifa port | 2024-05-04 | 2024-06-10 | [10 empty] | 2024-06-24 |  |  |  | CASE_LIST |  | 1 | site | MIR | 2024-06-24 | site | 0 | 1 | 1 | 2 | 4.8 | 0 | 4.8 | HITACHI(HE) |  | 1 | 1 | 0 | 1 | Flow 1: Port → Site | MIR | SIEMENS
6 |  | HVDC-ADOPT-SIM-0002 | SHU | SCT-19LT-PRC-PO-004 | SIEFA0044602823005 | 1 | Outdoor | SURGE-ARRESTER-UNIT, BOTTOM | 300 | 160 | 90 | 4.32 | 571 | 871 | Non Stackable | 8535 4000 | EUR | 11775 | HORSBURGH Maersk | Germany | Hamburg | Khalifa port | 2024-05-04 | 2024-06-10 | [11 empty] | 2024-06-24 |  |  | CASE_LIST |  | 1 | site | SHU | 2024-06-24 | site | 0 | 1 | 1 | 2 | 4.8 | 0 | 4.8 | HITACHI(HE) |  | 1 | 1 | 0 | 1 | Flow 1: Port → Site | SHU | SIEMENS
7 |  | HVDC-ADOPT-SIM-0002 | SHU | SCT-19LT-PRC-PO-004 | SIEFA0044602823006 | 1 | Outdoor | SURGE-ARRESTER-UNIT, UPPER | 300 | 160 | 90 | 4.32 | 501 | 801 | Non Stackable | 8535 4000 | EUR | 11775 | HORSBURGH Maersk | Germany | Hamburg | Khalifa port | 2024-05-04 | 2024-06-10 | [11 empty] | 2024-06-24 |  |  | CASE_LIST |  | 1 | site | SHU | 2024-06-24 | site | 0 | 1 | 1 | 2 | 4.8 | 0 | 4.8 | HITACHI(HE) |  | 1 | 1 | 0 | 1 | Flow 1: Port → Site | SHU | SIEMENS
8 |  | HVDC-ADOPT-SIM-0002 | MIR | SCT-19LT-PRC-PO-004 | SIEFA0044602823007 | 1 | Outdoor | SURGE-ARRESTER-UNIT, BOTTOM | 300 | 160 | 90 | 4.32 | 570 | 870 | Non Stackable | 8535 4000 | EUR | 11775 | HORSBURGH Maersk | Germany | Hamburg | Khalifa port | 2024-05-04 | 2024-06-10 | [10 empty] | 2024-06-24 |  |  |  | CASE_LIST |  | 1 | site | MIR | 2024-06-24 | site | 0 | 1 | 1 | 2 | 4.8 | 0 | 4.8 | HITACHI(HE) |  | 1 | 1 | 0 | 1 | Flow 1: Port → Site | MIR | SIEMENS
9 |  | HVDC-ADOPT-SIM-0002 | MIR | SCT-19LT-PRC-PO-004 | SIEFA0044602823008 | 1 | Outdoor | SURGE-ARRESTER-UNIT, UPPER | 300 | 160 | 90 | 4.32 | 523 | 823 | Non Stackable | 8535 4000 | EUR | 11775 | HORSBURGH Maersk | Germany | Hamburg | Khalifa port | 2024-05-04 | 2024-06-10 | [10 empty] | 2024-06-24 |  |  |  | CASE_LIST |  | 1 | site | MIR | 2024-06-24 | site | 0 | 1 | 1 | 2 | 4.8 | 0 | 4.8 | HITACHI(HE) |  | 1 | 1 | 0 | 1 | Flow 1: Port → Site | MIR | SIEMENS
1 |  | HVDC-ADOPT-SIM-0001 | ALL | SCT-19LT-PRC-PO-005 | HVDC-ADOPT-SIM-0001 | 28 | Outdoor | LV Cable |  |  |  | 55.22 | 20389 | 26633 | Non Stackable | 8544 4999 | EUR | 235427.4 | Eugen Maersk | BELGIUM | Antwerp | Khalifa port | 2024-02-09 | 2024-03-14 | [13 empty] | 2024-04-04 | CASE_LIST |  | 1 | site | AGI | 2024-04-04 | site | 0 | 1 | 1 | 2 |  | 0 |  | SIEMENS(SIM) |  | 1 | 1 | 0 | 1 | Flow 1: Port → Site | AGI | SIEMENS
42 |  | HVDC-ADOPT-HE-LOC-0008 | AGI | EQ-211 | 366462 | 1 | Indoor | LV Panel Pole 1 Cubicle - 1 & 2 | 220 | 120 | 275 | 7.26 | 2180 | 2250 | [12 empty] | 2025-05-07 | [11 empty] | CASE_LIST | 1 |  | warehouse | DSV Al Markaz | 2025-05-07 | warehouse | 1 | 1 | -1 | 0 | 2.64 |  | 2.64 | HITACHI(HE) |  | 0 | 1 | 1 | 2 | Flow 2: Port → WH → Site | DSV Al Markaz | HITACHI
43 |  | HVDC-ADOPT-HE-LOC-0008 | AGI | EQ-211 | 366463 | 1 | Indoor | LV Panel Pole 1 Cubicle - 3 | 120 | 120 | 275 | 3.96 | 1180 | 1250 | [12 empty] | 2025-05-07 | [11 empty] | CASE_LIST | 1 |  | warehouse | DSV Al Markaz | 2025-05-07 | warehouse | 1 | 1 | -1 | 0 | 1.44 |  | 1.44 | HITACHI(HE) |  | 0 | 1 | 1 | 2 | Flow 2: Port → WH → Site | DSV Al Markaz | HITACHI
44 |  | HVDC-ADOPT-HE-LOC-0008 | AGI | EQ-211 | 366464 | 1 | Indoor | LV Panel Pole 1 Cubicle - 4 & 5 | 175 | 120 | 275 | 5.775 | 1280 | 1350 | [12 empty] | 2025-05-07 | [11 empty] | CASE_LIST | 1 |  | warehouse | DSV Al Markaz | 2025-05-07 | warehouse | 1 | 1 | -1 | 0 | 2.1 |  | 2.1 | HITACHI(HE) |  | 0 | 1 | 1 | 2 | Flow 2: Port → WH → Site | DSV Al Markaz | HITACHI
45 |  | HVDC-ADOPT-HE-LOC-0008 | AGI | EQ-211 | 366465 | 1 | Indoor | LV Panel Pole 1 Cubicle - 6 | 135 | 175 | 275 | 6.497 | 1730 | 1800 | [12 empty] | 2025-05-07 | [11 empty] | CASE_LIST | 1 |  | warehouse | DSV Al Markaz | 2025-05-07 | warehouse | 1 | 1 | -1 | 0 | 2.36 |  | 2.36 | HITACHI(HE) |  | 0 | 1 | 1 | 2 | Flow 2: Port → WH → Site | DSV Al Markaz | HITACHI
46 |  | HVDC-ADOPT-HE-LOC-0008 | AGI | EQ-211 | 366466 | 1 | Indoor | LV Panel Pole 1 Cubicle - 7 | 135 | 175 | 275 | 6.497 | 1730 | 1800 | [12 empty] | 2025-05-07 | [11 empty] | CASE_LIST | 1 |  | warehouse | DSV Al Markaz | 2025-05-07 | warehouse | 1 | 1 | -1 | 0 | 2.36 |  | 2.36 | HITACHI(HE) |  | 0 | 1 | 1 | 2 | Flow 2: Port → WH → Site | DSV Al Markaz | HITACHI
47 |  | HVDC-ADOPT-HE-LOC-0008 | AGI | EQ-211 | 366467 | 1 | Indoor | LV Panel Pole 1 Cubicle - 8 & 8A | 220 | 175 | 275 | 10.588 | 2330 | 2400 | [12 empty] | 2025-05-07 | [11 empty] | CASE_LIST | 1 |  | warehouse | DSV Al Markaz | 2025-05-07 | warehouse | 1 | 1 | -1 | 0 | 3.85 |  | 3.85 | HITACHI(HE) |  | 0 | 1 | 1 | 2 | Flow 2: Port → WH → Site | DSV Al Markaz | HITACHI
48 |  | HVDC-ADOPT-HE-LOC-0008 | AGI | EQ-211 | 366468 | 1 | Indoor | LV Panel Pole 1 Cubicle - 9 | 135 | 175 | 275 | 6.497 | 1730 | 1800 | [12 empty] | 2025-05-07 | [11 empty] | CASE_LIST | 1 |  | warehouse | DSV Al Markaz | 2025-05-07 | warehouse | 1 | 1 | -1 | 0 | 2.36 |  | 2.36 | HITACHI(HE) |  | 0 | 1 | 1 | 2 | Flow 2: Port → WH → Site | DSV Al Markaz | HITACHI
49 |  | HVDC-ADOPT-HE-LOC-0008 | AGI | EQ-211 | 366469 | 1 | Indoor | LV Panel Pole 1 Cubicle - 10 | 135 | 175 | 275 | 6.497 | 1730 | 1800 | [12 empty] | 2025-05-07 | [11 empty] | CASE_LIST | 1 |  | warehouse | DSV Al Markaz | 2025-05-07 | warehouse | 1 | 1 | -1 | 0 | 2.36 |  | 2.36 | HITACHI(HE) |  | 0 | 1 | 1 | 2 | Flow 2: Port → WH → Site | DSV Al Markaz | HITACHI
50 |  | HVDC-ADOPT-HE-LOC-0008 | AGI | EQ-211 | 366470 | 1 | Indoor | LV Panel Pole 1 Cubicle - 11,12 & 13 | 241 | 120 | 275 | 7.953 | 1980 | 2050 | [12 empty] | 2025-05-07 | [11 empty] | CASE_LIST | 1 |  | warehouse | DSV Al Markaz | 2025-05-07 | warehouse | 1 | 1 | -1 | 0 | 2.89 |  | 2.89 | HITACHI(HE) |  | 0 | 1 | 1 | 2 | Flow 2: Port → WH → Site | DSV Al Markaz | HITACHI
51 |  | HVDC-ADOPT-HE-LOC-0008 | AGI | EQ-211 | 366471 | 1 | Indoor | LV Panel Pole 1 Cubicle - 14 & 15 | 220 | 120 | 275 | 7.26 | 2180 | 2250 | [12 empty] | 2025-05-07 | [11 empty] | CASE_LIST | 1 |  | warehouse | DSV Al Markaz | 2025-05-07 | warehouse | 1 | 1 | -1 | 0 | 2.64 |  | 2.64 | HITACHI(HE) |  | 0 | 1 | 1 | 2 | Flow 2: Port → WH → Site | DSV Al Markaz | HITACHI
52 |  | HVDC-ADOPT-HE-LOC-0008 | AGI | EQ-211 | 366472 | 1 | Indoor | LV Panel Pole 2 Cubicle - 1 & 2 | 220 | 120 | 275 | 7.26 | 2180 | 2250 | [12 empty] | 2025-05-07 | [11 empty] | CASE_LIST | 1 |  | warehouse | DSV Al Markaz | 2025-05-07 | warehouse | 1 | 1 | -1 | 0 | 2.64 |  | 2.64 | HITACHI(HE) |  | 0 | 1 | 1 | 2 | Flow 2: Port → WH → Site | DSV Al Markaz | HITACHI
53 |  | HVDC-ADOPT-HE-LOC-0008 | AGI | EQ-211 | 366473 | 1 | Indoor | LV Panel Pole 2 Cubicle - 3 | 120 | 120 | 275 | 3.96 | 1180 | 1250 | [12 empty] | 2025-05-07 | [11 empty] | CASE_LIST | 1 |  | warehouse | DSV Al Markaz | 2025-05-07 | warehouse | 1 | 1 | -1 | 0 | 1.44 |  | 1.44 | HITACHI(HE) |  | 0 | 1 | 1 | 2 | Flow 2: Port → WH → Site | DSV Al Markaz | HITACHI
54 |  | HVDC-ADOPT-HE-LOC-0008 | AGI | EQ-211 | 366474 | 1 | Indoor | LV Panel Pole 2 Cubicle - 4 & 5 | 175 | 120 | 275 | 5.775 | 1280 | 1350 | [12 empty] | 2025-05-07 | [11 empty] | CASE_LIST | 1 |  | warehouse | DSV Al Markaz | 2025-05-07 | warehouse | 1 | 1 | -1 | 0 | 2.1 |  | 2.1 | HITACHI(HE) |  | 0 | 1 | 1 | 2 | Flow 2: Port → WH → Site | DSV Al Markaz | HITACHI
55 |  | HVDC-ADOPT-HE-LOC-0008 | AGI | EQ-211 | 366475 | 1 | Indoor | LV Panel Pole 2 Cubicle - 6 | 135 | 175 | 275 | 6.497 | 1730 | 1800 | [12 empty] | 2025-05-07 | [11 empty] | CASE_LIST | 1 |  | warehouse | DSV Al Markaz | 2025-05-07 | warehouse | 1 | 1 | -1 | 0 | 2.36 |  | 2.36 | HITACHI(HE) |  | 0 | 1 | 1 | 2 | Flow 2: Port → WH → Site | DSV Al Markaz | HITACHI
56 |  | HVDC-ADOPT-HE-LOC-0008 | AGI | EQ-211 | 366476 | 1 | Indoor | LV Panel Pole 2 Cubicle - 7 | 135 | 175 | 275 | 6.497 | 1730 | 1800 | [12 empty] | 2025-05-07 | [11 empty] | CASE_LIST | 1 |  | warehouse | DSV Al Markaz | 2025-05-07 | warehouse | 1 | 1 | -1 | 0 | 2.36 |  | 2.36 | HITACHI(HE) |  | 0 | 1 | 1 | 2 | Flow 2: Port → WH → Site | DSV Al Markaz | HITACHI
57 |  | HVDC-ADOPT-HE-LOC-0008 | AGI | EQ-211 | 366477 | 1 | Indoor | LV Panel Pole 2 Cubicle - 8 & 8A | 220 | 175 | 275 | 10.588 | 2330 | 2400 | [12 empty] | 2025-05-07 | [11 empty] | CASE_LIST | 1 |  | warehouse | DSV Al Markaz | 2025-05-07 | warehouse | 1 | 1 | -1 | 0 | 3.85 |  | 3.85 | HITACHI(HE) |  | 0 | 1 | 1 | 2 | Flow 2: Port → WH → Site | DSV Al Markaz | HITACHI
58 |  | HVDC-ADOPT-HE-LOC-0008 | AGI | EQ-211 | 366478 | 1 | Indoor | LV Panel Pole 2 Cubicle - 9 | 135 | 175 | 275 | 6.497 | 1730 | 1800 | [12 empty] | 2025-05-07 | [11 empty] | CASE_LIST | 1 |  | warehouse | DSV Al Markaz | 2025-05-07 | warehouse | 1 | 1 | -1 | 0 | 2.36 |  | 2.36 | HITACHI(HE) |  | 0 | 1 | 1 | 2 | Flow 2: Port → WH → Site | DSV Al Markaz | HITACHI
59 |  | HVDC-ADOPT-HE-LOC-0008 | AGI | EQ-211 | 366479 | 1 | Indoor | LV Panel Pole 2 Cubicle - 10 | 135 | 175 | 275 | 6.497 | 1730 | 1800 | [12 empty] | 2025-05-07 | [11 empty] | CASE_LIST | 1 |  | warehouse | DSV Al Markaz | 2025-05-07 | warehouse | 1 | 1 | -1 | 0 | 2.36 |  | 2.36 | HITACHI(HE) |  | 0 | 1 | 1 | 2 | Flow 2: Port → WH → Site | DSV Al Markaz | HITACHI
60 |  | HVDC-ADOPT-HE-LOC-0008 | AGI | EQ-211 | 366480 | 1 | Indoor | LV Panel Pole 2 Cubicle - 11,12 & 13 | 241 | 120 | 275 | 7.953 | 1980 | 2050 | [12 empty] | 2025-05-07 | [11 empty] | CASE_LIST | 1 |  | warehouse | DSV Al Markaz | 2025-05-07 | warehouse | 1 | 1 | -1 | 0 | 2.89 |  | 2.89 | HITACHI(HE) |  | 0 | 1 | 1 | 2 | Flow 2: Port → WH → Site | DSV Al Markaz | HITACHI
61 |  | HVDC-ADOPT-HE-LOC-0008 | AGI | EQ-211 | 366481 | 1 | Indoor | LV Panel Pole 2 Cubicle - 14 & 15 | 220 | 120 | 275 | 7.26 | 2180 | 2250 | [12 empty] | 2025-05-07 | [11 empty] | CASE_LIST | 1 |  | warehouse | DSV Al Markaz | 2025-05-07 | warehouse | 1 | 1 | -1 | 0 | 2.64 |  | 2.64 | HITACHI(HE) |  | 0 | 1 | 1 | 2 | Flow 2: Port → WH → Site | DSV Al Markaz | HITACHI
62 |  | HVDC-ADOPT-HE-LOC-0007 | DAS | EQ-252 | 209646 | 1 | Indoor | S1.X1.N1-XD1 | 240 | 95 | 230 | 5.244 | 430 | 450 | [16 empty] | 2025-08-24 | [7 empty] | CASE_LIST | 1 |  | warehouse | MOSB | 2025-08-24 | warehouse | 1 | 1 | -1 | 0 | 2.28 |  | 2.28 | HITACHI(HE) |  | 0 | 1 | 1 | 5 | Flow 5: Mixed / Waiting / Incomplete leg | MOSB | HITACHI
63 |  | HVDC-ADOPT-HE-LOC-0007 | DAS | EQ-252 | 209647 | 1 | Indoor | S2.X2.N1-XD1 | 240 | 95 | 230 | 5.244 | 430 | 450 | [11 empty] | 2025-08-25 | [12 empty] | CASE_LIST | 1 |  | warehouse | DSV Indoor | 2025-08-25 | warehouse | 1 | 1 | -1 | 0 | 2.28 |  | 2.28 | HITACHI(HE) |  | 0 | 1 | 1 | 2 | Flow 2: Port → WH → Site | DSV Indoor | HITACHI
64 |  | HVDC-ADOPT-HE-LOC-0007 | DAS | EQ-252 | 209648 | 1 | Indoor | S2.X1.N1-XD1 | 170 | 95 | 230 | 3.715 | 380 | 400 | [11 empty] | 2025-08-25 | [12 empty] | CASE_LIST | 1 |  | warehouse | DSV Indoor | 2025-08-25 | warehouse | 1 | 1 | -1 | 0 | 1.61 |  | 1.61 | HITACHI(HE) |  | 0 | 1 | 1 | 2 | Flow 2: Port → WH → Site | DSV Indoor | HITACHI
65 |  | HVDC-ADOPT-HE-LOC-0007 | DAS | EQ-252 | 209649 | 1 | Indoor | S2.X2.N1-XD2 | 170 | 95 | 230 | 3.715 | 380 | 400 | [11 empty] | 2025-08-25 | [12 empty] | CASE_LIST | 1 |  | warehouse | DSV Indoor | 2025-08-25 | warehouse | 1 | 1 | -1 | 0 | 1.61 |  | 1.61 | HITACHI(HE) |  | 0 | 1 | 1 | 2 | Flow 2: Port → WH → Site | DSV Indoor | HITACHI
66 |  | HVDC-ADOPT-HE-LOC-0007 | DAS | EQ-252 | 209650 | 1 | Indoor | GRP S2.X1.N1-XD1 | 205 | 105 | 260 | 5.597 | 170 | 180 | [11 empty] | 2025-08-25 | [12 empty] | CASE_LIST | 1 |  | warehouse | DSV Indoor | 2025-08-25 | warehouse | 1 | 1 | -1 | 0 | 2.15 |  | 2.15 | HITACHI(HE) |  | 0 | 1 | 1 | 2 | Flow 2: Port → WH → Site | DSV Indoor | HITACHI
67 |  | HVDC-ADOPT-HE-LOC-0007 | DAS | EQ-252 | 209651 | 1 | Indoor | GRP S2.X2.N1-XD2 | 205 | 105 | 260 | 5.597 | 170 | 180 | [11 empty] | 2025-08-25 | [12 empty] | CASE_LIST | 1 |  | warehouse | DSV Indoor | 2025-08-25 | warehouse | 1 | 1 | -1 | 0 | 2.15 |  | 2.15 | HITACHI(HE) |  | 0 | 1 | 1 | 2 | Flow 2: Port → WH → Site | DSV Indoor | HITACHI
68 |  | HVDC-ADOPT-HE-LOC-0007 | DAS | EQ-252 | 209652 | 1 | Indoor | S2.X2.N1-XD3 | 135 | 55 | 160 | 1.188 | 150 | 160 | [11 empty] | 2025-08-25 | [12 empty] | CASE_LIST | 1 |  | warehouse | DSV Indoor | 2025-08-25 | warehouse | 1 | 1 | -1 | 0 | 0.74 |  | 0.74 | HITACHI(HE) |  | 0 | 1 | 1 | 2 | Flow 2: Port → WH → Site | DSV Indoor | HITACHI
69 |  | HVDC-ADOPT-HE-LOC-0007 | DAS | EQ-252 | 209653 | 1 | Outdoor | ACB Trolly for 5000A ACB | 150 | 150 | 60 | 1.35 | 230 | 240 | [16 empty] | 2025-08-24 | [7 empty] | CASE_LIST | 1 |  | warehouse | MOSB | 2025-08-24 | warehouse | 1 | 1 | -1 | 0 | 2.25 |  | 2.25 | HITACHI(HE) |  | 0 | 1 | 1 | 5 | Flow 5: Mixed / Waiting / Incomplete leg | MOSB | HITACHI
70 |  | HVDC-ADOPT-HE-LOC-0007 | DAS | EQ-252 | 209654 | 1 | Outdoor | ACB Trolly for Below 5000A ACB | 130 | 120 | 60 | 0.936 | 180 | 190 | [16 empty] | 2025-08-24 | [7 empty] | CASE_LIST | 1 |  | warehouse | MOSB | 2025-08-24 | warehouse | 1 | 1 | -1 | 0 | 1.56 |  | 1.56 | HITACHI(HE) |  | 0 | 1 | 1 | 5 | Flow 5: Mixed / Waiting / Incomplete leg | MOSB | HITACHI
71 |  | HVDC-ADOPT-HE-LOC-0007 | AGI | EQ-252 | 366830 | 1 | Indoor | S2.X1.N1-XD2)110194-FDB-104 | 170 | 90 | 235 | 3.596 | 420 | 430 | [11 empty] | 2025-10-20 | [12 empty] | CASE_LIST | 1 |  | warehouse | DSV Indoor | 2025-10-20 | warehouse | 1 | 1 | -1 | 0 | 1.53 |  | 1.53 | HITACHI(HE) |  | 0 | 1 | 1 | 2 | Flow 2: Port → WH → Site | DSV Indoor | HITACHI
72 |  | HVDC-ADOPT-HE-LOC-0007 | AGI | EQ-252 | 366831 | 1 | Indoor | S2.X1.N3-UC3)110194-FDB-110 | 210 | 90 | 235 | 4.442 | 450 | 460 | [11 empty] | 2025-10-20 | [12 empty] | CASE_LIST | 1 |  | warehouse | DSV Indoor | 2025-10-20 | warehouse | 1 | 1 | -1 | 0 | 1.89 |  | 1.89 | HITACHI(HE) |  | 0 | 1 | 1 | 2 | Flow 2: Port → WH → Site | DSV Indoor | HITACHI
73 |  | HVDC-ADOPT-HE-LOC-0007 | AGI | EQ-252 | 366832 | 1 | Indoor | S2.X1.N3-UC4)110194-FDB-111 | 210 | 90 | 235 | 4.442 | 450 | 460 | [11 empty] | 2025-10-20 | [12 empty] | CASE_LIST | 1 |  | warehouse | DSV Indoor | 2025-10-20 | warehouse | 1 | 1 | -1 | 0 | 1.89 |  | 1.89 | HITACHI(HE) |  | 0 | 1 | 1 | 2 | Flow 2: Port → WH → Site | DSV Indoor | HITACHI
74 |  | HVDC-ADOPT-HE-LOC-0007 | AGI | EQ-252 | 366833 | 1 | Indoor | S2.X1.N1-XD3)110194-FDB-106 | 105 | 60 | 95 | 1.229 | 95 | 105 | [11 empty] | 2025-10-20 | [12 empty] | CASE_LIST | 1 |  | warehouse | DSV Indoor | 2025-10-20 | warehouse | 1 | 1 | -1 | 0 | 0.63 |  | 0.63 | HITACHI(HE) |  | 0 | 1 | 1 | 2 | Flow 2: Port → WH → Site | DSV Indoor | HITACHI
75 |  | HVDC-ADOPT-HE-LOC-0007 | AGI | EQ-252 | 366834 | 1 | Indoor | S2.X2.N1-XD3)110194-FDB-107 | 105 | 60 | 195 | 1.229 | 95 | 105 | [11 empty] | 2025-10-20 | [12 empty] | CASE_LIST | 1 |  | warehouse | DSV Indoor | 2025-10-20 | warehouse | 1 | 1 | -1 | 0 | 0.63 |  | 0.63 | HITACHI(HE) |  | 0 | 1 | 1 | 2 | Flow 2: Port → WH → Site | DSV Indoor | HITACHI
76 |  | HVDC-ADOPT-HE-LOC-0007 | AGI | EQ-252 | 366835 | 1 | Indoor | S2.X1.N1-XD4)110194-FDB-108 | 120 | 60 | 165 | 1.188 | 100 | 110 | [11 empty] | 2025-10-20 | [12 empty] | CASE_LIST | 1 |  | warehouse | DSV Indoor | 2025-10-20 | warehouse | 1 | 1 | -1 | 0 | 0.72 |  | 0.72 | HITACHI(HE) |  | 0 | 1 | 1 | 2 | Flow 2: Port → WH → Site | DSV Indoor | HITACHI
77 |  | HVDC-ADOPT-HE-LOC-0007 | AGI | EQ-252 | 366836 | 1 | Indoor | S2.X2.N1-XD4)110194-FDB-109 | 125 | 60 | 175 | 1.313 | 100 | 110 | [11 empty] | 2025-10-20 | [12 empty] | CASE_LIST | 1 |  | warehouse | DSV Indoor | 2025-10-20 | warehouse | 1 | 1 | -1 | 0 | 0.75 |  | 0.75 | HITACHI(HE) |  | 0 | 1 | 1 | 2 | Flow 2: Port → WH → Site | DSV Indoor | HITACHI
78 |  | HVDC-ADOPT-HE-LOC-0007 | AGI | EQ-252 | 366837 | 1 | Indoor | S2.X2.N3-UC6)110194-FDB-119 | 130 | 55 | 190 | 1.359 | 120 | 130 | [11 empty] | 2025-10-20 | [12 empty] | CASE_LIST | 1 |  | warehouse | DSV Indoor | 2025-10-20 | warehouse | 1 | 1 | -1 | 0 | 0.71 |  | 0.71 | HITACHI(HE) |  | 0 | 1 | 1 | 2 | Flow 2: Port → WH → Site | DSV Indoor | HITACHI
79 |  | HVDC-ADOPT-HE-LOC-0007 | AGI | EQ-252 | 366838 | 1 | Indoor | S2.X2.N3-XD3)110194-FDB-127 | 120 | 60 | 165 | 1.188 | 100 | 110 | [11 empty] | 2025-10-20 | [12 empty] | CASE_LIST | 1 |  | warehouse | DSV Indoor | 2025-10-20 | warehouse | 1 | 1 | -1 | 0 | 0.72 |  | 0.72 | HITACHI(HE) |  | 0 | 1 | 1 | 2 | Flow 2: Port → WH → Site | DSV Indoor | HITACHI
34 |  | HVDC-ADOPT-HE-LOC-0004 | AGI | EQ-211 | 366129 | 1 | Indoor | 300kVAR CAPACITOR BANK | 205 | 70 | 250 | 3.588 | 750 | 775 | [11 empty] | 2025-04-10 | [12 empty] | CASE_LIST | 1 |  | warehouse | DSV Indoor | 2025-04-10 | warehouse | 1 | 1 | -1 | 0 | 1.44 |  | 1.44 | HITACHI(HE) |  | 0 | 1 | 1 | 2 | Flow 2: Port → WH → Site | DSV Indoor | HITACHI
35 |  | HVDC-ADOPT-HE-LOC-0004 | AGI | EQ-211 | 366130 | 1 | Indoor | 300kVAR CAPACITOR BANK | 205 | 70 | 250 | 3.588 | 750 | 775 | [11 empty] | 2025-04-10 | [12 empty] | CASE_LIST | 1 |  | warehouse | DSV Indoor | 2025-04-10 | warehouse | 1 | 1 | -1 | 0 | 1.44 |  | 1.44 | HITACHI(HE) |  | 0 | 1 | 1 | 2 | Flow 2: Port → WH → Site | DSV Indoor | HITACHI
36 |  | HVDC-ADOPT-HE-LOC-0004 | AGI | EQ-211 | 366131 | 1 | Indoor | 300kVAR CAPACITOR BANK | 205 | 70 | 250 | 3.588 | 750 | 775 | [11 empty] | 2025-04-10 | [12 empty] | CASE_LIST | 1 |  | warehouse | DSV Indoor | 2025-04-10 | warehouse | 1 | 1 | -1 | 0 | 1.44 |  | 1.44 | HITACHI(HE) |  | 0 | 1 | 1 | 2 | Flow 2: Port → WH → Site | DSV Indoor | HITACHI
37 |  | HVDC-ADOPT-HE-LOC-0004 | AGI | EQ-211 | 366132 | 1 | Indoor | 300kVAR CAPACITOR BANK | 205 | 70 | 250 | 3.588 | 750 | 775 | [11 empty] | 2025-04-10 | [12 empty] | CASE_LIST | 1 |  | warehouse | DSV Indoor | 2025-04-10 | warehouse | 1 | 1 | -1 | 0 | 1.44 |  | 1.44 | HITACHI(HE) |  | 0 | 1 | 1 | 2 | Flow 2: Port → WH → Site | DSV Indoor | HITACHI
38 |  | HVDC-ADOPT-HE-LOC-0004 | DAS | EQ-211 | 209266 | 1 | Indoor | 275kVAR CAPACITOR BANK | 205 | 70 | 250 | 3.588 | 750 | 775 | [11 empty] | 2025-04-10 |  |  |  |  | 2025-06-03 | [5 empty] | 2025-06-10 |  | CASE_LIST | 1 | 1 | site | DAS | 2025-06-10 | site | 2 | 3 | -1 | 2 | 1.44 |  | 1.44 | HITACHI(HE) |  | 1 | 3 | 2 | 4 | Flow 4: Port → WH → MOSB → Site | DAS | HITACHI
39 |  | HVDC-ADOPT-HE-LOC-0004 | DAS | EQ-211 | 209267 | 1 | Indoor | 275kVAR CAPACITOR BANK | 205 | 70 | 250 | 3.588 | 750 | 775 | [11 empty] | 2025-04-10 |  |  |  |  | 2025-06-03 | [5 empty] | 2025-06-10 |  | CASE_LIST | 1 | 1 | site | DAS | 2025-06-10 | site | 2 | 3 | -1 | 2 | 1.44 |  | 1.44 | HITACHI(HE) |  | 1 | 3 | 2 | 4 | Flow 4: Port → WH → MOSB → Site | DAS | HITACHI
40 |  | HVDC-ADOPT-HE-LOC-0004 | DAS | EQ-211 | 209268 | 1 | Indoor | 275kVAR CAPACITOR BANK | 205 | 70 | 250 | 3.588 | 750 | 775 | [11 empty] | 2025-04-10 |  |  |  |  | 2025-06-03 | [5 empty] | 2025-06-10 |  | CASE_LIST | 1 | 1 | site | DAS | 2025-06-10 | site | 2 | 3 | -1 | 2 | 1.44 |  | 1.44 | HITACHI(HE) |  | 1 | 3 | 2 | 4 | Flow 4: Port → WH → MOSB → Site | DAS | HITACHI
41 |  | HVDC-ADOPT-HE-LOC-0004 | DAS | EQ-211 | 209269 | 1 | Indoor | 275kVAR CAPACITOR BANK | 205 | 70 | 250 | 3.588 | 750 | 775 | [11 empty] | 2025-04-10 |  |  |  |  | 2025-06-03 | [5 empty] | 2025-06-10 |  | CASE_LIST | 1 | 1 | site | DAS | 2025-06-10 | site | 2 | 3 | -1 | 2 | 1.44 |  | 1.44 | HITACHI(HE) |  | 1 | 3 | 2 | 4 | Flow 4: Port → WH → MOSB → Site | DAS | HITACHI
14 |  | HVDC-ADOPT-HE-LOC-0001 | DAS | EQ-211 | 208747 | 1 | Indoor | LV Panel - DAS Pole 1 CUBICLE - 1 & 2 | 215 | 125 | 273 | 7.26 | 2180 | 2250 | [11 empty] | 2025-01-07 |  |  |  |  | 2025-05-28 | [5 empty] | 2025-06-10 |  | CASE_LIST | 1 | 1 | site | DAS | 2025-06-10 | site | 2 | 3 | -1 | 2 | 2.69 |  | 2.69 | HITACHI(HE) |  | 1 | 3 | 2 | 4 | Flow 4: Port → WH → MOSB → Site | DAS | HITACHI
15 |  | HVDC-ADOPT-HE-LOC-0001 | DAS | EQ-211 | 208748 | 1 | Indoor | LV Panel - DAS Pole 1 CUBICLE - 3 & 4 | 175 | 125 | 273 | 3.96 | 1180 | 1250 | [11 empty] | 2025-01-07 |  |  |  |  | 2025-05-28 | [5 empty] | 2025-06-10 |  | CASE_LIST | 1 | 1 | site | DAS | 2025-06-10 | site | 2 | 3 | -1 | 2 | 2.19 |  | 2.19 | HITACHI(HE) |  | 1 | 3 | 2 | 4 | Flow 4: Port → WH → MOSB → Site | DAS | HITACHI
16 |  | HVDC-ADOPT-HE-LOC-0001 | DAS | EQ-211 | 208749 | 1 | Indoor | LV Panel - DAS Pole 1 CUBICLE - 5 & 6 | 135 | 125 | 273 | 5.775 | 1280 | 1350 | [11 empty] | 2025-01-07 |  |  |  |  | 2025-05-28 | [5 empty] | 2025-06-10 |  | CASE_LIST | 1 | 1 | site | DAS | 2025-06-10 | site | 2 | 3 | -1 | 2 | 1.69 |  | 1.69 | HITACHI(HE) |  | 1 | 3 | 2 | 4 | Flow 4: Port → WH → MOSB → Site | DAS | HITACHI
17 |  | HVDC-ADOPT-HE-LOC-0001 | DAS | EQ-211 | 208750 | 1 | Indoor | LV Panel - DAS Pole 1 CUBICLE - 7 | 135 | 183 | 273 | 6.497 | 1730 | 1800 | [11 empty] | 2025-01-07 |  |  |  |  | 2025-05-28 | [5 empty] | 2025-06-10 |  | CASE_LIST | 1 | 1 | site | DAS | 2025-06-10 | site | 2 | 3 | -1 | 2 | 2.47 |  | 2.47 | HITACHI(HE) |  | 1 | 3 | 2 | 4 | Flow 4: Port → WH → MOSB → Site | DAS | HITACHI
18 |  | HVDC-ADOPT-HE-LOC-0001 | DAS | EQ-211 | 208751 | 1 | Indoor | LV Panel - DAS Pole 1 CUBICLE - 8 | 135 | 125 | 273 | 6.497 | 1730 | 1800 | [11 empty] | 2025-01-07 |  |  |  |  | 2025-05-28 | [5 empty] | 2025-06-10 |  | CASE_LIST | 1 | 1 | site | DAS | 2025-06-10 | site | 2 | 3 | -1 | 2 | 1.69 |  | 1.69 | HITACHI(HE) |  | 1 | 3 | 2 | 4 | Flow 4: Port → WH → MOSB → Site | DAS | HITACHI
19 |  | HVDC-ADOPT-HE-LOC-0001 | DAS | EQ-211 | 208752 | 1 | Indoor | LV Panel - DAS Pole 1 CUBICLE - 8A & 9 | 215 | 185 | 273 | 10.588 | 2330 | 2400 | [11 empty] | 2025-01-07 |  |  |  |  | 2025-05-29 | [5 empty] | 2025-06-10 |  | CASE_LIST | 1 | 1 | site | DAS | 2025-06-10 | site | 2 | 3 | -1 | 2 | 3.98 |  | 3.98 | HITACHI(HE) |  | 1 | 3 | 2 | 4 | Flow 4: Port → WH → MOSB → Site | DAS | HITACHI
20 |  | HVDC-ADOPT-HE-LOC-0001 | DAS | EQ-211 | 208753 | 1 | Indoor | LV Panel - DAS Pole 1 CUBICLE - 10 | 135 | 185 | 273 | 6.497 | 1730 | 1800 | [11 empty] | 2025-01-07 |  |  |  |  | 2025-05-29 | [5 empty] | 2025-06-10 |  | CASE_LIST | 1 | 1 | site | DAS | 2025-06-10 | site | 2 | 3 | -1 | 2 | 2.5 |  | 2.5 | HITACHI(HE) |  | 1 | 3 | 2 | 4 | Flow 4: Port → WH → MOSB → Site | DAS | HITACHI
21 |  | HVDC-ADOPT-HE-LOC-0001 | DAS | EQ-211 | 208754 | 1 | Indoor | LV Panel - DAS Pole 1 CUBICLE - 11 | 135 | 185 | 273 | 6.497 | 1730 | 1800 | [11 empty] | 2025-01-07 |  |  |  |  | 2025-05-29 | [5 empty] | 2025-06-10 |  | CASE_LIST | 1 | 1 | site | DAS | 2025-06-10 | site | 2 | 3 | -1 | 2 | 2.5 |  | 2.5 | HITACHI(HE) |  | 1 | 3 | 2 | 4 | Flow 4: Port → WH → MOSB → Site | DAS | HITACHI
22 |  | HVDC-ADOPT-HE-LOC-0001 | DAS | EQ-211 | 208755 | 1 | Indoor | LV Panel - DAS Pole 1 CUBICLE - 12, 13 & 14 | 210 | 125 | 273 | 7.953 | 1980 | 2050 | [11 empty] | 2025-01-07 |  |  |  |  | 2025-05-29 | [5 empty] | 2025-06-10 |  | CASE_LIST | 1 | 1 | site | DAS | 2025-06-10 | site | 2 | 3 | -1 | 2 | 2.62 |  | 2.62 | HITACHI(HE) |  | 1 | 3 | 2 | 4 | Flow 4: Port → WH → MOSB → Site | DAS | HITACHI
23 |  | HVDC-ADOPT-HE-LOC-0001 | DAS | EQ-211 | 208756 | 1 | Indoor | LV Panel - DAS Pole 1 CUBICLE - 15 & 16 | 215 | 115 | 273 | 7.26 | 2180 | 2250 | [11 empty] | 2025-01-07 |  |  |  |  | 2025-05-29 | [5 empty] | 2025-06-10 |  | CASE_LIST | 1 | 1 | site | DAS | 2025-06-10 | site | 2 | 3 | -1 | 2 | 2.47 |  | 2.47 | HITACHI(HE) |  | 1 | 3 | 2 | 4 | Flow 4: Port → WH → MOSB → Site | DAS | HITACHI
24 |  | HVDC-ADOPT-HE-LOC-0001 | DAS | EQ-211 | 208757 | 1 | Indoor | LV Panel - DAS Pole 2 CUBICLE - 1 & 2 | 215 | 125 | 273 | 7.26 | 2180 | 2250 | [11 empty] | 2025-01-07 |  |  |  |  | 2025-05-28 | [5 empty] | 2025-06-10 |  | CASE_LIST | 1 | 1 | site | DAS | 2025-06-10 | site | 2 | 3 | -1 | 2 | 2.69 |  | 2.69 | HITACHI(HE) |  | 1 | 3 | 2 | 4 | Flow 4: Port → WH → MOSB → Site | DAS | HITACHI
25 |  | HVDC-ADOPT-HE-LOC-0001 | DAS | EQ-211 | 208758 | 1 | Indoor | LV Panel - DAS Pole 2 CUBICLE - 3 & 4 | 175 | 125 | 273 | 3.96 | 1180 | 1250 | [11 empty] | 2025-01-07 |  |  |  |  | 2025-05-28 | [5 empty] | 2025-06-10 |  | CASE_LIST | 1 | 1 | site | DAS | 2025-06-10 | site | 2 | 3 | -1 | 2 | 2.19 |  | 2.19 | HITACHI(HE) |  | 1 | 3 | 2 | 4 | Flow 4: Port → WH → MOSB → Site | DAS | HITACHI
26 |  | HVDC-ADOPT-HE-LOC-0001 | DAS | EQ-211 | 208759 | 1 | Indoor | LV Panel - DAS Pole 2 CUBICLE - 5 & 6 | 135 | 125 | 273 | 5.775 | 1280 | 1350 | [11 empty] | 2025-01-07 |  |  |  |  | 2025-05-28 | [5 empty] | 2025-06-10 |  | CASE_LIST | 1 | 1 | site | DAS | 2025-06-10 | site | 2 | 3 | -1 | 2 | 1.69 |  | 1.69 | HITACHI(HE) |  | 1 | 3 | 2 | 4 | Flow 4: Port → WH → MOSB → Site | DAS | HITACHI
27 |  | HVDC-ADOPT-HE-LOC-0001 | DAS | EQ-211 | 208760 | 1 | Indoor | LV Panel - DAS Pole 2 CUBICLE - 7 | 135 | 183 | 273 | 6.497 | 1730 | 1800 | [11 empty] | 2025-01-07 |  |  |  |  | 2025-05-28 | [5 empty] | 2025-06-10 |  | CASE_LIST | 1 | 1 | site | DAS | 2025-06-10 | site | 2 | 3 | -1 | 2 | 2.47 |  | 2.47 | HITACHI(HE) |  | 1 | 3 | 2 | 4 | Flow 4: Port → WH → MOSB → Site | DAS | HITACHI
28 |  | HVDC-ADOPT-HE-LOC-0001 | DAS | EQ-211 | 208761 | 1 | Indoor | LV Panel - DAS Pole 2 CUBICLE - 8 & 8A | 215 | 185 | 273 | 6.497 | 1730 | 1800 | [11 empty] | 2025-01-07 |  |  |  |  | 2025-05-28 | [5 empty] | 2025-06-10 |  | CASE_LIST | 1 | 1 | site | DAS | 2025-06-10 | site | 2 | 3 | -1 | 2 | 3.98 |  | 3.98 | HITACHI(HE) |  | 1 | 3 | 2 | 4 | Flow 4: Port → WH → MOSB → Site | DAS | HITACHI
29 |  | HVDC-ADOPT-HE-LOC-0001 | DAS | EQ-211 | 208762 | 1 | Indoor | LV Panel - DAS Pole 2 CUBICLE - 9 | 135 | 125 | 273 | 10.588 | 2330 | 2400 | [11 empty] | 2025-01-07 |  |  |  |  | 2025-05-29 | [5 empty] | 2025-06-10 |  | CASE_LIST | 1 | 1 | site | DAS | 2025-06-10 | site | 2 | 3 | -1 | 2 | 1.69 |  | 1.69 | HITACHI(HE) |  | 1 | 3 | 2 | 4 | Flow 4: Port → WH → MOSB → Site | DAS | HITACHI
30 |  | HVDC-ADOPT-HE-LOC-0001 | DAS | EQ-211 | 208763 | 1 | Indoor | LV Panel - DAS Pole 2 CUBICLE - 10 | 135 | 185 | 273 | 6.497 | 1730 | 1800 | [11 empty] | 2025-01-07 |  |  |  |  | 2025-05-29 | [5 empty] | 2025-06-10 |  | CASE_LIST | 1 | 1 | site | DAS | 2025-06-10 | site | 2 | 3 | -1 | 2 | 2.5 |  | 2.5 | HITACHI(HE) |  | 1 | 3 | 2 | 4 | Flow 4: Port → WH → MOSB → Site | DAS | HITACHI
31 |  | HVDC-ADOPT-HE-LOC-0001 | DAS | EQ-211 | 208764 | 1 | Indoor | LV Panel - DAS Pole 2 CUBICLE - 11 | 135 | 185 | 273 | 6.497 | 1730 | 1800 | [11 empty] | 2025-01-07 |  |  |  |  | 2025-05-29 | [5 empty] | 2025-06-10 |  | CASE_LIST | 1 | 1 | site | DAS | 2025-06-10 | site | 2 | 3 | -1 | 2 | 2.5 |  | 2.5 | HITACHI(HE) |  | 1 | 3 | 2 | 4 | Flow 4: Port → WH → MOSB → Site | DAS | HITACHI
32 |  | HVDC-ADOPT-HE-LOC-0001 | DAS | EQ-211 | 208765 | 1 | Indoor | LV Panel - DAS Pole 2 CUBICLE - 12, 13 & 14 | 240 | 125 | 273 | 7.953 | 1980 | 2050 | [11 empty] | 2025-01-07 |  |  |  |  | 2025-05-29 | [5 empty] | 2025-06-10 |  | CASE_LIST | 1 | 1 | site | DAS | 2025-06-10 | site | 2 | 3 | -1 | 2 | 3 |  | 3 | HITACHI(HE) |  | 1 | 3 | 2 | 4 | Flow 4: Port → WH → MOSB → Site | DAS | HITACHI
33 |  | HVDC-ADOPT-HE-LOC-0001 | DAS | EQ-211 | 208766 | 1 | Indoor | LV Panel - DAS Pole 2 CUBICLE - 15 & 16 | 215 | 115 | 273 | 7.26 | 2180 | 2250 | [11 empty] | 2025-01-07 |  |  |  |  | 2025-05-29 | [5 empty] | 2025-06-10 |  | CASE_LIST | 1 | 1 | site | DAS | 2025-06-10 | site | 2 | 3 | -1 | 2 | 2.47 |  | 2.47 | HITACHI(HE) |  | 1 | 3 | 2 | 4 | Flow 4: Port → WH → MOSB → Site | DAS | HITACHI
7001 | PRL-ZAK-027-A | HVDC-ADOPT-HE-0511 | AGI | EQ-042 | 366503 | 1 | Outdoor covered | Converter AC bus, accessories | 271 | 271 | 88 | 6.4628 | 660 | 840 | Not Stackable | 85354000 | SEK | 446513 | EY918 | NETHERLANDS | Amsterdam | Abu Dhabi Airport | 2025-10-16 | 2025-10-17 | [6 empty] | 2025-10-22 | [7 empty] | CASE_LIST | 1 |  | warehouse | MOSB | 2025-10-22 | warehouse | 1 | 1 | -1 | 0 | 7.34 | 0 | 7.34 | HITACHI(HE) |  | 0 | 1 | 1 | 5 | Flow 5: Mixed / Waiting / Incomplete leg | MOSB | HITACHI
7000 | PRL-MIR-036-A2 | HVDC-ADOPT-HE-0510 | MIR | EQ-042 | 280994 | 1 | Outdoor covered | Converter AC Bus arrester Accessories | 272 | 272 | 79 | 5.8447 | 660 | 840 | Not stackable | 85354000 | SEK | 787028.7 | EY918 | NETHERLANDS | Amsterdam | Abu Dhabi Airport | 2025-10-16 | 2025-10-17 | [10 empty] | 2025-10-22 |  |  |  | CASE_LIST |  | 1 | site | MIR | 2025-10-22 | site | 0 | 1 | 1 | 2 | 7.4 | 0 | 7.4 | HITACHI(HE) |  | 1 | 1 | 0 | 1 | Flow 1: Port → Site | MIR | HITACHI
6938 | PRL-CS-049-A2 | HVDC-ADOPT-HE-0509 | DAS | EQ-211 | 209616 | 1 | Indoor | BUSDUCT SUPPORT -PACK-1 | 210 | 90 | 75 | 1.4175 | 618 | 708 | Stackable 2 tier | 73269098 | AED | 12809.97 | QR9961 | Turkey | Istanbul | Abu Dhabi Airport | 2025-10-03 | 2025-10-10 | [6 empty] | 2025-10-15 | [7 empty] | CASE_LIST | 1 |  | warehouse | MOSB | 2025-10-15 | warehouse | 1 | 1 | -1 | 0 | 1.89 | 2 | 1.89 | HITACHI(HE) |  | 0 | 1 | 1 | 5 | Flow 5: Mixed / Waiting / Incomplete leg | MOSB | HITACHI
6939 | PRL-CS-049-A2 | HVDC-ADOPT-HE-0509 | DAS | EQ-211 | 209617 | 1 | Indoor | BUSDUCT SUPPORT -PACK-2 | 135 | 95 | 60 | 0.7695 | 264 | 333 | Stackable 2 tier | 73269098 | AED | 12809.97 | QR9961 | Turkey | Istanbul | Abu Dhabi Airport | 2025-10-03 | 2025-10-10 | [6 empty] | 2025-10-15 | [7 empty] | CASE_LIST | 1 |  | warehouse | MOSB | 2025-10-15 | warehouse | 1 | 1 | -1 | 0 | 1.28 | 2 | 1.28 | HITACHI(HE) |  | 0 | 1 | 1 | 5 | Flow 5: Mixed / Waiting / Incomplete leg | MOSB | HITACHI
6940 | PRL-CS-049-A2 | HVDC-ADOPT-HE-0509 | DAS | EQ-211 | 209618 | 1 | Indoor | BUSDUCT SUPPORT -PACK-3 | 130 | 90 | 70 | 0.819 | 370 | 439 | Stackable 2 tier | 73269098 | AED | 12809.97 | QR9961 | Turkey | Istanbul | Abu Dhabi Airport | 2025-10-03 | 2025-10-10 | [6 empty] | 2025-10-15 | [7 empty] | CASE_LIST | 1 |  | warehouse | MOSB | 2025-10-15 | warehouse | 1 | 1 | -1 | 0 | 1.17 | 2 | 1.17 | HITACHI(HE) |  | 0 | 1 | 1 | 5 | Flow 5: Mixed / Waiting / Incomplete leg | MOSB | HITACHI
6941 | PRL-CS-049-A2 | HVDC-ADOPT-HE-0509 | DAS | EQ-211 | 209619 | 1 | Indoor | BUSDUCT SUPPORT -PACK-4 | 81 | 55 | 44 | 0.19602 | 60 | 70 | Stackable 2 tier | 73269098 | AED | 12809.97 | QR9961 | Turkey | Istanbul | Abu Dhabi Airport | 2025-10-03 | 2025-10-10 | [6 empty] | 2025-10-15 | [7 empty] | CASE_LIST | 1 |  | warehouse | MOSB | 2025-10-15 | warehouse | 1 | 1 | -1 | 0 | 0.45 | 2 | 0.45 | HITACHI(HE) |  | 0 | 1 | 1 | 5 | Flow 5: Mixed / Waiting / Incomplete leg | MOSB | HITACHI
6942 | PRL-CS-049-A2 | HVDC-ADOPT-HE-0509 | DAS | EQ-211 | 209620 | 1 | Indoor | BUSDUCT SUPPORT -PACK-5 | 81 | 55 | 61 | 0.27176 | 67 | 77 | Stackable 2 tier | 73269098 | AED | 12809.97 | QR9961 | Turkey | Istanbul | Abu Dhabi Airport | 2025-10-03 | 2025-10-10 | [6 empty] | 2025-10-15 | [7 empty] | CASE_LIST | 1 |  | warehouse | MOSB | 2025-10-15 | warehouse | 1 | 1 | -1 | 0 | 0.45 | 2 | 0.45 | HITACHI(HE) |  | 0 | 1 | 1 | 5 | Flow 5: Mixed / Waiting / Incomplete leg | MOSB | HITACHI
6943 | PRL-CS-049-A2 | HVDC-ADOPT-HE-0509 | DAS | EQ-211 | 209621 | 1 | Indoor | BUSDUCT SUPPORT -PACK-6 | 515 | 90 | 85 | 3.9398 | 1040 | 1201 | Stackable 2 tier | 73269098 | AED | 12809.97 | QR9961 | Turkey | Istanbul | Abu Dhabi Airport | 2025-10-03 | 2025-10-10 | [6 empty] | 2025-10-15 | [5 empty] | 2025-10-26 |  | CASE_LIST | 1 | 1 | site | DAS | 2025-10-26 | site | 1 | 2 | 0 | 2 | 4.63 | 2 | 4.63 | HITACHI(HE) |  | 1 | 2 | 1 | 3 | Flow 3: Port → MOSB → Site | DAS | HITACHI
6944 | PRL-CS-049-A2 | HVDC-ADOPT-HE-0509 | DAS | EQ-211 | 209622 | 1 | Indoor | BUSDUCT SUPPORT -PACK-7 | 130 | 90 | 70 | 0.819 | 312 | 381 | Stackable 2 tier | 73269098 | AED | 12809.97 | QR9961 | Turkey | Istanbul | Abu Dhabi Airport | 2025-10-03 | 2025-10-10 | [6 empty] | 2025-10-15 | [7 empty] | CASE_LIST | 1 |  | warehouse | MOSB | 2025-10-15 | warehouse | 1 | 1 | -1 | 0 | 1.17 | 2 | 1.17 | HITACHI(HE) |  | 0 | 1 | 1 | 5 | Flow 5: Mixed / Waiting / Incomplete leg | MOSB | HITACHI
6945 | PRL-CS-049-A2 | HVDC-ADOPT-HE-0509 | DAS | EQ-211 | 209623 | 1 | Indoor | BUSDUCT SUPPORT -PACK-8 | 455 | 90 | 60 | 2.457 | 457 | 596 | Stackable 2 tier | 73269098 | AED | 12809.97 | QR9961 | Turkey | Istanbul | Abu Dhabi Airport | 2025-10-03 | 2025-10-10 | [6 empty] | 2025-10-15 | [7 empty] | CASE_LIST | 1 |  | warehouse | MOSB | 2025-10-15 | warehouse | 1 | 1 | -1 | 0 | 4.09 | 2 | 4.09 | HITACHI(HE) |  | 0 | 1 | 1 | 5 | Flow 5: Mixed / Waiting / Incomplete leg | MOSB | HITACHI
6946 | PRL-CS-049-A2 | HVDC-ADOPT-HE-0509 | DAS | EQ-211 | 209624 | 1 | Indoor | BUSDUCT SUPPORT -PACK-9 | 70 | 90 | 70 | 0.441 | 153 | 195 | Stackable 2 tier | 73269098 | AED | 12809.97 | QR9961 | Turkey | Istanbul | Abu Dhabi Airport | 2025-10-03 | 2025-10-10 | [6 empty] | 2025-10-15 | [7 empty] | CASE_LIST | 1 |  | warehouse | MOSB | 2025-10-15 | warehouse | 1 | 1 | -1 | 0 | 0.63 | 2 | 0.63 | HITACHI(HE) |  | 0 | 1 | 1 | 5 | Flow 5: Mixed / Waiting / Incomplete leg | MOSB | HITACHI
6947 | PRL-CS-049-A2 | HVDC-ADOPT-HE-0509 | DAS | EQ-211 | 209625 | 1 | Indoor | BUSDUCT SUPPORT -PACK-10 | 525 | 90 | 60 | 2.835 | 345 | 492 | Stackable 2 tier | 73269098 | AED | 12809.97 | QR9961 | Turkey | Istanbul | Abu Dhabi Airport | 2025-10-03 | 2025-10-10 | [6 empty] | 2025-10-15 | [7 empty] | CASE_LIST | 1 |  | warehouse | MOSB | 2025-10-15 | warehouse | 1 | 1 | -1 | 0 | 4.72 | 2 | 4.72 | HITACHI(HE) |  | 0 | 1 | 1 | 5 | Flow 5: Mixed / Waiting / Incomplete leg | MOSB | HITACHI
6948 | PRL-CS-049-A2 | HVDC-ADOPT-HE-0509 | DAS | EQ-211 | 209626 | 1 | Indoor | BUSDUCT SUPPORT -PACK-11 | 70 | 90 | 60 | 0.378 | 105 | 143 | Stackable 2 tier | 73269098 | AED | 12809.97 | QR9961 | Turkey | Istanbul | Abu Dhabi Airport | 2025-10-03 | 2025-10-10 | [6 empty] | 2025-10-15 | [7 empty] | CASE_LIST | 1 |  | warehouse | MOSB | 2025-10-15 | warehouse | 1 | 1 | -1 | 0 | 0.63 | 2 | 0.63 | HITACHI(HE) |  | 0 | 1 | 1 | 5 | Flow 5: Mixed / Waiting / Incomplete leg | MOSB | HITACHI
6949 | PRL-CS-049-A2 | HVDC-ADOPT-HE-0509 | DAS | EQ-211 | 209627 | 1 | Indoor | BUSDUCT SUPPORT -PACK-12 | 470 | 90 | 65 | 2.7495 | 412 | 557 | Stackable 2 tier | 73269098 | AED | 12809.97 | QR9961 | Turkey | Istanbul | Abu Dhabi Airport | 2025-10-03 | 2025-10-10 | [6 empty] | 2025-10-15 | [7 empty] | CASE_LIST | 1 |  | warehouse | MOSB | 2025-10-15 | warehouse | 1 | 1 | -1 | 0 | 4.23 | 2 | 4.23 | HITACHI(HE) |  | 0 | 1 | 1 | 5 | Flow 5: Mixed / Waiting / Incomplete leg | MOSB | HITACHI
6950 | PRL-CS-049-A2 | HVDC-ADOPT-HE-0509 | DAS | EQ-211 | 209628 | 1 | Indoor | BUSDUCT SUPPORT -PACK-13 | 70 | 92 | 85 | 0.5474 | 215 | 259 | Stackable 2 tier | 73269098 | AED | 12809.97 | QR9961 | Turkey | Istanbul | Abu Dhabi Airport | 2025-10-03 | 2025-10-10 | [6 empty] | 2025-10-15 | [7 empty] | CASE_LIST | 1 |  | warehouse | MOSB | 2025-10-15 | warehouse | 1 | 1 | -1 | 0 | 0.64 | 2 | 0.64 | HITACHI(HE) |  | 0 | 1 | 1 | 5 | Flow 5: Mixed / Waiting / Incomplete leg | MOSB | HITACHI
6951 | PRL-CS-049-A2 | HVDC-ADOPT-HE-0509 | DAS | EQ-211 | 209629 | 1 | Indoor | BUSDUCT SUPPORT -PACK-14 | 500 | 80 | 47 | 1.88 | 474 | 524 | Stackable 2 tier | 73269098 | AED | 12809.97 | QR9961 | Turkey | Istanbul | Abu Dhabi Airport | 2025-10-03 | 2025-10-10 | [6 empty] | 2025-10-15 | [7 empty] | CASE_LIST | 1 |  | warehouse | MOSB | 2025-10-15 | warehouse | 1 | 1 | -1 | 0 | 4 | 2 | 4 | HITACHI(HE) |  | 0 | 1 | 1 | 5 | Flow 5: Mixed / Waiting / Incomplete leg | MOSB | HITACHI
6952 | PRL-CS-049-A2 | HVDC-ADOPT-HE-0509 | DAS | EQ-211 | 209630 | 1 | Indoor | BUSDUCT SUPPORT -PACK-15 | 70 | 92 | 95 | 0.6118 | 298 | 344 | Stackable 2 tier | 73269098 | AED | 12809.97 | QR9961 | Turkey | Istanbul | Abu Dhabi Airport | 2025-10-03 | 2025-10-10 | [6 empty] | 2025-10-15 | [7 empty] | CASE_LIST | 1 |  | warehouse | MOSB | 2025-10-15 | warehouse | 1 | 1 | -1 | 0 | 0.64 | 2 | 0.64 | HITACHI(HE) |  | 0 | 1 | 1 | 5 | Flow 5: Mixed / Waiting / Incomplete leg | MOSB | HITACHI
6953 | PRL-CS-049-A2 | HVDC-ADOPT-HE-0509 | DAS | EQ-211 | 209631 | 1 | Indoor | BUSDUCT SUPPORT -PACK-16 | 530 | 100 | 90 | 4.77 | 558 | 717 | Stackable 2 tier | 73269098 | AED | 12809.97 | QR9961 | Turkey | Istanbul | Abu Dhabi Airport | 2025-10-03 | 2025-10-10 | [6 empty] | 2025-10-15 | [5 empty] | 2025-10-26 |  | CASE_LIST | 1 | 1 | site | DAS | 2025-10-26 | site | 1 | 2 | 0 | 2 | 5.3 | 2 | 5.3 | HITACHI(HE) |  | 1 | 2 | 1 | 3 | Flow 3: Port → MOSB → Site | DAS | HITACHI
6954 | PRL-CS-049-A2 | HVDC-ADOPT-HE-0509 | DAS | EQ-211 | 209632 | 1 | Indoor | BUSDUCT SUPPORT -PACK-17 | 100 | 91 | 90 | 0.819 | 296 | 349 | Stackable 2 tier | 73269098 | AED | 12809.97 | QR9961 | Turkey | Istanbul | Abu Dhabi Airport | 2025-10-03 | 2025-10-10 | [6 empty] | 2025-10-15 | [7 empty] | CASE_LIST | 1 |  | warehouse | MOSB | 2025-10-15 | warehouse | 1 | 1 | -1 | 0 | 0.91 | 2 | 0.91 | HITACHI(HE) |  | 0 | 1 | 1 | 5 | Flow 5: Mixed / Waiting / Incomplete leg | MOSB | HITACHI
6955 | PRL-CS-049-A2 | HVDC-ADOPT-HE-0509 | DAS | EQ-211 | 209633 | 1 | Indoor | BUSDUCT SUPPORT -PACK-18 | 560 | 90 | 65 | 3.276 | 631 | 789 | Stackable 2 tier | 73269098 | AED | 12809.97 | QR9961 | Turkey | Istanbul | Abu Dhabi Airport | 2025-10-03 | 2025-10-10 | [6 empty] | 2025-10-15 | [5 empty] | 2025-10-26 |  | CASE_LIST | 1 | 1 | site | DAS | 2025-10-26 | site | 1 | 2 | 0 | 2 | 5.04 | 2 | 5.04 | HITACHI(HE) |  | 1 | 2 | 1 | 3 | Flow 3: Port → MOSB → Site | DAS | HITACHI
6956 | PRL-CS-049-A2 | HVDC-ADOPT-HE-0509 | DAS | EQ-211 | 209634 | 1 | Indoor | BUSDUCT SUPPORT -PACK-19 | 70 | 90 | 80 | 0.504 | 196 | 238 | Stackable 2 tier | 73269098 | AED | 12809.97 | QR9961 | Turkey | Istanbul | Abu Dhabi Airport | 2025-10-03 | 2025-10-10 | [6 empty] | 2025-10-15 | [7 empty] | CASE_LIST | 1 |  | warehouse | MOSB | 2025-10-15 | warehouse | 1 | 1 | -1 | 0 | 0.63 | 2 | 0.63 | HITACHI(HE) |  | 0 | 1 | 1 | 5 | Flow 5: Mixed / Waiting / Incomplete leg | MOSB | HITACHI
6957 | PRL-CS-049-A2 | HVDC-ADOPT-HE-0509 | DAS | EQ-211 | 209635 | 1 | Indoor | BUSDUCT SUPPORT -PACK-20 | 515 | 90 | 75 | 3.4762 | 405 | 570 | Stackable 2 tier | 73269098 | AED | 12809.97 | QR9961 | Turkey | Istanbul | Abu Dhabi Airport | 2025-10-03 | 2025-10-10 | [6 empty] | 2025-10-15 | [5 empty] | 2025-10-26 |  | CASE_LIST | 1 | 1 | site | DAS | 2025-10-26 | site | 1 | 2 | 0 | 2 | 4.63 | 2 | 4.63 | HITACHI(HE) |  | 1 | 2 | 1 | 3 | Flow 3: Port → MOSB → Site | DAS | HITACHI
6958 | PRL-CS-049-A2 | HVDC-ADOPT-HE-0509 | DAS | EQ-211 | 209636 | 1 | Indoor | BUSDUCT SUPPORT -PACK-21 | 515 | 90 | 65 | 3.0128 | 405 | 555 | Stackable 2 tier | 73269098 | AED | 12809.97 | QR9961 | Turkey | Istanbul | Abu Dhabi Airport | 2025-10-03 | 2025-10-10 | [6 empty] | 2025-10-15 | [5 empty] | 2025-10-26 |  | CASE_LIST | 1 | 1 | site | DAS | 2025-10-26 | site | 1 | 2 | 0 | 2 | 4.63 | 2 | 4.63 | HITACHI(HE) |  | 1 | 2 | 1 | 3 | Flow 3: Port → MOSB → Site | DAS | HITACHI
6959 | PRL-CS-049-A2 | HVDC-ADOPT-HE-0509 | DAS | EQ-211 | 209637 | 1 | Indoor | BUSDUCT SUPPORT -PACK-22 | 130 | 90 | 80 | 0.936 | 620 | 698 | Stackable 2 tier | 73269098 | AED | 12809.97 | QR9961 | Turkey | Istanbul | Abu Dhabi Airport | 2025-10-03 | 2025-10-10 | [6 empty] | 2025-10-15 | [7 empty] | CASE_LIST | 1 |  | warehouse | MOSB | 2025-10-15 | warehouse | 1 | 1 | -1 | 0 | 1.17 | 2 | 1.17 | HITACHI(HE) |  | 0 | 1 | 1 | 5 | Flow 5: Mixed / Waiting / Incomplete leg | MOSB | HITACHI
6960 | PRL-CS-049-A2 | HVDC-ADOPT-HE-0509 | DAS | EQ-211 | 209638 | 1 | Indoor | BUSDUCT SUPPORT -PACK-23 | 220 | 90 | 75 | 1.485 | 692 | 835 | Stackable 2 tier | 73269098 | AED | 12809.97 | QR9961 | Turkey | Istanbul | Abu Dhabi Airport | 2025-10-03 | 2025-10-10 | [6 empty] | 2025-10-15 | [7 empty] | CASE_LIST | 1 |  | warehouse | MOSB | 2025-10-15 | warehouse | 1 | 1 | -1 | 0 | 1.98 | 2 | 1.98 | HITACHI(HE) |  | 0 | 1 | 1 | 5 | Flow 5: Mixed / Waiting / Incomplete leg | MOSB | HITACHI
6961 | PRL-CS-049-A2 | HVDC-ADOPT-HE-0509 | DAS | EQ-211 | 209639 | 1 | Indoor | BUSDUCT SUPPORT -PACK-24 | 310 | 21 | 30 | 0.1953 | 32 | 53 | Stackable 2 tier | 73269098 | AED | 12809.97 | QR9961 | Turkey | Istanbul | Abu Dhabi Airport | 2025-10-03 | 2025-10-10 | [6 empty] | 2025-10-15 | [7 empty] | CASE_LIST | 1 |  | warehouse | MOSB | 2025-10-15 | warehouse | 1 | 1 | -1 | 0 | 0.65 | 2 | 0.65 | HITACHI(HE) |  | 0 | 1 | 1 | 5 | Flow 5: Mixed / Waiting / Incomplete leg | MOSB | HITACHI
6962 | PRL-CS-049-A2 | HVDC-ADOPT-HE-0509 | SHU | EQ-211 | 192602 | 1 | Indoor | BUSDUCT SUPPORT -PACK-1 | 574 | 90 | 65 | 3.3579 | 892 | 1080 | Stackable 2 tier | 73269098 | AED | 12809.97 | QR9961 | Turkey | Istanbul | Abu Dhabi Airport | 2025-10-03 | 2025-10-10 | [11 empty] | 2025-10-16 |  |  | CASE_LIST |  | 1 | site | SHU | 2025-10-16 | site | 0 | 1 | 1 | 2 | 5.17 | 2 | 5.17 | HITACHI(HE) |  | 1 | 1 | 0 | 1 | Flow 1: Port → Site | SHU | HITACHI
6963 | PRL-CS-049-A2 | HVDC-ADOPT-HE-0509 | SHU | EQ-211 | 192603 | 1 | Indoor | BUSDUCT SUPPORT -PACK-2 | 305 | 90 | 70 | 1.932 | 651 | 782 | Stackable 2 tier | 73269098 | AED | 12809.97 | QR9961 | Turkey | Istanbul | Abu Dhabi Airport | 2025-10-03 | 2025-10-10 | [11 empty] | 2025-10-16 |  |  | CASE_LIST |  | 1 | site | SHU | 2025-10-16 | site | 0 | 1 | 1 | 2 | 2.75 | 2 | 2.75 | HITACHI(HE) |  | 1 | 1 | 0 | 1 | Flow 1: Port → Site | SHU | HITACHI
6964 | PRL-CS-049-A2 | HVDC-ADOPT-HE-0509 | SHU | EQ-211 | 192604 | 1 | Indoor | BUSDUCT SUPPORT -PACK-3 | 300 | 90 | 50 | 1.35 | 290 | 409 | Stackable 2 tier | 73269098 | AED | 12809.97 | QR9961 | Turkey | Istanbul | Abu Dhabi Airport | 2025-10-03 | 2025-10-10 | [11 empty] | 2025-10-16 |  |  | CASE_LIST |  | 1 | site | SHU | 2025-10-16 | site | 0 | 1 | 1 | 2 | 2.7 | 2 | 2.7 | HITACHI(HE) |  | 1 | 1 | 0 | 1 | Flow 1: Port → Site | SHU | HITACHI
6965 | PRL-CS-049-A2 | HVDC-ADOPT-HE-0509 | SHU | EQ-211 | 192605 | 1 | Indoor | BUSDUCT SUPPORT -PACK-4 | 140 | 90 | 105 | 1.323 | 693 | 774 | Stackable 2 tier | 73269098 | AED | 12809.97 | QR9961 | Turkey | Istanbul | Abu Dhabi Airport | 2025-10-03 | 2025-10-10 | [11 empty] | 2025-10-16 |  |  | CASE_LIST |  | 1 | site | SHU | 2025-10-16 | site | 0 | 1 | 1 | 2 | 1.26 | 2 | 1.26 | HITACHI(HE) |  | 1 | 1 | 0 | 1 | Flow 1: Port → Site | SHU | HITACHI
6966 | PRL-CS-049-A2 | HVDC-ADOPT-HE-0509 | SHU | EQ-211 | 192606 | 1 | Indoor | BUSDUCT SUPPORT -PACK-5 | 140 | 100 | 102 | 1.428 | 491 | 583 | Stackable 2 tier | 73269098 | AED | 12809.97 | QR9961 | Turkey | Istanbul | Abu Dhabi Airport | 2025-10-03 | 2025-10-10 | [11 empty] | 2025-10-16 |  |  | CASE_LIST |  | 1 | site | SHU | 2025-10-16 | site | 0 | 1 | 1 | 2 | 1.4 | 2 | 1.4 | HITACHI(HE) |  | 1 | 1 | 0 | 1 | Flow 1: Port → Site | SHU | HITACHI
6967 | PRL-CS-049-A2 | HVDC-ADOPT-HE-0509 | SHU | EQ-211 | 192607 | 1 | Indoor | BUSDUCT SUPPORT -PACK-6 | 140 | 100 | 102 | 1.428 | 669 | 756 | Stackable 2 tier | 73269098 | AED | 12809.97 | QR9961 | Turkey | Istanbul | Abu Dhabi Airport | 2025-10-03 | 2025-10-10 | [11 empty] | 2025-10-16 |  |  | CASE_LIST |  | 1 | site | SHU | 2025-10-16 | site | 0 | 1 | 1 | 2 | 1.4 | 2 | 1.4 | HITACHI(HE) |  | 1 | 1 | 0 | 1 | Flow 1: Port → Site | SHU | HITACHI
6968 | PRL-CS-049-A2 | HVDC-ADOPT-HE-0509 | SHU | EQ-211 | 192608 | 1 | Indoor | BUSDUCT SUPPORT -PACK-7 | 140 | 100 | 75 | 1.05 | 248 | 320 | Stackable 2 tier | 73269098 | AED | 12809.97 | QR9961 | Turkey | Istanbul | Abu Dhabi Airport | 2025-10-03 | 2025-10-10 | [11 empty] | 2025-10-16 |  |  | CASE_LIST |  | 1 | site | SHU | 2025-10-16 | site | 0 | 1 | 1 | 2 | 1.4 | 2 | 1.4 | HITACHI(HE) |  | 1 | 1 | 0 | 1 | Flow 1: Port → Site | SHU | HITACHI
6969 | PRL-CS-049-A2 | HVDC-ADOPT-HE-0509 | SHU | EQ-211 | 192609 | 1 | Indoor | BUSDUCT SUPPORT -PACK-8 | 140 | 100 | 91 | 1.264 | 376 | 454 | Stackable 2 tier | 73269098 | AED | 12809.97 | QR9961 | Turkey | Istanbul | Abu Dhabi Airport | 2025-10-03 | 2025-10-10 | [11 empty] | 2025-10-16 |  |  | CASE_LIST |  | 1 | site | SHU | 2025-10-16 | site | 0 | 1 | 1 | 2 | 1.4 | 2 | 1.4 | HITACHI(HE) |  | 1 | 1 | 0 | 1 | Flow 1: Port → Site | SHU | HITACHI
6970 | PRL-CS-049-A2 | HVDC-ADOPT-HE-0509 | SHU | EQ-211 | 192610 | 1 | Indoor | BUSDUCT SUPPORT -PACK-9 | 315 | 100 | 50 | 1.575 | 267 | 400 | Stackable 2 tier | 73269098 | AED | 12809.97 | QR9961 | Turkey | Istanbul | Abu Dhabi Airport | 2025-10-03 | 2025-10-10 | [11 empty] | 2025-10-16 |  |  | CASE_LIST |  | 1 | site | SHU | 2025-10-16 | site | 0 | 1 | 1 | 2 | 3.15 | 2 | 3.15 | HITACHI(HE) |  | 1 | 1 | 0 | 1 | Flow 1: Port → Site | SHU | HITACHI
6971 | PRL-CS-049-A2 | HVDC-ADOPT-HE-0509 | SHU | EQ-211 | 192611 | 1 | Indoor | BUSDUCT SUPPORT -PACK-10 | 515 | 70 | 40 | 1.442 | 232 | 362 | Stackable 2 tier | 73269098 | AED | 12809.97 | QR9961 | Turkey | Istanbul | Abu Dhabi Airport | 2025-10-03 | 2025-10-10 | [11 empty] | 2025-10-16 |  |  | CASE_LIST |  | 1 | site | SHU | 2025-10-16 | site | 0 | 1 | 1 | 2 | 3.6 | 2 | 3.6 | HITACHI(HE) |  | 1 | 1 | 0 | 1 | Flow 1: Port → Site | SHU | HITACHI
6972 | PRL-CS-049-A2 | HVDC-ADOPT-HE-0509 | SHU | EQ-211 | 192612 | 1 | Indoor | BUSDUCT SUPPORT -PACK-11 | 370 | 100 | 95 | 3.515 | 905 | 1069 | Stackable 2 tier | 73269098 | AED | 12809.97 | QR9961 | Turkey | Istanbul | Abu Dhabi Airport | 2025-10-03 | 2025-10-10 | [11 empty] | 2025-10-16 |  |  | CASE_LIST |  | 1 | site | SHU | 2025-10-16 | site | 0 | 1 | 1 | 2 | 3.7 | 2 | 3.7 | HITACHI(HE) |  | 1 | 1 | 0 | 1 | Flow 1: Port → Site | SHU | HITACHI
6973 | PRL-CS-049-A2 | HVDC-ADOPT-HE-0509 | SHU | EQ-211 | 192613 | 1 | Indoor | BUSDUCT SUPPORT -PACK-12 | 140 | 100 | 68 | 0.952 | 202 | 277 | Stackable 2 tier | 73269098 | AED | 12809.97 | QR9961 | Turkey | Istanbul | Abu Dhabi Airport | 2025-10-03 | 2025-10-10 | [11 empty] | 2025-10-16 |  |  | CASE_LIST |  | 1 | site | SHU | 2025-10-16 | site | 0 | 1 | 1 | 2 | 1.4 | 2 | 1.4 | HITACHI(HE) |  | 1 | 1 | 0 | 1 | Flow 1: Port → Site | SHU | HITACHI
6974 | PRL-CS-049-A2 | HVDC-ADOPT-HE-0509 | SHU | EQ-211 | 192614 | 1 | Indoor | BUSDUCT SUPPORT -PACK-13 | 530 | 130 | 50 | 3.445 | 715 | 927 | Stackable 2 tier | 73269098 | AED | 12809.97 | QR9961 | Turkey | Istanbul | Abu Dhabi Airport | 2025-10-03 | 2025-10-10 | [11 empty] | 2025-10-16 |  |  | CASE_LIST |  | 1 | site | SHU | 2025-10-16 | site | 0 | 1 | 1 | 2 | 6.89 | 2 | 6.89 | HITACHI(HE) |  | 1 | 1 | 0 | 1 | Flow 1: Port → Site | SHU | HITACHI
6975 | PRL-CS-049-A2 | HVDC-ADOPT-HE-0509 | SHU | EQ-211 | 192615 | 1 | Indoor | BUSDUCT SUPPORT -PACK-14 | 130 | 100 | 103 | 1.339 | 618 | 695 | Stackable 2 tier | 73269098 | AED | 12809.97 | QR9961 | Turkey | Istanbul | Abu Dhabi Airport | 2025-10-03 | 2025-10-10 | [11 empty] | 2025-10-16 |  |  | CASE_LIST |  | 1 | site | SHU | 2025-10-16 | site | 0 | 1 | 1 | 2 | 1.3 | 2 | 1.3 | HITACHI(HE) |  | 1 | 1 | 0 | 1 | Flow 1: Port → Site | SHU | HITACHI
6976 | PRL-CS-049-A2 | HVDC-ADOPT-HE-0509 | SHU | EQ-211 | 192616 | 1 | Indoor | BUSDUCT SUPPORT -PACK-15 | 305 | 100 | 70 | 2.135 | 479 | 554 | Stackable 2 tier | 73269098 | AED | 12809.97 | QR9961 | Turkey | Istanbul | Abu Dhabi Airport | 2025-10-03 | 2025-10-10 | [11 empty] | 2025-10-16 |  |  | CASE_LIST |  | 1 | site | SHU | 2025-10-16 | site | 0 | 1 | 1 | 2 | 3.05 | 2 | 3.05 | HITACHI(HE) |  | 1 | 1 | 0 | 1 | Flow 1: Port → Site | SHU | HITACHI
6977 | PRL-CS-049-A2 | HVDC-ADOPT-HE-0509 | SHU | EQ-211 | 192617 | 1 | Indoor | BUSDUCT SUPPORT -PACK-16 | 140 | 100 | 100 | 1.4 | 472 | 554 | Stackable 2 tier | 73269098 | AED | 12809.97 | QR9961 | Turkey | Istanbul | Abu Dhabi Airport | 2025-10-03 | 2025-10-10 | [11 empty] | 2025-10-16 |  |  | CASE_LIST |  | 1 | site | SHU | 2025-10-16 | site | 0 | 1 | 1 | 2 | 1.4 | 2 | 1.4 | HITACHI(HE) |  | 1 | 1 | 0 | 1 | Flow 1: Port → Site | SHU | HITACHI
6978 | PRL-CS-049-A2 | HVDC-ADOPT-HE-0509 | SHU | EQ-211 | 192618 | 1 | Indoor | BUSDUCT SUPPORT -PACK-17 | 140 | 100 | 100 | 1.4 | 498 | 588 | Stackable 2 tier | 73269098 | AED | 12809.97 | QR9961 | Turkey | Istanbul | Abu Dhabi Airport | 2025-10-03 | 2025-10-10 | [11 empty] | 2025-10-16 |  |  | CASE_LIST |  | 1 | site | SHU | 2025-10-16 | site | 0 | 1 | 1 | 2 | 1.4 | 2 | 1.4 | HITACHI(HE) |  | 1 | 1 | 0 | 1 | Flow 1: Port → Site | SHU | HITACHI
6979 | PRL-CS-049-A2 | HVDC-ADOPT-HE-0509 | SHU | EQ-211 | 192619 | 1 | Indoor | BUSDUCT SUPPORT -PACK-18 | 365 | 100 | 75 | 2.7375 | 657 | 801 | Stackable 2 tier | 73269098 | AED | 12809.97 | QR9961 | Turkey | Istanbul | Abu Dhabi Airport | 2025-10-03 | 2025-10-10 | [11 empty] | 2025-10-16 |  |  | CASE_LIST |  | 1 | site | SHU | 2025-10-16 | site | 0 | 1 | 1 | 2 | 3.65 | 2 | 3.65 | HITACHI(HE) |  | 1 | 1 | 0 | 1 | Flow 1: Port → Site | SHU | HITACHI
6980 | PRL-CS-049-A2 | HVDC-ADOPT-HE-0509 | SHU | EQ-211 | 192620 | 1 | Indoor | BUSDUCT SUPPORT -PACK-19 | 585 | 95 | 50 | 2.7788 | 602 | 779 | Stackable 2 tier | 73269098 | AED | 12809.97 | QR9961 | Turkey | Istanbul | Abu Dhabi Airport | 2025-10-03 | 2025-10-10 | [11 empty] | 2025-10-16 |  |  | CASE_LIST |  | 1 | site | SHU | 2025-10-16 | site | 0 | 1 | 1 | 2 | 5.56 | 2 | 5.56 | HITACHI(HE) |  | 1 | 1 | 0 | 1 | Flow 1: Port → Site | SHU | HITACHI
6981 | PRL-CS-049-A2 | HVDC-ADOPT-HE-0509 | SHU | EQ-211 | 192621 | 1 | Indoor | BUSDUCT SUPPORT -PACK-20 | 140 | 100 | 100 | 1.4 | 481 | 557 | Stackable 2 tier | 73269098 | AED | 12809.97 | QR9961 | Turkey | Istanbul | Abu Dhabi Airport | 2025-10-03 | 2025-10-10 | [11 empty] | 2025-10-16 |  |  | CASE_LIST |  | 1 | site | SHU | 2025-10-16 | site | 0 | 1 | 1 | 2 | 1.4 | 2 | 1.4 | HITACHI(HE) |  | 1 | 1 | 0 | 1 | Flow 1: Port → Site | SHU | HITACHI
6862 | PRL-CS-049-A LOT 1 | HVDC-ADOPT-HE-0508 | DAS | EQ-211 | 209546 | 1 | Indoor | BUSDUCT -PACK-1 | 330 | 85 | 63 | 1.7671 | 815 | 995 | Stackable 2 tier | 85369001 | AED | 42955.33 | QR9961 | Turkey | Istanbul | Abu Dhabi Airport | 2025-10-09 | 2025-10-09 | [6 empty] | 2025-10-09 | [5 empty] | 2025-10-16 |  | CASE_LIST | 1 | 1 | site | DAS | 2025-10-16 | site | 1 | 2 | 0 | 2 | 2.81 | 2 | 2.81 | HITACHI(HE) |  | 1 | 2 | 1 | 3 | Flow 3: Port → MOSB → Site | DAS | HITACHI
6863 | PRL-CS-049-A LOT 1 | HVDC-ADOPT-HE-0508 | DAS | EQ-211 | 209547 | 1 | Indoor | BUSDUCT -PACK-2 | 320 | 85 | 63 | 1.7136 | 850 | 1025 | Stackable 2 tier | 85369001 | AED | 42955.33 | QR9961 | Turkey | Istanbul | Abu Dhabi Airport | 2025-10-09 | 2025-10-09 | [6 empty] | 2025-10-09 | [5 empty] | 2025-10-16 |  | CASE_LIST | 1 | 1 | site | DAS | 2025-10-16 | site | 1 | 2 | 0 | 2 | 2.72 | 2 | 2.72 | HITACHI(HE) |  | 1 | 2 | 1 | 3 | Flow 3: Port → MOSB → Site | DAS | HITACHI
6864 | PRL-CS-049-A LOT 1 | HVDC-ADOPT-HE-0508 | DAS | EQ-211 | 209548 | 1 | Indoor | BUSDUCT -PACK-3 | 320 | 85 | 63 | 1.7136 | 910 | 1080 | Stackable 2 tier | 85369001 | AED | 42955.33 | QR9961 | Turkey | Istanbul | Abu Dhabi Airport | 2025-10-09 | 2025-10-09 | [6 empty] | 2025-10-09 | [5 empty] | 2025-10-16 |  | CASE_LIST | 1 | 1 | site | DAS | 2025-10-16 | site | 1 | 2 | 0 | 2 | 2.72 | 2 | 2.72 | HITACHI(HE) |  | 1 | 2 | 1 | 3 | Flow 3: Port → MOSB → Site | DAS | HITACHI
6865 | PRL-CS-049-A LOT 1 | HVDC-ADOPT-HE-0508 | DAS | EQ-211 | 209549 | 1 | Indoor | BUSDUCT -PACK-4 | 260 | 85 | 63 | 1.3923 | 540 | 685 | Stackable 2 tier | 85369001 | AED | 42955.33 | QR9961 | Turkey | Istanbul | Abu Dhabi Airport | 2025-10-09 | 2025-10-09 | [6 empty] | 2025-10-09 | [5 empty] | 2025-10-16 |  | CASE_LIST | 1 | 1 | site | DAS | 2025-10-16 | site | 1 | 2 | 0 | 2 | 2.21 | 2 | 2.21 | HITACHI(HE) |  | 1 | 2 | 1 | 3 | Flow 3: Port → MOSB → Site | DAS | HITACHI
6866 | PRL-CS-049-A LOT 1 | HVDC-ADOPT-HE-0508 | DAS | EQ-211 | 209550 | 1 | Indoor | BUSDUCT -PACK-5 | 260 | 85 | 78 | 1.7238 | 640 | 785 | Stackable 2 tier | 85369001 | AED | 42955.33 | QR9961 | Turkey | Istanbul | Abu Dhabi Airport | 2025-10-09 | 2025-10-09 | [6 empty] | 2025-10-09 | [5 empty] | 2025-10-16 |  | CASE_LIST | 1 | 1 | site | DAS | 2025-10-16 | site | 1 | 2 | 0 | 2 | 2.21 | 2 | 2.21 | HITACHI(HE) |  | 1 | 2 | 1 | 3 | Flow 3: Port → MOSB → Site | DAS | HITACHI
6867 | PRL-CS-049-A LOT 1 | HVDC-ADOPT-HE-0508 | DAS | EQ-211 | 209551 | 1 | Indoor | BUSDUCT -PACK-6 | 125 | 85 | 83 | 0.88187 | 470 | 545 | Stackable 2 tier | 85369001 | AED | 42955.33 | QR9961 | Turkey | Istanbul | Abu Dhabi Airport | 2025-10-09 | 2025-10-09 | [6 empty] | 2025-10-09 | [5 empty] | 2025-10-16 |  | CASE_LIST | 1 | 1 | site | DAS | 2025-10-16 | site | 1 | 2 | 0 | 2 | 1.06 | 2 | 1.06 | HITACHI(HE) |  | 1 | 2 | 1 | 3 | Flow 3: Port → MOSB → Site | DAS | HITACHI
6868 | PRL-CS-049-A LOT 1 | HVDC-ADOPT-HE-0508 | DAS | EQ-211 | 209552 | 1 | Indoor | BUSDUCT -PACK-7 | 125 | 85 | 83 | 0.88187 | 480 | 555 | Stackable 2 tier | 85369001 | AED | 42955.33 | QR9961 | Turkey | Istanbul | Abu Dhabi Airport | 2025-10-09 | 2025-10-09 | [6 empty] | 2025-10-09 | [5 empty] | 2025-10-16 |  | CASE_LIST | 1 | 1 | site | DAS | 2025-10-16 | site | 1 | 2 | 0 | 2 | 1.06 | 2 | 1.06 | HITACHI(HE) |  | 1 | 2 | 1 | 3 | Flow 3: Port → MOSB → Site | DAS | HITACHI
6869 | PRL-CS-049-A LOT 1 | HVDC-ADOPT-HE-0508 | DAS | EQ-211 | 209553 | 1 | Indoor | BUSDUCT -PACK-8 | 320 | 85 | 63 | 1.7136 | 770 | 915 | Stackable 2 tier | 85369001 | AED | 42955.33 | QR9961 | Turkey | Istanbul | Abu Dhabi Airport | 2025-10-09 | 2025-10-09 | [6 empty] | 2025-10-09 | [5 empty] | 2025-10-16 |  | CASE_LIST | 1 | 1 | site | DAS | 2025-10-16 | site | 1 | 2 | 0 | 2 | 2.72 | 2 | 2.72 | HITACHI(HE) |  | 1 | 2 | 1 | 3 | Flow 3: Port → MOSB → Site | DAS | HITACHI
6870 | PRL-CS-049-A LOT 1 | HVDC-ADOPT-HE-0508 | DAS | EQ-211 | 209554 | 1 | Indoor | BUSDUCT -PACK-9 | 125 | 85 | 83 | 0.88187 | 130 | 205 | Stackable 2 tier | 85369001 | AED | 42955.33 | QR9961 | Turkey | Istanbul | Abu Dhabi Airport | 2025-10-09 | 2025-10-09 | [6 empty] | 2025-10-09 | [5 empty] | 2025-10-16 |  | CASE_LIST | 1 | 1 | site | DAS | 2025-10-16 | site | 1 | 2 | 0 | 2 | 1.06 | 2 | 1.06 | HITACHI(HE) |  | 1 | 2 | 1 | 3 | Flow 3: Port → MOSB → Site | DAS | HITACHI
6871 | PRL-CS-049-A LOT 1 | HVDC-ADOPT-HE-0508 | DAS | EQ-211 | 209555 | 1 | Indoor | BUSDUCT -PACK-10 | 145 | 115 | 83 | 1.384 | 350 | 445 | Stackable 2 tier | 85369001 | AED | 42955.33 | QR9961 | Turkey | Istanbul | Abu Dhabi Airport | 2025-10-09 | 2025-10-09 | [6 empty] | 2025-10-09 | [5 empty] | 2025-10-16 |  | CASE_LIST | 1 | 1 | site | DAS | 2025-10-16 | site | 1 | 2 | 0 | 2 | 1.67 | 2 | 1.67 | HITACHI(HE) |  | 1 | 2 | 1 | 3 | Flow 3: Port → MOSB → Site | DAS | HITACHI
6872 | PRL-CS-049-A LOT 1 | HVDC-ADOPT-HE-0508 | DAS | EQ-211 | 209556 | 1 | Indoor | BUSDUCT -PACK-11 | 125 | 85 | 83 | 0.88187 | 320 | 395 | Stackable 2 tier | 85369001 | AED | 42955.33 | QR9961 | Turkey | Istanbul | Abu Dhabi Airport | 2025-10-09 | 2025-10-09 | [6 empty] | 2025-10-09 | [5 empty] | 2025-10-16 |  | CASE_LIST | 1 | 1 | site | DAS | 2025-10-16 | site | 1 | 2 | 0 | 2 | 1.06 | 2 | 1.06 | HITACHI(HE) |  | 1 | 2 | 1 | 3 | Flow 3: Port → MOSB → Site | DAS | HITACHI
6873 | PRL-CS-049-A LOT 1 | HVDC-ADOPT-HE-0508 | DAS | EQ-211 | 209557 | 1 | Indoor | BUSDUCT -PACK-12 | 125 | 85 | 83 | 0.88187 | 510 | 585 | Stackable 2 tier | 85369001 | AED | 42955.33 | QR9961 | Turkey | Istanbul | Abu Dhabi Airport | 2025-10-09 | 2025-10-09 | [6 empty] | 2025-10-09 | [5 empty] | 2025-10-16 |  | CASE_LIST | 1 | 1 | site | DAS | 2025-10-16 | site | 1 | 2 | 0 | 2 | 1.06 | 2 | 1.06 | HITACHI(HE) |  | 1 | 2 | 1 | 3 | Flow 3: Port → MOSB → Site | DAS | HITACHI
6874 | PRL-CS-049-A LOT 1 | HVDC-ADOPT-HE-0508 | DAS | EQ-211 | 209558 | 1 | Indoor | BUSDUCT -PACK-13 | 320 | 85 | 63 | 1.7136 | 910 | 1090 | Stackable 2 tier | 85369001 | AED | 42955.33 | QR9961 | Turkey | Istanbul | Abu Dhabi Airport | 2025-10-09 | 2025-10-09 | [6 empty] | 2025-10-09 | [5 empty] | 2025-10-16 |  | CASE_LIST | 1 | 1 | site | DAS | 2025-10-16 | site | 1 | 2 | 0 | 2 | 2.72 | 2 | 2.72 | HITACHI(HE) |  | 1 | 2 | 1 | 3 | Flow 3: Port → MOSB → Site | DAS | HITACHI
6875 | PRL-CS-049-A LOT 1 | HVDC-ADOPT-HE-0508 | DAS | EQ-211 | 209559 | 1 | Indoor | BUSDUCT -PACK-14 | 145 | 115 | 83 | 1.384 | 340 | 435 | Stackable 2 tier | 85369001 | AED | 42955.33 | QR9961 | Turkey | Istanbul | Abu Dhabi Airport | 2025-10-09 | 2025-10-09 | [6 empty] | 2025-10-09 | [5 empty] | 2025-10-16 |  | CASE_LIST | 1 | 1 | site | DAS | 2025-10-16 | site | 1 | 2 | 0 | 2 | 1.67 | 2 | 1.67 | HITACHI(HE) |  | 1 | 2 | 1 | 3 | Flow 3: Port → MOSB → Site | DAS | HITACHI
6876 | PRL-CS-049-A LOT 1 | HVDC-ADOPT-HE-0508 | DAS | EQ-211 | 209560 | 1 | Indoor | BUSDUCT -PACK-15 | 145 | 115 | 83 | 1.384 | 640 | 740 | Stackable 2 tier | 85369001 | AED | 42955.33 | QR9961 | Turkey | Istanbul | Abu Dhabi Airport | 2025-10-09 | 2025-10-09 | [6 empty] | 2025-10-09 | [5 empty] | 2025-10-16 |  | CASE_LIST | 1 | 1 | site | DAS | 2025-10-16 | site | 1 | 2 | 0 | 2 | 1.67 | 2 | 1.67 | HITACHI(HE) |  | 1 | 2 | 1 | 3 | Flow 3: Port → MOSB → Site | DAS | HITACHI
6877 | PRL-CS-049-A LOT 1 | HVDC-ADOPT-HE-0508 | DAS | EQ-211 | 209561 | 1 | Indoor | BUSDUCT -PACK-16 | 145 | 115 | 83 | 1.384 | 530 | 635 | Stackable 2 tier | 85369001 | AED | 42955.33 | QR9961 | Turkey | Istanbul | Abu Dhabi Airport | 2025-10-09 | 2025-10-09 | [6 empty] | 2025-10-09 | [7 empty] | CASE_LIST | 1 |  | warehouse | MOSB | 2025-10-09 | warehouse | 1 | 1 | -1 | 0 | 1.67 | 2 | 1.67 | HITACHI(HE) |  | 0 | 1 | 1 | 5 | Flow 5: Mixed / Waiting / Incomplete leg | MOSB | HITACHI
6878 | PRL-CS-049-A LOT 1 | HVDC-ADOPT-HE-0508 | DAS | EQ-211 | 209562 | 1 | Indoor | BUSDUCT -PACK-17 | 125 | 85 | 83 | 0.88187 | 350 | 425 | Stackable 2 tier | 85369001 | AED | 42955.33 | QR9961 | Turkey | Istanbul | Abu Dhabi Airport | 2025-10-09 | 2025-10-09 | [6 empty] | 2025-10-09 | [5 empty] | 2025-10-16 |  | CASE_LIST | 1 | 1 | site | DAS | 2025-10-16 | site | 1 | 2 | 0 | 2 | 1.06 | 2 | 1.06 | HITACHI(HE) |  | 1 | 2 | 1 | 3 | Flow 3: Port → MOSB → Site | DAS | HITACHI
6879 | PRL-CS-049-A LOT 1 | HVDC-ADOPT-HE-0508 | DAS | EQ-211 | 209563 | 1 | Indoor | BUSDUCT -PACK-18 | 320 | 85 | 63 | 1.7136 | 910 | 1060 | Stackable 2 tier | 85369001 | AED | 42955.33 | QR9961 | Turkey | Istanbul | Abu Dhabi Airport | 2025-10-09 | 2025-10-09 | [6 empty] | 2025-10-09 | [7 empty] | CASE_LIST | 1 |  | warehouse | MOSB | 2025-10-09 | warehouse | 1 | 1 | -1 | 0 | 2.72 | 2 | 2.72 | HITACHI(HE) |  | 0 | 1 | 1 | 5 | Flow 5: Mixed / Waiting / Incomplete leg | MOSB | HITACHI
6880 | PRL-CS-049-A LOT 1 | HVDC-ADOPT-HE-0508 | DAS | EQ-211 | 209564 | 1 | Indoor | BUSDUCT -PACK-19 | 125 | 85 | 83 | 0.88187 | 470 | 545 | Stackable 2 tier | 85369001 | AED | 42955.33 | QR9961 | Turkey | Istanbul | Abu Dhabi Airport | 2025-10-09 | 2025-10-09 | [6 empty] | 2025-10-09 | [5 empty] | 2025-10-16 |  | CASE_LIST | 1 | 1 | site | DAS | 2025-10-16 | site | 1 | 2 | 0 | 2 | 1.06 | 2 | 1.06 | HITACHI(HE) |  | 1 | 2 | 1 | 3 | Flow 3: Port → MOSB → Site | DAS | HITACHI
6881 | PRL-CS-049-A LOT 1 | HVDC-ADOPT-HE-0508 | DAS | EQ-211 | 209565 | 1 | Indoor | BUSDUCT -PACK-20 | 320 | 85 | 63 | 1.7136 | 910 | 1085 | Stackable 2 tier | 85369001 | AED | 42955.33 | QR9961 | Turkey | Istanbul | Abu Dhabi Airport | 2025-10-09 | 2025-10-09 | [6 empty] | 2025-10-09 | [5 empty] | 2025-10-16 |  | CASE_LIST | 1 | 1 | site | DAS | 2025-10-16 | site | 1 | 2 | 0 | 2 | 2.72 | 2 | 2.72 | HITACHI(HE) |  | 1 | 2 | 1 | 3 | Flow 3: Port → MOSB → Site | DAS | HITACHI
6882 | PRL-CS-049-A LOT 1 | HVDC-ADOPT-HE-0508 | DAS | EQ-211 | 209566 | 1 | Indoor | BUSDUCT -PACK-21 | 320 | 85 | 63 | 1.7136 | 910 | 1060 | Stackable 2 tier | 85369001 | AED | 42955.33 | QR9961 | Turkey | Istanbul | Abu Dhabi Airport | 2025-10-09 | 2025-10-09 | [6 empty] | 2025-10-09 | [5 empty] | 2025-10-16 |  | CASE_LIST | 1 | 1 | site | DAS | 2025-10-16 | site | 1 | 2 | 0 | 2 | 2.72 | 2 | 2.72 | HITACHI(HE) |  | 1 | 2 | 1 | 3 | Flow 3: Port → MOSB → Site | DAS | HITACHI
6883 | PRL-CS-049-A LOT 1 | HVDC-ADOPT-HE-0508 | DAS | EQ-211 | 209567 | 1 | Indoor | BUSDUCT -PACK-22 | 320 | 85 | 63 | 1.7136 | 910 | 1085 | Stackable 2 tier | 85369001 | AED | 42955.33 | QR9961 | Turkey | Istanbul | Abu Dhabi Airport | 2025-10-09 | 2025-10-09 | [6 empty] | 2025-10-09 | [5 empty] | 2025-10-16 |  | CASE_LIST | 1 | 1 | site | DAS | 2025-10-16 | site | 1 | 2 | 0 | 2 | 2.72 | 2 | 2.72 | HITACHI(HE) |  | 1 | 2 | 1 | 3 | Flow 3: Port → MOSB → Site | DAS | HITACHI
6884 | PRL-CS-049-A LOT 1 | HVDC-ADOPT-HE-0508 | DAS | EQ-211 | 209568 | 1 | Indoor | BUSDUCT -PACK-23 | 320 | 85 | 63 | 1.7136 | 910 | 1060 | Stackable 2 tier | 85369001 | AED | 42955.33 | QR9961 | Turkey | Istanbul | Abu Dhabi Airport | 2025-10-09 | 2025-10-09 | [6 empty] | 2025-10-09 | [5 empty] | 2025-10-16 |  | CASE_LIST | 1 | 1 | site | DAS | 2025-10-16 | site | 1 | 2 | 0 | 2 | 2.72 | 2 | 2.72 | HITACHI(HE) |  | 1 | 2 | 1 | 3 | Flow 3: Port → MOSB → Site | DAS | HITACHI
6885 | PRL-CS-049-A LOT 1 | HVDC-ADOPT-HE-0508 | DAS | EQ-211 | 209569 | 1 | Indoor | BUSDUCT -PACK-24 | 260 | 85 | 63 | 1.3923 | 520 | 640 | Stackable 2 tier | 85369001 | AED | 42955.33 | QR9961 | Turkey | Istanbul | Abu Dhabi Airport | 2025-10-09 | 2025-10-09 | [6 empty] | 2025-10-09 | [5 empty] | 2025-10-16 |  | CASE_LIST | 1 | 1 | site | DAS | 2025-10-16 | site | 1 | 2 | 0 | 2 | 2.21 | 2 | 2.21 | HITACHI(HE) |  | 1 | 2 | 1 | 3 | Flow 3: Port → MOSB → Site | DAS | HITACHI
6886 | PRL-CS-049-A LOT 1 | HVDC-ADOPT-HE-0508 | DAS | EQ-211 | 209570 | 1 | Indoor | BUSDUCT -PACK-25 | 125 | 85 | 83 | 0.88187 | 445 | 470 | Stackable 2 tier | 85369001 | AED | 42955.33 | QR9961 | Turkey | Istanbul | Abu Dhabi Airport | 2025-10-09 | 2025-10-09 | [6 empty] | 2025-10-09 | [5 empty] | 2025-10-16 |  | CASE_LIST | 1 | 1 | site | DAS | 2025-10-16 | site | 1 | 2 | 0 | 2 | 1.06 | 2 | 1.06 | HITACHI(HE) |  | 1 | 2 | 1 | 3 | Flow 3: Port → MOSB → Site | DAS | HITACHI
6887 | PRL-CS-049-A LOT 1 | HVDC-ADOPT-HE-0508 | DAS | EQ-211 | 209571 | 1 | Indoor | BUSDUCT -PACK-26 | 320 | 85 | 63 | 1.7136 | 910 | 1060 | Stackable 2 tier | 85369001 | AED | 42955.33 | QR9961 | Turkey | Istanbul | Abu Dhabi Airport | 2025-10-09 | 2025-10-09 | [6 empty] | 2025-10-09 | [5 empty] | 2025-10-16 |  | CASE_LIST | 1 | 1 | site | DAS | 2025-10-16 | site | 1 | 2 | 0 | 2 | 2.72 | 2 | 2.72 | HITACHI(HE) |  | 1 | 2 | 1 | 3 | Flow 3: Port → MOSB → Site | DAS | HITACHI
6888 | PRL-CS-049-A LOT 1 | HVDC-ADOPT-HE-0508 | DAS | EQ-211 | 209572 | 1 | Indoor | BUSDUCT -PACK-27 | 320 | 85 | 63 | 1.7136 | 725 | 872 | Stackable 2 tier | 85369001 | AED | 42955.33 | QR9961 | Turkey | Istanbul | Abu Dhabi Airport | 2025-10-09 | 2025-10-09 | [6 empty] | 2025-10-09 | [5 empty] | 2025-10-16 |  | CASE_LIST | 1 | 1 | site | DAS | 2025-10-16 | site | 1 | 2 | 0 | 2 | 2.72 | 2 | 2.72 | HITACHI(HE) |  | 1 | 2 | 1 | 3 | Flow 3: Port → MOSB → Site | DAS | HITACHI
6889 | PRL-CS-049-A LOT 1 | HVDC-ADOPT-HE-0508 | DAS | EQ-211 | 209573 | 1 | Indoor | BUSDUCT -PACK-28 | 320 | 85 | 63 | 1.7136 | 760 | 935 | Stackable 2 tier | 85369001 | AED | 42955.33 | QR9961 | Turkey | Istanbul | Abu Dhabi Airport | 2025-10-09 | 2025-10-09 | [6 empty] | 2025-10-09 | [5 empty] | 2025-10-16 |  | CASE_LIST | 1 | 1 | site | DAS | 2025-10-16 | site | 1 | 2 | 0 | 2 | 2.72 | 2 | 2.72 | HITACHI(HE) |  | 1 | 2 | 1 | 3 | Flow 3: Port → MOSB → Site | DAS | HITACHI
6890 | PRL-CS-049-A LOT 1 | HVDC-ADOPT-HE-0508 | DAS | EQ-211 | 209574 | 1 | Indoor | BUSDUCT -PACK-29 | 320 | 85 | 63 | 1.7136 | 910 | 1070 | Stackable 2 tier | 85369001 | AED | 42955.33 | QR9961 | Turkey | Istanbul | Abu Dhabi Airport | 2025-10-09 | 2025-10-09 | [6 empty] | 2025-10-09 | [5 empty] | 2025-10-16 |  | CASE_LIST | 1 | 1 | site | DAS | 2025-10-16 | site | 1 | 2 | 0 | 2 | 2.72 | 2 | 2.72 | HITACHI(HE) |  | 1 | 2 | 1 | 3 | Flow 3: Port → MOSB → Site | DAS | HITACHI
6891 | PRL-CS-049-A LOT 1 | HVDC-ADOPT-HE-0508 | DAS | EQ-211 | 209575 | 1 | Indoor | BUSDUCT -PACK-30 | 320 | 85 | 63 | 1.7136 | 910 | 1085 | Stackable 2 tier | 85369001 | AED | 42955.33 | QR9961 | Turkey | Istanbul | Abu Dhabi Airport | 2025-10-09 | 2025-10-09 | [6 empty] | 2025-10-09 | [5 empty] | 2025-10-16 |  | CASE_LIST | 1 | 1 | site | DAS | 2025-10-16 | site | 1 | 2 | 0 | 2 | 2.72 | 2 | 2.72 | HITACHI(HE) |  | 1 | 2 | 1 | 3 | Flow 3: Port → MOSB → Site | DAS | HITACHI
6892 | PRL-CS-049-A LOT 1 | HVDC-ADOPT-HE-0508 | DAS | EQ-211 | 209576 | 1 | Indoor | BUSDUCT -PACK-31 | 320 | 85 | 63 | 1.7136 | 710 | 885 | Stackable 2 tier | 85369001 | AED | 42955.33 | QR9961 | Turkey | Istanbul | Abu Dhabi Airport | 2025-10-09 | 2025-10-09 | [6 empty] | 2025-10-09 | [5 empty] | 2025-10-16 |  | CASE_LIST | 1 | 1 | site | DAS | 2025-10-16 | site | 1 | 2 | 0 | 2 | 2.72 | 2 | 2.72 | HITACHI(HE) |  | 1 | 2 | 1 | 3 | Flow 3: Port → MOSB → Site | DAS | HITACHI
6893 | PRL-CS-049-A LOT 1 | HVDC-ADOPT-HE-0508 | DAS | EQ-211 | 209577 | 1 | Indoor | BUSDUCT -PACK-32 | 125 | 85 | 83 | 0.88187 | 400 | 475 | Stackable 2 tier | 85369001 | AED | 42955.33 | QR9961 | Turkey | Istanbul | Abu Dhabi Airport | 2025-10-09 | 2025-10-09 | [6 empty] | 2025-10-09 | [5 empty] | 2025-10-16 |  | CASE_LIST | 1 | 1 | site | DAS | 2025-10-16 | site | 1 | 2 | 0 | 2 | 1.06 | 2 | 1.06 | HITACHI(HE) |  | 1 | 2 | 1 | 3 | Flow 3: Port → MOSB → Site | DAS | HITACHI
6894 | PRL-CS-049-A LOT 1 | HVDC-ADOPT-HE-0508 | DAS | EQ-211 | 209578 | 1 | Indoor | BUSDUCT -PACK-33 | 320 | 85 | 63 | 1.7136 | 810 | 960 | Stackable 2 tier | 85369001 | AED | 42955.33 | QR9961 | Turkey | Istanbul | Abu Dhabi Airport | 2025-10-09 | 2025-10-09 | [6 empty] | 2025-10-09 | [5 empty] | 2025-10-16 |  | CASE_LIST | 1 | 1 | site | DAS | 2025-10-16 | site | 1 | 2 | 0 | 2 | 2.72 | 2 | 2.72 | HITACHI(HE) |  | 1 | 2 | 1 | 3 | Flow 3: Port → MOSB → Site | DAS | HITACHI
6895 | PRL-CS-049-A LOT 1 | HVDC-ADOPT-HE-0508 | DAS | EQ-211 | 209579 | 1 | Indoor | BUSDUCT -PACK-34 | 320 | 85 | 63 | 1.7136 | 910 | 1085 | Stackable 2 tier | 85369001 | AED | 42955.33 | QR9961 | Turkey | Istanbul | Abu Dhabi Airport | 2025-10-09 | 2025-10-09 | [6 empty] | 2025-10-09 | [5 empty] | 2025-10-16 |  | CASE_LIST | 1 | 1 | site | DAS | 2025-10-16 | site | 1 | 2 | 0 | 2 | 2.72 | 2 | 2.72 | HITACHI(HE) |  | 1 | 2 | 1 | 3 | Flow 3: Port → MOSB → Site | DAS | HITACHI
6896 | PRL-CS-049-A LOT 1 | HVDC-ADOPT-HE-0508 | DAS | EQ-211 | 209580 | 1 | Indoor | BUSDUCT -PACK-35 | 125 | 85 | 83 | 0.88187 | 460 | 535 | Stackable 2 tier | 85369001 | AED | 42955.33 | QR9961 | Turkey | Istanbul | Abu Dhabi Airport | 2025-10-09 | 2025-10-09 | [6 empty] | 2025-10-09 | [5 empty] | 2025-10-16 |  | CASE_LIST | 1 | 1 | site | DAS | 2025-10-16 | site | 1 | 2 | 0 | 2 | 1.06 | 2 | 1.06 | HITACHI(HE) |  | 1 | 2 | 1 | 3 | Flow 3: Port → MOSB → Site | DAS | HITACHI
6897 | PRL-CS-049-A LOT 1 | HVDC-ADOPT-HE-0508 | DAS | EQ-211 | 209581 | 1 | Indoor | BUSDUCT -PACK-36 | 125 | 85 | 83 | 0.88187 | 470 | 550 | Stackable 2 tier | 85369001 | AED | 42955.33 | QR9961 | Turkey | Istanbul | Abu Dhabi Airport | 2025-10-09 | 2025-10-09 | [6 empty] | 2025-10-09 | [5 empty] | 2025-10-16 |  | CASE_LIST | 1 | 1 | site | DAS | 2025-10-16 | site | 1 | 2 | 0 | 2 | 1.06 | 2 | 1.06 | HITACHI(HE) |  | 1 | 2 | 1 | 3 | Flow 3: Port → MOSB → Site | DAS | HITACHI
6898 | PRL-CS-049-A LOT 1 | HVDC-ADOPT-HE-0508 | DAS | EQ-211 | 209582 | 1 | Indoor | BUSDUCT -PACK-37 | 125 | 85 | 83 | 0.88187 | 510 | 585 | Stackable 2 tier | 85369001 | AED | 42955.33 | QR9961 | Turkey | Istanbul | Abu Dhabi Airport | 2025-10-09 | 2025-10-09 | [6 empty] | 2025-10-09 | [5 empty] | 2025-10-16 |  | CASE_LIST | 1 | 1 | site | DAS | 2025-10-16 | site | 1 | 2 | 0 | 2 | 1.06 | 2 | 1.06 | HITACHI(HE) |  | 1 | 2 | 1 | 3 | Flow 3: Port → MOSB → Site | DAS | HITACHI
6899 | PRL-CS-049-A LOT 1 | HVDC-ADOPT-HE-0508 | DAS | EQ-211 | 209583 | 1 | Indoor | BUSDUCT -PACK-38 | 320 | 85 | 63 | 1.7136 | 910 | 1085 | Stackable 2 tier | 85369001 | AED | 42955.33 | QR9961 | Turkey | Istanbul | Abu Dhabi Airport | 2025-10-09 | 2025-10-09 | [6 empty] | 2025-10-09 | [7 empty] | CASE_LIST | 1 |  | warehouse | MOSB | 2025-10-09 | warehouse | 1 | 1 | -1 | 0 | 2.72 | 2 | 2.72 | HITACHI(HE) |  | 0 | 1 | 1 | 5 | Flow 5: Mixed / Waiting / Incomplete leg | MOSB | HITACHI
6900 | PRL-CS-049-A LOT 1 | HVDC-ADOPT-HE-0508 | DAS | EQ-211 | 209584 | 1 | Indoor | BUSDUCT -PACK-39 | 320 | 85 | 63 | 1.7136 | 910 | 1095 | Stackable 2 tier | 85369001 | AED | 42955.33 | QR9961 | Turkey | Istanbul | Abu Dhabi Airport | 2025-10-09 | 2025-10-09 | [6 empty] | 2025-10-09 | [5 empty] | 2025-10-16 |  | CASE_LIST | 1 | 1 | site | DAS | 2025-10-16 | site | 1 | 2 | 0 | 2 | 2.72 | 2 | 2.72 | HITACHI(HE) |  | 1 | 2 | 1 | 3 | Flow 3: Port → MOSB → Site | DAS | HITACHI
6901 | PRL-CS-049-A LOT 1 | HVDC-ADOPT-HE-0508 | DAS | EQ-211 | 209585 | 1 | Indoor | BUSDUCT -PACK-40 | 320 | 85 | 63 | 1.7136 | 910 | 1085 | Stackable 2 tier | 85369001 | AED | 42955.33 | QR9961 | Turkey | Istanbul | Abu Dhabi Airport | 2025-10-09 | 2025-10-09 | [6 empty] | 2025-10-09 | [5 empty] | 2025-10-16 |  | CASE_LIST | 1 | 1 | site | DAS | 2025-10-16 | site | 1 | 2 | 0 | 2 | 2.72 | 2 | 2.72 | HITACHI(HE) |  | 1 | 2 | 1 | 3 | Flow 3: Port → MOSB → Site | DAS | HITACHI
6902 | PRL-CS-049-A LOT 1 | HVDC-ADOPT-HE-0508 | DAS | EQ-211 | 209586 | 1 | Indoor | BUSDUCT -PACK-41 | 320 | 85 | 63 | 1.7136 | 910 | 1095 | Stackable 2 tier | 85369001 | AED | 42955.33 | QR9961 | Turkey | Istanbul | Abu Dhabi Airport | 2025-10-09 | 2025-10-09 | [6 empty] | 2025-10-09 | [5 empty] | 2025-10-16 |  | CASE_LIST | 1 | 1 | site | DAS | 2025-10-16 | site | 1 | 2 | 0 | 2 | 2.72 | 2 | 2.72 | HITACHI(HE) |  | 1 | 2 | 1 | 3 | Flow 3: Port → MOSB → Site | DAS | HITACHI
6903 | PRL-CS-049-A LOT 1 | HVDC-ADOPT-HE-0508 | DAS | EQ-211 | 209587 | 1 | Indoor | BUSDUCT -PACK-42 | 320 | 85 | 63 | 1.7136 | 910 | 1095 | Stackable 2 tier | 85369001 | AED | 42955.33 | QR9961 | Turkey | Istanbul | Abu Dhabi Airport | 2025-10-09 | 2025-10-09 | [6 empty] | 2025-10-09 | [5 empty] | 2025-10-16 |  | CASE_LIST | 1 | 1 | site | DAS | 2025-10-16 | site | 1 | 2 | 0 | 2 | 2.72 | 2 | 2.72 | HITACHI(HE) |  | 1 | 2 | 1 | 3 | Flow 3: Port → MOSB → Site | DAS | HITACHI
6904 | PRL-CS-049-A LOT 1 | HVDC-ADOPT-HE-0508 | DAS | EQ-211 | 209588 | 1 | Indoor | BUSDUCT -PACK-43 | 320 | 85 | 63 | 1.7136 | 910 | 1085 | Stackable 2 tier | 85369001 | AED | 42955.33 | QR9961 | Turkey | Istanbul | Abu Dhabi Airport | 2025-10-09 | 2025-10-09 | [6 empty] | 2025-10-09 | [5 empty] | 2025-10-16 |  | CASE_LIST | 1 | 1 | site | DAS | 2025-10-16 | site | 1 | 2 | 0 | 2 | 2.72 | 2 | 2.72 | HITACHI(HE) |  | 1 | 2 | 1 | 3 | Flow 3: Port → MOSB → Site | DAS | HITACHI
6905 | PRL-CS-049-A LOT 1 | HVDC-ADOPT-HE-0508 | DAS | EQ-211 | 209590 | 1 | Indoor | BUSDUCT -PACK-45 | 320 | 85 | 63 | 1.7136 | 910 | 1095 | Stackable 2 tier | 85369001 | AED | 42955.33 | QR9961 | Turkey | Istanbul | Abu Dhabi Airport | 2025-10-09 | 2025-10-09 | [6 empty] | 2025-10-09 | [7 empty] | CASE_LIST | 1 |  | warehouse | MOSB | 2025-10-09 | warehouse | 1 | 1 | -1 | 0 | 2.72 | 2 | 2.72 | HITACHI(HE) |  | 0 | 1 | 1 | 5 | Flow 5: Mixed / Waiting / Incomplete leg | MOSB | HITACHI
6906 | PRL-CS-049-A LOT 1 | HVDC-ADOPT-HE-0508 | DAS | EQ-211 | 209591 | 1 | Indoor | BUSDUCT -PACK-46 | 320 | 85 | 63 | 1.7136 | 910 | 1085 | Stackable 2 tier | 85369001 | AED | 42955.33 | QR9961 | Turkey | Istanbul | Abu Dhabi Airport | 2025-10-09 | 2025-10-09 | [6 empty] | 2025-10-09 | [5 empty] | 2025-10-16 |  | CASE_LIST | 1 | 1 | site | DAS | 2025-10-16 | site | 1 | 2 | 0 | 2 | 2.72 | 2 | 2.72 | HITACHI(HE) |  | 1 | 2 | 1 | 3 | Flow 3: Port → MOSB → Site | DAS | HITACHI
6907 | PRL-CS-049-A LOT 1 | HVDC-ADOPT-HE-0508 | DAS | EQ-211 | 209592 | 1 | Indoor | BUSDUCT -PACK-47 | 320 | 85 | 63 | 1.7136 | 910 | 1085 | Stackable 2 tier | 85369001 | AED | 42955.33 | QR9961 | Turkey | Istanbul | Abu Dhabi Airport | 2025-10-09 | 2025-10-09 | [6 empty] | 2025-10-09 | [5 empty] | 2025-10-16 |  | CASE_LIST | 1 | 1 | site | DAS | 2025-10-16 | site | 1 | 2 | 0 | 2 | 2.72 | 2 | 2.72 | HITACHI(HE) |  | 1 | 2 | 1 | 3 | Flow 3: Port → MOSB → Site | DAS | HITACHI
6908 | PRL-CS-049-A LOT 1 | HVDC-ADOPT-HE-0508 | DAS | EQ-211 | 209593 | 1 | Indoor | BUSDUCT -PACK-48 | 320 | 85 | 63 | 1.7136 | 760 | 895 | Stackable 2 tier | 85369001 | AED | 42955.33 | QR9961 | Turkey | Istanbul | Abu Dhabi Airport | 2025-10-09 | 2025-10-09 | [6 empty] | 2025-10-09 | [5 empty] | 2025-10-16 |  | CASE_LIST | 1 | 1 | site | DAS | 2025-10-16 | site | 1 | 2 | 0 | 2 | 2.72 | 2 | 2.72 | HITACHI(HE) |  | 1 | 2 | 1 | 3 | Flow 3: Port → MOSB → Site | DAS | HITACHI
6909 | PRL-CS-049-A LOT 1 | HVDC-ADOPT-HE-0508 | DAS | EQ-211 | 209594 | 1 | Indoor | BUSDUCT -PACK-49 | 320 | 85 | 63 | 1.7136 | 910 | 1060 | Stackable 2 tier | 85369001 | AED | 42955.33 | QR9961 | Turkey | Istanbul | Abu Dhabi Airport | 2025-10-09 | 2025-10-09 | [6 empty] | 2025-10-09 | [5 empty] | 2025-10-16 |  | CASE_LIST | 1 | 1 | site | DAS | 2025-10-16 | site | 1 | 2 | 0 | 2 | 2.72 | 2 | 2.72 | HITACHI(HE) |  | 1 | 2 | 1 | 3 | Flow 3: Port → MOSB → Site | DAS | HITACHI
6910 | PRL-CS-049-A LOT 1 | HVDC-ADOPT-HE-0508 | DAS | EQ-211 | 209595 | 1 | Indoor | BUSDUCT -PACK-50 | 260 | 85 | 63 | 1.3923 | 700 | 845 | Stackable 2 tier | 85369001 | AED | 42955.33 | QR9961 | Turkey | Istanbul | Abu Dhabi Airport | 2025-10-09 | 2025-10-09 | [6 empty] | 2025-10-09 | [5 empty] | 2025-10-16 |  | CASE_LIST | 1 | 1 | site | DAS | 2025-10-16 | site | 1 | 2 | 0 | 2 | 2.21 | 2 | 2.21 | HITACHI(HE) |  | 1 | 2 | 1 | 3 | Flow 3: Port → MOSB → Site | DAS | HITACHI
6911 | PRL-CS-049-A LOT 1 | HVDC-ADOPT-HE-0508 | DAS | EQ-211 | 209596 | 1 | Indoor | BUSDUCT -PACK-51 | 320 | 85 | 63 | 1.7136 | 910 | 1095 | Stackable 2 tier | 85369001 | AED | 42955.33 | QR9961 | Turkey | Istanbul | Abu Dhabi Airport | 2025-10-09 | 2025-10-09 | [6 empty] | 2025-10-09 | [5 empty] | 2025-10-16 |  | CASE_LIST | 1 | 1 | site | DAS | 2025-10-16 | site | 1 | 2 | 0 | 2 | 2.72 | 2 | 2.72 | HITACHI(HE) |  | 1 | 2 | 1 | 3 | Flow 3: Port → MOSB → Site | DAS | HITACHI
6912 | PRL-CS-049-A LOT 1 | HVDC-ADOPT-HE-0508 | DAS | EQ-211 | 209597 | 1 | Indoor | BUSDUCT -PACK-52 | 125 | 85 | 83 | 0.88187 | 430 | 505 | Stackable 2 tier | 85369001 | AED | 42955.33 | QR9961 | Turkey | Istanbul | Abu Dhabi Airport | 2025-10-09 | 2025-10-09 | [6 empty] | 2025-10-09 | [5 empty] | 2025-10-16 |  | CASE_LIST | 1 | 1 | site | DAS | 2025-10-16 | site | 1 | 2 | 0 | 2 | 1.06 | 2 | 1.06 | HITACHI(HE) |  | 1 | 2 | 1 | 3 | Flow 3: Port → MOSB → Site | DAS | HITACHI
6913 | PRL-CS-049-A LOT 1 | HVDC-ADOPT-HE-0508 | DAS | EQ-211 | 209598 | 1 | Indoor | BUSDUCT -PACK-53 | 260 | 85 | 63 | 1.3923 | 720 | 865 | Stackable 2 tier | 85369001 | AED | 42955.33 | QR9961 | Turkey | Istanbul | Abu Dhabi Airport | 2025-10-09 | 2025-10-09 | [6 empty] | 2025-10-09 | [5 empty] | 2025-10-16 |  | CASE_LIST | 1 | 1 | site | DAS | 2025-10-16 | site | 1 | 2 | 0 | 2 | 2.21 | 2 | 2.21 | HITACHI(HE) |  | 1 | 2 | 1 | 3 | Flow 3: Port → MOSB → Site | DAS | HITACHI
6914 | PRL-CS-049-A LOT 1 | HVDC-ADOPT-HE-0508 | DAS | EQ-211 | 209599 | 1 | Indoor | BUSDUCT -PACK-54 | 205 | 115 | 83 | 1.9567 | 88 | 228 | Stackable 2 tier | 85369001 | AED | 42955.33 | QR9961 | Turkey | Istanbul | Abu Dhabi Airport | 2025-10-09 | 2025-10-09 | [6 empty] | 2025-10-09 | [5 empty] | 2025-10-16 |  | CASE_LIST | 1 | 1 | site | DAS | 2025-10-16 | site | 1 | 2 | 0 | 2 | 2.36 | 2 | 2.36 | HITACHI(HE) |  | 1 | 2 | 1 | 3 | Flow 3: Port → MOSB → Site | DAS | HITACHI
6915 | PRL-CS-049-A LOT 1 | HVDC-ADOPT-HE-0508 | DAS | EQ-211 | 209601 | 1 | Indoor | BUSDUCT -PACK-56 | 272 | 116 | 82 | 2.5873 | 118 | 258 | Stackable 2 tier | 85369001 | AED | 42955.33 | QR9961 | Turkey | Istanbul | Abu Dhabi Airport | 2025-10-09 | 2025-10-09 | [6 empty] | 2025-10-09 | [5 empty] | 2025-10-16 |  | CASE_LIST | 1 | 1 | site | DAS | 2025-10-16 | site | 1 | 2 | 0 | 2 | 3.16 | 2 | 3.16 | HITACHI(HE) |  | 1 | 2 | 1 | 3 | Flow 3: Port → MOSB → Site | DAS | HITACHI
6916 | PRL-CS-049-A LOT 1 | HVDC-ADOPT-HE-0508 | DAS | EQ-211 | 209603 | 1 | Indoor | BUSDUCT -PACK-58 | 205 | 115 | 83 | 1.9567 | 109 | 249 | Stackable 2 tier | 85369001 | AED | 42955.33 | QR9961 | Turkey | Istanbul | Abu Dhabi Airport | 2025-10-09 | 2025-10-09 | [6 empty] | 2025-10-09 | [5 empty] | 2025-10-16 |  | CASE_LIST | 1 | 1 | site | DAS | 2025-10-16 | site | 1 | 2 | 0 | 2 | 2.36 | 2 | 2.36 | HITACHI(HE) |  | 1 | 2 | 1 | 3 | Flow 3: Port → MOSB → Site | DAS | HITACHI
6917 | PRL-CS-049-A LOT 1 | HVDC-ADOPT-HE-0508 | DAS | EQ-211 | 209604 | 1 | Indoor | BUSDUCT -PACK-59 | 278 | 115 | 83 | 2.6535 | 90 | 230 | Stackable 2 tier | 85369001 | AED | 42955.33 | QR9961 | Turkey | Istanbul | Abu Dhabi Airport | 2025-10-09 | 2025-10-09 | [6 empty] | 2025-10-09 | [5 empty] | 2025-10-16 |  | CASE_LIST | 1 | 1 | site | DAS | 2025-10-16 | site | 1 | 2 | 0 | 2 | 3.2 | 2 | 3.2 | HITACHI(HE) |  | 1 | 2 | 1 | 3 | Flow 3: Port → MOSB → Site | DAS | HITACHI
6918 | PRL-CS-049-A LOT 1 | HVDC-ADOPT-HE-0508 | DAS | EQ-211 | 209605 | 1 | Indoor | BUSDUCT -PACK-60 | 270 | 115 | 82 | 2.5461 | 160 | 300 | Stackable 2 tier | 85369001 | AED | 42955.33 | QR9961 | Turkey | Istanbul | Abu Dhabi Airport | 2025-10-09 | 2025-10-09 | [6 empty] | 2025-10-09 | [5 empty] | 2025-10-16 |  | CASE_LIST | 1 | 1 | site | DAS | 2025-10-16 | site | 1 | 2 | 0 | 2 | 3.1 | 2 | 3.1 | HITACHI(HE) |  | 1 | 2 | 1 | 3 | Flow 3: Port → MOSB → Site | DAS | HITACHI
6919 | PRL-CS-049-A LOT 1 | HVDC-ADOPT-HE-0508 | DAS | EQ-211 | 209607 | 1 | Indoor | BUSDUCT -PACK-62 | 269 | 116 | 82 | 2.5587 | 118 | 258 | Stackable 2 tier | 85369001 | AED | 42955.33 | QR9961 | Turkey | Istanbul | Abu Dhabi Airport | 2025-10-09 | 2025-10-09 | [6 empty] | 2025-10-09 | [5 empty] | 2025-10-16 |  | CASE_LIST | 1 | 1 | site | DAS | 2025-10-16 | site | 1 | 2 | 0 | 2 | 3.12 | 2 | 3.12 | HITACHI(HE) |  | 1 | 2 | 1 | 3 | Flow 3: Port → MOSB → Site | DAS | HITACHI
6920 | PRL-CS-049-A LOT 1 | HVDC-ADOPT-HE-0508 | DAS | EQ-211 | 209609 | 1 | Indoor | BUSDUCT -PACK-64 | 320 | 85 | 63 | 1.9136 | 910 | 1085 | Stackable 2 tier | 85369001 | AED | 42955.33 | QR9961 | Turkey | Istanbul | Abu Dhabi Airport | 2025-10-09 | 2025-10-09 | [6 empty] | 2025-10-09 | [5 empty] | 2025-10-16 |  | CASE_LIST | 1 | 1 | site | DAS | 2025-10-16 | site | 1 | 2 | 0 | 2 | 2.72 | 2 | 2.72 | HITACHI(HE) |  | 1 | 2 | 1 | 3 | Flow 3: Port → MOSB → Site | DAS | HITACHI
6921 | PRL-CS-049-A LOT 1 | HVDC-ADOPT-HE-0508 | DAS | EQ-211 | 209610 | 1 | Indoor | BUSDUCT -PACK-65 | 260 | 85 | 63 | 1.3923 | 731 | 870 | Stackable 2 tier | 85369001 | AED | 42955.33 | QR9961 | Turkey | Istanbul | Abu Dhabi Airport | 2025-10-09 | 2025-10-09 | [6 empty] | 2025-10-09 | [5 empty] | 2025-10-16 |  | CASE_LIST | 1 | 1 | site | DAS | 2025-10-16 | site | 1 | 2 | 0 | 2 | 2.21 | 2 | 2.21 | HITACHI(HE) |  | 1 | 2 | 1 | 3 | Flow 3: Port → MOSB → Site | DAS | HITACHI
6922 | PRL-CS-049-A LOT 1 | HVDC-ADOPT-HE-0508 | DAS | EQ-211 | 209611 | 1 | Indoor | BUSDUCT -PACK-66 | 320 | 85 | 63 | 1.7136 | 860 | 1035 | Stackable 2 tier | 85369001 | AED | 42955.33 | QR9961 | Turkey | Istanbul | Abu Dhabi Airport | 2025-10-09 | 2025-10-09 | [6 empty] | 2025-10-09 | [5 empty] | 2025-10-16 |  | CASE_LIST | 1 | 1 | site | DAS | 2025-10-16 | site | 1 | 2 | 0 | 2 | 2.72 | 2 | 2.72 | HITACHI(HE) |  | 1 | 2 | 1 | 3 | Flow 3: Port → MOSB → Site | DAS | HITACHI
6923 | PRL-CS-049-A LOT 1 | HVDC-ADOPT-HE-0508 | DAS | EQ-211 | 209612 | 1 | Indoor | BUSDUCT -PACK-67 | 320 | 85 | 63 | 1.7136 | 740 | 890 | Stackable 2 tier | 85369001 | AED | 42955.33 | QR9961 | Turkey | Istanbul | Abu Dhabi Airport | 2025-10-09 | 2025-10-09 | [6 empty] | 2025-10-09 | [5 empty] | 2025-10-16 |  | CASE_LIST | 1 | 1 | site | DAS | 2025-10-16 | site | 1 | 2 | 0 | 2 | 2.72 | 2 | 2.72 | HITACHI(HE) |  | 1 | 2 | 1 | 3 | Flow 3: Port → MOSB → Site | DAS | HITACHI
6924 | PRL-CS-049-A LOT 1 | HVDC-ADOPT-HE-0508 | DAS | EQ-211 | 209613 | 1 | Indoor | BUSDUCT -PACK-68 | 260 | 85 | 63 | 1.3923 | 372 | 517 | Stackable 2 tier | 85369001 | AED | 42955.33 | QR9961 | Turkey | Istanbul | Abu Dhabi Airport | 2025-10-09 | 2025-10-09 | [6 empty] | 2025-10-09 | [5 empty] | 2025-10-16 |  | CASE_LIST | 1 | 1 | site | DAS | 2025-10-16 | site | 1 | 2 | 0 | 2 | 2.21 | 2 | 2.21 | HITACHI(HE) |  | 1 | 2 | 1 | 3 | Flow 3: Port → MOSB → Site | DAS | HITACHI
6925 | PRL-CS-049-A LOT 1 | HVDC-ADOPT-HE-0508 | DAS | EQ-211 | 209614 | 1 | Indoor | BUSDUCT -PACK-69 | 260 | 85 | 63 | 1.3923 | 270 | 415 | Stackable 2 tier | 85369001 | AED | 42955.33 | QR9961 | Turkey | Istanbul | Abu Dhabi Airport | 2025-10-09 | 2025-10-09 | [6 empty] | 2025-10-09 | [5 empty] | 2025-10-16 |  | CASE_LIST | 1 | 1 | site | DAS | 2025-10-16 | site | 1 | 2 | 0 | 2 | 2.21 | 2 | 2.21 | HITACHI(HE) |  | 1 | 2 | 1 | 3 | Flow 3: Port → MOSB → Site | DAS | HITACHI
6926 | PRL-CS-049-A LOT 1 | HVDC-ADOPT-HE-0508 | DAS | EQ-211 | 209615 | 1 | Indoor | BUSDUCT -PACK-70 | 125 | 85 | 83 | 0.89187 | 530 | 605 | Stackable 2 tier | 85369001 | AED | 42955.33 | QR9961 | Turkey | Istanbul | Abu Dhabi Airport | 2025-10-09 | 2025-10-09 | [6 empty] | 2025-10-09 | [5 empty] | 2025-10-16 |  | CASE_LIST | 1 | 1 | site | DAS | 2025-10-16 | site | 1 | 2 | 0 | 2 | 1.06 | 2 | 1.06 | HITACHI(HE) |  | 1 | 2 | 1 | 3 | Flow 3: Port → MOSB → Site | DAS | HITACHI
6927 | PRL-CS-049-A LOT 1 | HVDC-ADOPT-HE-0508 | DAS | EQ-211 | 209724 | 1 | Indoor | BUSDUCT -PACK-71 | 125 | 85 | 83 | 0.88187 | 470 | 545 | Stackable 2 tier | 85369001 | AED | 42955.33 | QR9961 | Turkey | Istanbul | Abu Dhabi Airport | 2025-10-09 | 2025-10-09 | [6 empty] | 2025-10-09 | [5 empty] | 2025-10-16 |  | CASE_LIST | 1 | 1 | site | DAS | 2025-10-16 | site | 1 | 2 | 0 | 2 | 1.06 | 2 | 1.06 | HITACHI(HE) |  | 1 | 2 | 1 | 3 | Flow 3: Port → MOSB → Site | DAS | HITACHI
6928 | PRL-CS-049-A LOT 1 | HVDC-ADOPT-HE-0508 | DAS | EQ-211 | 209725 | 1 | Indoor | BUSDUCT -PACK-72 | 125 | 85 | 83 | 0.88 | 500 | 575 | Stackable 2 tier | 85369001 | AED | 42955.33 | QR9961 | Turkey | Istanbul | Abu Dhabi Airport | 2025-10-09 | 2025-10-09 | [6 empty] | 2025-10-09 | [5 empty] | 2025-10-16 |  | CASE_LIST | 1 | 1 | site | DAS | 2025-10-16 | site | 1 | 2 | 0 | 2 | 1.06 | 2 | 1.06 | HITACHI(HE) |  | 1 | 2 | 1 | 3 | Flow 3: Port → MOSB → Site | DAS | HITACHI
6929 | PRL-CS-049-A LOT 1 | HVDC-ADOPT-HE-0508 | DAS | EQ-211 | 209726 | 1 | Indoor | BUSDUCT -PACK-73 | 320 | 85 | 63 | 1.9136 | 1010 | 1085 | Stackable 2 tier | 85369001 | AED | 42955.33 | QR9961 | Turkey | Istanbul | Abu Dhabi Airport | 2025-10-09 | 2025-10-09 | [6 empty] | 2025-10-09 | [5 empty] | 2025-10-16 |  | CASE_LIST | 1 | 1 | site | DAS | 2025-10-16 | site | 1 | 2 | 0 | 2 | 2.72 | 2 | 2.72 | HITACHI(HE) |  | 1 | 2 | 1 | 3 | Flow 3: Port → MOSB → Site | DAS | HITACHI
6930 | PRL-CS-049-A LOT 1 | HVDC-ADOPT-HE-0508 | DAS | EQ-211 | 209728 | 1 | Indoor | BUSDUCT -PACK-75 | 125 | 85 | 83 | 0.88187 | 190 | 265 | Stackable 2 tier | 85369001 | AED | 42955.33 | QR9961 | Turkey | Istanbul | Abu Dhabi Airport | 2025-10-09 | 2025-10-09 | [6 empty] | 2025-10-09 | [5 empty] | 2025-10-16 |  | CASE_LIST | 1 | 1 | site | DAS | 2025-10-16 | site | 1 | 2 | 0 | 2 | 1.06 | 2 | 1.06 | HITACHI(HE) |  | 1 | 2 | 1 | 3 | Flow 3: Port → MOSB → Site | DAS | HITACHI
6931 | PRL-CS-049-A LOT 1 | HVDC-ADOPT-HE-0508 | DAS | EQ-211 | 209729 | 1 | Indoor | BUSDUCT -PACK-76 | 125 | 85 | 83 | 0.88187 | 220 | 295 | Stackable 2 tier | 85369001 | AED | 42955.33 | QR9961 | Turkey | Istanbul | Abu Dhabi Airport | 2025-10-09 | 2025-10-09 | [6 empty] | 2025-10-09 | [5 empty] | 2025-10-16 |  | CASE_LIST | 1 | 1 | site | DAS | 2025-10-16 | site | 1 | 2 | 0 | 2 | 1.06 | 2 | 1.06 | HITACHI(HE) |  | 1 | 2 | 1 | 3 | Flow 3: Port → MOSB → Site | DAS | HITACHI
6932 | PRL-CS-049-A LOT 1 | HVDC-ADOPT-HE-0508 | DAS | EQ-211 | 209730 | 1 | Indoor | BUSDUCT -PACK-77 | 125 | 85 | 83 | 0.88187 | 360 | 435 | Stackable 2 tier | 85369001 | AED | 42955.33 | QR9961 | Turkey | Istanbul | Abu Dhabi Airport | 2025-10-09 | 2025-10-09 | [6 empty] | 2025-10-09 | [5 empty] | 2025-10-16 |  | CASE_LIST | 1 | 1 | site | DAS | 2025-10-16 | site | 1 | 2 | 0 | 2 | 1.06 | 2 | 1.06 | HITACHI(HE) |  | 1 | 2 | 1 | 3 | Flow 3: Port → MOSB → Site | DAS | HITACHI
6933 | PRL-CS-049-A LOT 1 | HVDC-ADOPT-HE-0508 | DAS | EQ-211 | 209731 | 1 | Indoor | BUSDUCT -PACK-78 | 125 | 80 | 83 | 0.83 | 220 | 295 | Stackable 2 tier | 85369001 | AED | 42955.33 | QR9961 | Turkey | Istanbul | Abu Dhabi Airport | 2025-10-09 | 2025-10-09 | [6 empty] | 2025-10-09 | [5 empty] | 2025-10-16 |  | CASE_LIST | 1 | 1 | site | DAS | 2025-10-16 | site | 1 | 2 | 0 | 2 | 1 | 2 | 1 | HITACHI(HE) |  | 1 | 2 | 1 | 3 | Flow 3: Port → MOSB → Site | DAS | HITACHI
6934 | PRL-CS-049-A LOT 1 | HVDC-ADOPT-HE-0508 | DAS | EQ-211 | 209732 | 1 | Indoor | BUSDUCT -PACK-79 | 125 | 85 | 83 | 0.88187 | 220 | 295 | Stackable 2 tier | 85369001 | AED | 42955.33 | QR9961 | Turkey | Istanbul | Abu Dhabi Airport | 2025-10-09 | 2025-10-09 | [6 empty] | 2025-10-09 | [5 empty] | 2025-10-16 |  | CASE_LIST | 1 | 1 | site | DAS | 2025-10-16 | site | 1 | 2 | 0 | 2 | 1.06 | 2 | 1.06 | HITACHI(HE) |  | 1 | 2 | 1 | 3 | Flow 3: Port → MOSB → Site | DAS | HITACHI
6935 | PRL-CS-049-A LOT 1 | HVDC-ADOPT-HE-0508 | DAS | EQ-211 | 209733 | 1 | Indoor | BUSDUCT -PACK-80 | 205 | 115 | 83 | 1.9567 | 107 | 247 | Stackable 2 tier | 85369001 | AED | 42955.33 | QR9961 | Turkey | Istanbul | Abu Dhabi Airport | 2025-10-09 | 2025-10-09 | [6 empty] | 2025-10-09 | [5 empty] | 2025-10-16 |  | CASE_LIST | 1 | 1 | site | DAS | 2025-10-16 | site | 1 | 2 | 0 | 2 | 2.36 | 2 | 2.36 | HITACHI(HE) |  | 1 | 2 | 1 | 3 | Flow 3: Port → MOSB → Site | DAS | HITACHI
6936 | PRL-CS-049-A LOT 1 | HVDC-ADOPT-HE-0508 | DAS | EQ-211 | 209734 | 1 | Indoor | BUSDUCT -PACK-81 | 205 | 115 | 83 | 1.9567 | 160 | 300 | Stackable 2 tier | 85369001 | AED | 42955.33 | QR9961 | Turkey | Istanbul | Abu Dhabi Airport | 2025-10-09 | 2025-10-09 | [6 empty] | 2025-10-09 | [5 empty] | 2025-10-16 |  | CASE_LIST | 1 | 1 | site | DAS | 2025-10-16 | site | 1 | 2 | 0 | 2 | 2.36 | 2 | 2.36 | HITACHI(HE) |  | 1 | 2 | 1 | 3 | Flow 3: Port → MOSB → Site | DAS | HITACHI
6937 | PRL-CS-049-A LOT 1 | HVDC-ADOPT-HE-0508 | DAS | EQ-211 | 209735 | 1 | Indoor | BUSDUCT -PACK-82 | 272 | 115 | 82 | 2.565 | 115 | 255 | Stackable 2 tier | 85369001 | AED | 42955.33 | QR9961 | Turkey | Istanbul | Abu Dhabi Airport | 2025-10-09 | 2025-10-09 | [6 empty] | 2025-10-09 | [5 empty] | 2025-10-16 |  | CASE_LIST | 1 | 1 | site | DAS | 2025-10-16 | site | 1 | 2 | 0 | 2 | 3.13 | 2 | 3.13 | HITACHI(HE) |  | 1 | 2 | 1 | 3 | Flow 3: Port → MOSB → Site | DAS | HITACHI
6861 | PRL-ZAK-031-A Spare | HVDC-ADOPT-HE-0504 | AGI | EQ-001 | GC0818 | 1 | Indoor | Shims,Spare parts | 204 | 80 | 46 | 0.75072 | 955 | 1005 | NON stackable | Attachment | SEK | 17752.5 | EY178 | Denmark | Copenhagen | Abu Dhabi Airport | 2025-09-30 | 2025-09-30 |  | 2025-10-03 | [12 empty] | CASE_LIST | 1 |  | warehouse | DSV Indoor | 2025-10-03 | warehouse | 1 | 1 | -1 | 0 | 1.63 | 0 | 1.63 | HITACHI(HE) |  | 0 | 1 | 1 | 2 | Flow 2: Port → WH → Site | DSV Indoor | HITACHI
6846 | PRL-MIR-055-A | HVDC-ADOPT-HE-0502 | MIR | EQ-014 | 66393319 | 1 | Outdoor | Esta condensators | 75 | 80 | 110 | 0.66 | 360 | 420 | Stackable 1 tier | 85462000 | EUR | 7800 | EY7107T | GERMANY | Frankfurt | Abu Dhabi Airport | 2025-09-23 | 2025-09-23 | [10 empty] | 2025-09-25 |  |  |  | CASE_LIST |  | 1 | site | MIR | 2025-09-25 | site | 0 | 1 | 1 | 2 | 0.6 | 1 | 0.6 | HITACHI(HE) |  | 1 | 1 | 0 | 1 | Flow 1: Port → Site | MIR | HITACHI
6847 | PRL-MIR-055-A | HVDC-ADOPT-HE-0502 | MIR | EQ-014 | 66393320 | 1 | Outdoor | Esta condensators | 75 | 80 | 110 | 0.66 | 360 | 420 | Stackable 1 tier | 85462000 | EUR | 7800 | EY7107T | GERMANY | Frankfurt | Abu Dhabi Airport | 2025-09-23 | 2025-09-23 | [10 empty] | 2025-09-25 |  |  |  | CASE_LIST |  | 1 | site | MIR | 2025-09-25 | site | 0 | 1 | 1 | 2 | 0.6 | 1 | 0.6 | HITACHI(HE) |  | 1 | 1 | 0 | 1 | Flow 1: Port → Site | MIR | HITACHI
6848 | PRL-MIR-055-A | HVDC-ADOPT-HE-0502 | MIR | EQ-014 | 66393321 | 1 | Outdoor | Esta condensators | 75 | 80 | 110 | 0.66 | 360 | 420 | Stackable 1 tier | 85462000 | EUR | 7800 | EY7107T | GERMANY | Frankfurt | Abu Dhabi Airport | 2025-09-23 | 2025-09-23 | [10 empty] | 2025-09-25 |  |  |  | CASE_LIST |  | 1 | site | MIR | 2025-09-25 | site | 0 | 1 | 1 | 2 | 0.6 | 1 | 0.6 | HITACHI(HE) |  | 1 | 1 | 0 | 1 | Flow 1: Port → Site | MIR | HITACHI
6849 | PRL-MIR-055-A | HVDC-ADOPT-HE-0502 | MIR | EQ-014 | 66393322 | 1 | Outdoor | Esta condensators | 75 | 80 | 110 | 0.66 | 360 | 420 | Stackable 1 tier | 85462000 | EUR | 7800 | EY7107T | GERMANY | Frankfurt | Abu Dhabi Airport | 2025-09-23 | 2025-09-23 | [10 empty] | 2025-09-25 |  |  |  | CASE_LIST |  | 1 | site | MIR | 2025-09-25 | site | 0 | 1 | 1 | 2 | 0.6 | 1 | 0.6 | HITACHI(HE) |  | 1 | 1 | 0 | 1 | Flow 1: Port → Site | MIR | HITACHI
6850 | PRL-MIR-055-A | HVDC-ADOPT-HE-0502 | MIR | EQ-014 | 66393323 | 1 | Outdoor | Esta condensators | 75 | 80 | 110 | 0.66 | 360 | 420 | Stackable 1 tier | 85462000 | EUR | 7800 | EY7107T | GERMANY | Frankfurt | Abu Dhabi Airport | 2025-09-23 | 2025-09-23 | [10 empty] | 2025-09-25 |  |  |  | CASE_LIST |  | 1 | site | MIR | 2025-09-25 | site | 0 | 1 | 1 | 2 | 0.6 | 1 | 0.6 | HITACHI(HE) |  | 1 | 1 | 0 | 1 | Flow 1: Port → Site | MIR | HITACHI
6851 | PRL-MIR-055-A | HVDC-ADOPT-HE-0502 | MIR | EQ-014 | 66393324 | 1 | Outdoor | Esta condensators | 75 | 80 | 110 | 0.66 | 360 | 420 | Stackable 1 tier | 85462000 | EUR | 7800 | EY7107T | GERMANY | Frankfurt | Abu Dhabi Airport | 2025-09-23 | 2025-09-23 | [10 empty] | 2025-09-25 |  |  |  | CASE_LIST |  | 1 | site | MIR | 2025-09-25 | site | 0 | 1 | 1 | 2 | 0.6 | 1 | 0.6 | HITACHI(HE) |  | 1 | 1 | 0 | 1 | Flow 1: Port → Site | MIR | HITACHI
6852 | PRL-MIR-055-A | HVDC-ADOPT-HE-0502 | MIR | EQ-014 | 66393325 | 1 | Outdoor | Esta condensators | 75 | 80 | 110 | 0.66 | 240 | 300 | Stackable 1 tier | 85462000 | EUR | 7800 | EY7107T | GERMANY | Frankfurt | Abu Dhabi Airport | 2025-09-23 | 2025-09-23 | [10 empty] | 2025-09-25 |  |  |  | CASE_LIST |  | 1 | site | MIR | 2025-09-25 | site | 0 | 1 | 1 | 2 | 0.6 | 1 | 0.6 | HITACHI(HE) |  | 1 | 1 | 0 | 1 | Flow 1: Port → Site | MIR | HITACHI
6845 | PRL-O-053-A | HVDC-ADOPT-HE-0501 | SHU | EQ-003 | K08059-D13 | 1 | Outdoor | Corona Ring Bracket | 29 | 21 | 32 | 0.02 | 3 | 3.5 | not stackable | 39269097 | EUR | 275 | EY7334 | Austria | Linz | Abu Dhabi Airport | 2025-09-17 | 2025-09-19 | [11 empty] | 2025-09-28 |  |  | CASE_LIST |  | 1 | site | SHU | 2025-09-28 | site | 0 | 1 | 1 | 2 | 0.06 | 0 | 0.06 | UNKNOWN |  | 1 | 1 | 0 | 1 | Flow 1: Port → Site | SHU
6759 | PRL-CS-048-A | HVDC-ADOPT-HE-0500 | DAS | EQ-001 | GC0820 | 1 | Indoor | Spare parts - Valves | 190 | 75 | 46 | 0.6555 | 28 | 108 | Not Stackable | 85447000 | SEK | 12444.3 | EY178 | Denmark | Copenhagen | Abu Dhabi Airport | 2025-09-14 | 2025-09-14 | [6 empty] | 2025-09-19 | [5 empty] | 2025-09-25 |  | CASE_LIST | 1 | 1 | site | DAS | 2025-09-25 | site | 1 | 2 | 0 | 2 | 1.43 | 0 | 1.43 | HITACHI(HE) |  | 1 | 2 | 1 | 3 | Flow 3: Port → MOSB → Site | DAS | HITACHI
6760 | PRL-CS-048-A | HVDC-ADOPT-HE-0500 | MIR | EQ-001 | GC0817 | 1 | Indoor | Shims, Spare parts | 204 | 80 | 46 | 0.751 | 1010 | 1060 | Not Stackable | 73182990 | SEK | 65537.1 | EY178 | Denmark | Copenhagen | Abu Dhabi Airport | 2025-09-14 | 2025-09-14 | [10 empty] | 2025-09-20 |  |  |  | CASE_LIST |  | 1 | site | MIR | 2025-09-20 | site | 0 | 1 | 1 | 2 | 1.63 | 0 | 1.63 | HITACHI(HE) |  | 1 | 1 | 0 | 1 | Flow 1: Port → Site | MIR | HITACHI
6739 | PRL-D-011-T_SHU | HVDC-ADOPT-HE-0499 | SHU |  | 192712 | 1 | Indoor | 3150KVA CRT Transformers | 365 | 354.5 | 359 | 46.4519 | 3800 | 3800 | Not stackable | 85043400 | AED | 2906200 | Trailer | UAE | Jebel Ali | DSV | 2025-09-06 | 2025-09-07 |  |  |  |  | 2025-09-07 | [6 empty] | 2025-09-12 |  |  | CASE_LIST | 1 | 1 | site | SHU | 2025-09-12 | site | 1 | 2 | 0 | 2 | 12.94 | 0 | 12.94 | HITACHI(HE) |  | 1 | 2 | 1 | 2 | Flow 2: Port → WH → Site | SHU | HITACHI
6740 | PRL-D-011-T_SHU | HVDC-ADOPT-HE-0499 | SHU |  | 192713 | 1 | Indoor | RTCC Panels | 80 | 80 | 220 | 1.408 | 50 | 50 | Not stackable | 85043100 | AED |  | Trailer | UAE | Jebel Ali | DSV | 2025-09-06 | 2025-09-07 |  |  |  |  | 2025-09-07 | [6 empty] | 2025-09-09 |  |  | CASE_LIST | 1 | 1 | site | SHU | 2025-09-09 | site | 1 | 2 | 0 | 2 | 0.64 | 0 | 0.64 | HITACHI(HE) |  | 1 | 2 | 1 | 2 | Flow 2: Port → WH → Site | SHU | HITACHI
6741 | PRL-D-011-T_SHU | HVDC-ADOPT-HE-0499 | SHU |  | 192714 | 1 | Indoor | 3150KVA CRT Transformers | 365 | 354.5 | 359 | 46.4519 | 3800 | 3800 | Not stackable | 85043400 | AED |  | Trailer | UAE | Jebel Ali | DSV | 2025-09-06 | 2025-09-07 |  |  |  |  | 2025-09-07 | [6 empty] | 2025-09-12 |  |  | CASE_LIST | 1 | 1 | site | SHU | 2025-09-12 | site | 1 | 2 | 0 | 2 | 12.94 | 0 | 12.94 | HITACHI(HE) |  | 1 | 2 | 1 | 2 | Flow 2: Port → WH → Site | SHU | HITACHI
6742 | PRL-D-011-T_SHU | HVDC-ADOPT-HE-0499 | SHU |  | 192715 | 1 | Indoor | RTCC Panels | 80 | 80 | 220 | 1.408 | 50 | 50 | Not stackable | 85043100 | AED |  | Trailer | UAE | Jebel Ali | DSV | 2025-09-06 | 2025-09-07 |  |  |  |  | 2025-09-07 | [6 empty] | 2025-09-09 |  |  | CASE_LIST | 1 | 1 | site | SHU | 2025-09-09 | site | 1 | 2 | 0 | 2 | 0.64 | 0 | 0.64 | HITACHI(HE) |  | 1 | 2 | 1 | 2 | Flow 2: Port → WH → Site | SHU | HITACHI
6743 | PRL-D-011-T_SHU | HVDC-ADOPT-HE-0499 | SHU |  | 192716 | 1 | Indoor | 3150KVA CRT Transformers | 365 | 354.5 | 359 | 46.4519 | 3800 | 3800 | Not stackable | 85043400 | AED |  | Trailer | UAE | Jebel Ali | DSV | 2025-09-06 | 2025-09-07 |  |  |  |  | 2025-09-07 | [6 empty] | 2025-09-25 |  |  | CASE_LIST | 1 | 1 | site | SHU | 2025-09-25 | site | 1 | 2 | 0 | 2 | 12.94 | 0 | 12.94 | HITACHI(HE) |  | 1 | 2 | 1 | 2 | Flow 2: Port → WH → Site | SHU | HITACHI
6744 | PRL-D-011-T_SHU | HVDC-ADOPT-HE-0499 | SHU |  | 192717 | 1 | Indoor | RTCC Panels | 80 | 80 | 220 | 1.408 | 50 | 50 | Not stackable | 85043100 | AED |  | Trailer | UAE | Jebel Ali | DSV | 2025-09-06 | 2025-09-07 |  |  |  |  | 2025-09-07 | [6 empty] | 2025-09-09 |  |  | CASE_LIST | 1 | 1 | site | SHU | 2025-09-09 | site | 1 | 2 | 0 | 2 | 0.64 | 0 | 0.64 | HITACHI(HE) |  | 1 | 2 | 1 | 2 | Flow 2: Port → WH → Site | SHU | HITACHI
6745 | PRL-D-011-T_SHU | HVDC-ADOPT-HE-0499 | SHU |  | 192718 | 1 | Indoor | 3150KVA CRT Transformers | 365 | 354.5 | 359 | 46.4519 | 3800 | 3800 | Not stackable | 85043400 | AED |  | Trailer | UAE | Jebel Ali | DSV | 2025-09-06 | 2025-09-07 |  |  |  |  | 2025-09-07 | [6 empty] | 2025-09-25 |  |  | CASE_LIST | 1 | 1 | site | SHU | 2025-09-25 | site | 1 | 2 | 0 | 2 | 12.94 | 0 | 12.94 | HITACHI(HE) |  | 1 | 2 | 1 | 2 | Flow 2: Port → WH → Site | SHU | HITACHI
6746 | PRL-D-011-T_SHU | HVDC-ADOPT-HE-0499 | SHU |  | 192719 | 1 | Indoor | RTCC Panels | 80 | 80 | 220 | 1.408 | 50 | 50 | Not stackable | 85043100 | AED |  | Trailer | UAE | Jebel Ali | DSV | 2025-09-06 | 2025-09-07 |  |  |  |  | 2025-09-07 | [6 empty] | 2025-09-09 |  |  | CASE_LIST | 1 | 1 | site | SHU | 2025-09-09 | site | 1 | 2 | 0 | 2 | 0.64 | 0 | 0.64 | HITACHI(HE) |  | 1 | 2 | 1 | 2 | Flow 2: Port → WH → Site | SHU | HITACHI
6747 | PRL-D-011-T_DAS | HVDC-ADOPT-HE-0499 | DAS |  | 52589014 | 1 | Indoor | 3150KVA CRT Transformers | 365 | 354.5 | 359 | 46.4519 | 3800 | 3800 | Not stackable | 85043400 | AED | 1453100 | Trailer | UAE | Jebel Ali | MOSB | 2025-09-14 | 2025-09-15 | [6 empty] | 2025-09-15 | [7 empty] | CASE_LIST | 1 |  | warehouse | MOSB | 2025-09-15 | warehouse | 1 | 1 | -1 | 0 | 12.94 | 0 | 12.94 | HITACHI(HE) |  | 0 | 1 | 1 | 5 | Flow 5: Mixed / Waiting / Incomplete leg | MOSB | HITACHI
6748 | PRL-D-011-T_DAS | HVDC-ADOPT-HE-0499 | DAS |  | 52589015 | 1 | Indoor | RTCC Panels | 80 | 80 | 220 | 1.408 | 50 | 50 | Not stackable | 85043100 | AED |  | Trailer | UAE | Jebel Ali | MOSB | 2025-09-14 | 2025-09-15 | [6 empty] | 2025-09-15 | [7 empty] | CASE_LIST | 1 |  | warehouse | MOSB | 2025-09-15 | warehouse | 1 | 1 | -1 | 0 | 0.64 | 0 | 0.64 | HITACHI(HE) |  | 0 | 1 | 1 | 5 | Flow 5: Mixed / Waiting / Incomplete leg | MOSB | HITACHI
6749 | PRL-D-011-T_DAS | HVDC-ADOPT-HE-0499 | DAS |  | 52589016 | 1 | Indoor | 3150KVA CRT Transformers | 365 | 354.5 | 359 | 46.4519 | 3800 | 3800 | Not stackable | 85043400 | AED |  | Trailer | UAE | Jebel Ali | MOSB | 2025-09-14 | 2025-09-15 | [6 empty] | 2025-09-15 | [7 empty] | CASE_LIST | 1 |  | warehouse | MOSB | 2025-09-15 | warehouse | 1 | 1 | -1 | 0 | 12.94 | 0 | 12.94 | HITACHI(HE) |  | 0 | 1 | 1 | 5 | Flow 5: Mixed / Waiting / Incomplete leg | MOSB | HITACHI
6750 | PRL-D-011-T_DAS | HVDC-ADOPT-HE-0499 | DAS |  | 52589017 | 1 | Indoor | RTCC Panels | 80 | 80 | 220 | 1.408 | 50 | 50 | Not stackable | 85043100 | AED |  | Trailer | UAE | Jebel Ali | MOSB | 2025-09-14 | 2025-09-15 | [6 empty] | 2025-09-15 | [7 empty] | CASE_LIST | 1 |  | warehouse | MOSB | 2025-09-15 | warehouse | 1 | 1 | -1 | 0 | 0.64 | 0 | 0.64 | HITACHI(HE) |  | 0 | 1 | 1 | 5 | Flow 5: Mixed / Waiting / Incomplete leg | MOSB | HITACHI
6773 | PRL-MIR-042-A1 | HVDC-ADOPT-HE-0498 | MIR | EQ-354 | 280454 | 1 | Outdoor covered | Mirfa Seafreight 2.1 Connectors | 115 | 80 | 105 | 0.966 | 178 | 243 | Stackable 3 tier | 85369010 | EUR | 3684.529 | EY0154 | Austria | Linz | Abu Dhabi Airport | 2025-09-21 | 2025-09-24 | [10 empty] | 2025-09-24 |  |  |  | CASE_LIST |  | 1 | site | MIR | 2025-09-24 | site | 0 | 1 | 1 | 2 | 0.92 | 3 | 0.92 | HITACHI(HE) |  | 1 | 1 | 0 | 1 | Flow 1: Port → Site | MIR | HITACHI
6774 | PRL-MIR-042-A1 | HVDC-ADOPT-HE-0498 | MIR | EQ-354 | 280455 | 1 | Outdoor covered | Mirfa Seafreight 2.2 Connectors | 115 | 80 | 105 | 0.966 | 165 | 230 | Stackable 3 tier | 85369010 | EUR | 3684.529 | EY0154 | Austria | Linz | Abu Dhabi Airport | 2025-09-21 | 2025-09-24 | [10 empty] | 2025-09-24 |  |  |  | CASE_LIST |  | 1 | site | MIR | 2025-09-24 | site | 0 | 1 | 1 | 2 | 0.92 | 3 | 0.92 | HITACHI(HE) |  | 1 | 1 | 0 | 1 | Flow 1: Port → Site | MIR | HITACHI
6775 | PRL-MIR-042-A1 | HVDC-ADOPT-HE-0498 | MIR | EQ-354 | 280456 | 1 | Outdoor covered | Mirfa Seafreight 2.3 Connectors | 115 | 80 | 105 | 0.966 | 235 | 300 | Stackable 3 tier | 85369010 | EUR | 3684.529 | EY0154 | Austria | Linz | Abu Dhabi Airport | 2025-09-21 | 2025-09-24 | [10 empty] | 2025-09-24 |  |  |  | CASE_LIST |  | 1 | site | MIR | 2025-09-24 | site | 0 | 1 | 1 | 2 | 0.92 | 3 | 0.92 | HITACHI(HE) |  | 1 | 1 | 0 | 1 | Flow 1: Port → Site | MIR | HITACHI
6776 | PRL-MIR-042-A1 | HVDC-ADOPT-HE-0498 | MIR | EQ-354 | 280457 | 1 | Outdoor covered | Mirfa Seafreight 2.4 Connectors | 115 | 80 | 105 | 0.966 | 291 | 356 | Stackable 3 tier | 85369010 | EUR | 3684.529 | EY0154 | Austria | Linz | Abu Dhabi Airport | 2025-09-21 | 2025-09-24 | [10 empty] | 2025-09-24 |  |  |  | CASE_LIST |  | 1 | site | MIR | 2025-09-24 | site | 0 | 1 | 1 | 2 | 0.92 | 3 | 0.92 | HITACHI(HE) |  | 1 | 1 | 0 | 1 | Flow 1: Port → Site | MIR | HITACHI
6777 | PRL-MIR-042-A1 | HVDC-ADOPT-HE-0498 | MIR | EQ-354 | 280458 | 1 | Outdoor covered | Mirfa Seafreight 2.5 Connectors | 115 | 80 | 105 | 0.966 | 215 | 280 | Stackable 3 tier | 85369010 | EUR | 3684.529 | EY0154 | Austria | Linz | Abu Dhabi Airport | 2025-09-21 | 2025-09-24 | [10 empty] | 2025-09-24 |  |  |  | CASE_LIST |  | 1 | site | MIR | 2025-09-24 | site | 0 | 1 | 1 | 2 | 0.92 | 3 | 0.92 | HITACHI(HE) |  | 1 | 1 | 0 | 1 | Flow 1: Port → Site | MIR | HITACHI
6778 | PRL-MIR-042-A1 | HVDC-ADOPT-HE-0498 | MIR | EQ-354 | 280459 | 1 | Outdoor covered | Mirfa Seafreight 2.6 Connectors | 115 | 80 | 105 | 0.966 | 218 | 283 | Stackable 3 tier | 85369010 | EUR | 3684.529 | EY0154 | Austria | Linz | Abu Dhabi Airport | 2025-09-21 | 2025-09-24 | [10 empty] | 2025-09-24 |  |  |  | CASE_LIST |  | 1 | site | MIR | 2025-09-24 | site | 0 | 1 | 1 | 2 | 0.92 | 3 | 0.92 | HITACHI(HE) |  | 1 | 1 | 0 | 1 | Flow 1: Port → Site | MIR | HITACHI
6779 | PRL-MIR-042-A1 | HVDC-ADOPT-HE-0498 | MIR | EQ-354 | 280460 | 1 | Outdoor covered | Mirfa Seafreight 2.7 Connectors | 115 | 80 | 105 | 0.966 | 457 | 522 | Stackable 3 tier | 85369010 | EUR | 3684.529 | EY0154 | Austria | Linz | Abu Dhabi Airport | 2025-09-21 | 2025-09-24 | [10 empty] | 2025-09-24 |  |  |  | CASE_LIST |  | 1 | site | MIR | 2025-09-24 | site | 0 | 1 | 1 | 2 | 0.92 | 3 | 0.92 | HITACHI(HE) |  | 1 | 1 | 0 | 1 | Flow 1: Port → Site | MIR | HITACHI
6780 | PRL-MIR-042-A1 | HVDC-ADOPT-HE-0498 | MIR | EQ-354 | 280462 | 1 | Outdoor covered | Mirfa Seafreight 2.9 Connectors | 115 | 80 | 105 | 0.966 | 205 | 270 | Stackable 3 tier | 85369010 | EUR | 3684.529 | EY0154 | Austria | Linz | Abu Dhabi Airport | 2025-09-21 | 2025-09-24 | [10 empty] | 2025-09-24 |  |  |  | CASE_LIST |  | 1 | site | MIR | 2025-09-24 | site | 0 | 1 | 1 | 2 | 0.92 | 3 | 0.92 | HITACHI(HE) |  | 1 | 1 | 0 | 1 | Flow 1: Port → Site | MIR | HITACHI
6781 | PRL-MIR-042-A1 | HVDC-ADOPT-HE-0498 | MIR | EQ-354 | 280464 | 1 | Outdoor covered | Mirfa Seafreight 2.11 Connectors | 115 | 80 | 105 | 0.966 | 106 | 171 | Stackable 3 tier | 85369010 | EUR | 3684.529 | EY0154 | Austria | Linz | Abu Dhabi Airport | 2025-09-21 | 2025-09-24 | [10 empty] | 2025-09-24 |  |  |  | CASE_LIST |  | 1 | site | MIR | 2025-09-24 | site | 0 | 1 | 1 | 2 | 0.92 | 3 | 0.92 | HITACHI(HE) |  | 1 | 1 | 0 | 1 | Flow 1: Port → Site | MIR | HITACHI
6782 | PRL-MIR-042-A1 | HVDC-ADOPT-HE-0498 | MIR | EQ-354 | 280465 | 1 | Outdoor covered | Mirfa Seafreight 2.12 Connectors | 115 | 80 | 105 | 0.966 | 105 | 170 | Stackable 3 tier | 85369010 | EUR | 3684.529 | EY0154 | Austria | Linz | Abu Dhabi Airport | 2025-09-21 | 2025-09-24 | [10 empty] | 2025-09-24 |  |  |  | CASE_LIST |  | 1 | site | MIR | 2025-09-24 | site | 0 | 1 | 1 | 2 | 0.92 | 3 | 0.92 | HITACHI(HE) |  | 1 | 1 | 0 | 1 | Flow 1: Port → Site | MIR | HITACHI
6783 | PRL-MIR-042-A1 | HVDC-ADOPT-HE-0498 | MIR | EQ-354 | 280466 | 1 | Outdoor covered | Mirfa Seafreight 2.13 Connectors | 115 | 80 | 105 | 0.966 | 107 | 172 | Stackable 3 tier | 85369010 | EUR | 3684.529 | EY0154 | Austria | Linz | Abu Dhabi Airport | 2025-09-21 | 2025-09-24 | [10 empty] | 2025-09-24 |  |  |  | CASE_LIST |  | 1 | site | MIR | 2025-09-24 | site | 0 | 1 | 1 | 2 | 0.92 | 3 | 0.92 | HITACHI(HE) |  | 1 | 1 | 0 | 1 | Flow 1: Port → Site | MIR | HITACHI
6784 | PRL-MIR-042-A1 | HVDC-ADOPT-HE-0498 | MIR | EQ-354 | 280467 | 1 | Outdoor covered | Mirfa Seafreight 2.14 Connectors | 115 | 80 | 105 | 0.966 | 458 | 523 | Stackable 3 tier | 85369010 | EUR | 3684.529 | EY0154 | Austria | Linz | Abu Dhabi Airport | 2025-09-21 | 2025-09-24 | [10 empty] | 2025-09-24 |  |  |  | CASE_LIST |  | 1 | site | MIR | 2025-09-24 | site | 0 | 1 | 1 | 2 | 0.92 | 3 | 0.92 | HITACHI(HE) |  | 1 | 1 | 0 | 1 | Flow 1: Port → Site | MIR | HITACHI
6785 | PRL-MIR-042-A1 | HVDC-ADOPT-HE-0498 | MIR | EQ-354 | 280468 | 1 | Outdoor covered | Mirfa Seafreight 2.15 Connectors | 115 | 80 | 105 | 0.966 | 99 | 164 | Stackable 3 tier | 85369010 | EUR | 3684.529 | EY0154 | Austria | Linz | Abu Dhabi Airport | 2025-09-21 | 2025-09-24 | [10 empty] | 2025-09-24 |  |  |  | CASE_LIST |  | 1 | site | MIR | 2025-09-24 | site | 0 | 1 | 1 | 2 | 0.92 | 3 | 0.92 | HITACHI(HE) |  | 1 | 1 | 0 | 1 | Flow 1: Port → Site | MIR | HITACHI
6786 | PRL-MIR-042-A1 | HVDC-ADOPT-HE-0498 | MIR | EQ-354 | 280469 | 1 | Outdoor covered | Mirfa Seafreight 2.16 Connectors | 115 | 80 | 105 | 0.966 | 106 | 171 | Stackable 3 tier | 85369010 | EUR | 3684.529 | EY0154 | Austria | Linz | Abu Dhabi Airport | 2025-09-21 | 2025-09-24 | [10 empty] | 2025-09-24 |  |  |  | CASE_LIST |  | 1 | site | MIR | 2025-09-24 | site | 0 | 1 | 1 | 2 | 0.92 | 3 | 0.92 | HITACHI(HE) |  | 1 | 1 | 0 | 1 | Flow 1: Port → Site | MIR | HITACHI
6787 | PRL-MIR-042-A1 | HVDC-ADOPT-HE-0498 | MIR | EQ-354 | 280470 | 1 | Outdoor covered | Mirfa Seafreight 2.17 Connectors | 115 | 80 | 105 | 0.966 | 105 | 170 | Stackable 3 tier | 85369010 | EUR | 3684.529 | EY0154 | Austria | Linz | Abu Dhabi Airport | 2025-09-21 | 2025-09-24 | [10 empty] | 2025-09-24 |  |  |  | CASE_LIST |  | 1 | site | MIR | 2025-09-24 | site | 0 | 1 | 1 | 2 | 0.92 | 3 | 0.92 | HITACHI(HE) |  | 1 | 1 | 0 | 1 | Flow 1: Port → Site | MIR | HITACHI
6788 | PRL-MIR-042-A1 | HVDC-ADOPT-HE-0498 | MIR | EQ-354 | 280471 | 1 | Outdoor covered | Mirfa Seafreight 2.18 Connectors | 115 | 80 | 105 | 0.966 | 105 | 170 | Stackable 3 tier | 85369010 | EUR | 3684.529 | EY0154 | Austria | Linz | Abu Dhabi Airport | 2025-09-21 | 2025-09-24 | [10 empty] | 2025-09-24 |  |  |  | CASE_LIST |  | 1 | site | MIR | 2025-09-24 | site | 0 | 1 | 1 | 2 | 0.92 | 3 | 0.92 | HITACHI(HE) |  | 1 | 1 | 0 | 1 | Flow 1: Port → Site | MIR | HITACHI
6789 | PRL-MIR-042-A1 | HVDC-ADOPT-HE-0498 | MIR | EQ-354 | 280472 | 1 | Outdoor covered | Mirfa Seafreight 2.19 Connectors | 115 | 80 | 105 | 0.966 | 105 | 170 | Stackable 3 tier | 85369010 | EUR | 3684.529 | EY0154 | Austria | Linz | Abu Dhabi Airport | 2025-09-21 | 2025-09-24 | [10 empty] | 2025-09-24 |  |  |  | CASE_LIST |  | 1 | site | MIR | 2025-09-24 | site | 0 | 1 | 1 | 2 | 0.92 | 3 | 0.92 | HITACHI(HE) |  | 1 | 1 | 0 | 1 | Flow 1: Port → Site | MIR | HITACHI
6790 | PRL-MIR-042-A1 | HVDC-ADOPT-HE-0498 | MIR | EQ-354 | 280473 | 1 | Outdoor covered | Mirfa Seafreight 2.20 Connectors | 115 | 80 | 105 | 0.966 | 108 | 173 | Stackable 3 tier | 85369010 | EUR | 3684.529 | EY0154 | Austria | Linz | Abu Dhabi Airport | 2025-09-21 | 2025-09-24 | [10 empty] | 2025-09-24 |  |  |  | CASE_LIST |  | 1 | site | MIR | 2025-09-24 | site | 0 | 1 | 1 | 2 | 0.92 | 3 | 0.92 | HITACHI(HE) |  | 1 | 1 | 0 | 1 | Flow 1: Port → Site | MIR | HITACHI
6791 | PRL-MIR-042-A1 | HVDC-ADOPT-HE-0498 | MIR | EQ-354 | 280474 | 1 | Outdoor covered | Mirfa Seafreight 2.21 Connectors | 115 | 80 | 105 | 0.966 | 109 | 174 | Stackable 3 tier | 85369010 | EUR | 3684.529 | EY0154 | Austria | Linz | Abu Dhabi Airport | 2025-09-21 | 2025-09-24 | [10 empty] | 2025-09-24 |  |  |  | CASE_LIST |  | 1 | site | MIR | 2025-09-24 | site | 0 | 1 | 1 | 2 | 0.92 | 3 | 0.92 | HITACHI(HE) |  | 1 | 1 | 0 | 1 | Flow 1: Port → Site | MIR | HITACHI
6792 | PRL-MIR-042-A1 | HVDC-ADOPT-HE-0498 | MIR | EQ-354 | 280475 | 1 | Outdoor covered | Mirfa Seafreight 2.22 Connectors | 115 | 80 | 105 | 0.966 | 119 | 184 | Stackable 3 tier | 85369010 | EUR | 3684.529 | EY0154 | Austria | Linz | Abu Dhabi Airport | 2025-09-21 | 2025-09-24 | [10 empty] | 2025-09-24 |  |  |  | CASE_LIST |  | 1 | site | MIR | 2025-09-24 | site | 0 | 1 | 1 | 2 | 0.92 | 3 | 0.92 | HITACHI(HE) |  | 1 | 1 | 0 | 1 | Flow 1: Port → Site | MIR | HITACHI
6793 | PRL-MIR-042-A1 | HVDC-ADOPT-HE-0498 | MIR | EQ-354 | 280476 | 1 | Outdoor covered | Mirfa Seafreight 2.23 Connectors | 115 | 80 | 105 | 0.966 | 121 | 186 | Stackable 3 tier | 85369010 | EUR | 3684.529 | EY0154 | Austria | Linz | Abu Dhabi Airport | 2025-09-21 | 2025-09-24 | [10 empty] | 2025-09-24 |  |  |  | CASE_LIST |  | 1 | site | MIR | 2025-09-24 | site | 0 | 1 | 1 | 2 | 0.92 | 3 | 0.92 | HITACHI(HE) |  | 1 | 1 | 0 | 1 | Flow 1: Port → Site | MIR | HITACHI
6794 | PRL-MIR-042-A1 | HVDC-ADOPT-HE-0498 | MIR | EQ-354 | 280477 | 1 | Outdoor covered | Mirfa Seafreight 2.24 Connectors | 115 | 80 | 105 | 0.966 | 455 | 520 | Stackable 3 tier | 85369010 | EUR | 3684.529 | EY0154 | Austria | Linz | Abu Dhabi Airport | 2025-09-21 | 2025-09-24 | [10 empty] | 2025-09-24 |  |  |  | CASE_LIST |  | 1 | site | MIR | 2025-09-24 | site | 0 | 1 | 1 | 2 | 0.92 | 3 | 0.92 | HITACHI(HE) |  | 1 | 1 | 0 | 1 | Flow 1: Port → Site | MIR | HITACHI
6795 | PRL-MIR-042-A1 | HVDC-ADOPT-HE-0498 | MIR | EQ-354 | 280478 | 1 | Outdoor covered | Mirfa Seafreight 2.25 Connectors | 115 | 80 | 105 | 0.966 | 366 | 431 | Stackable 3 tier | 85369010 | EUR | 3684.529 | EY0154 | Austria | Linz | Abu Dhabi Airport | 2025-09-21 | 2025-09-24 | [10 empty] | 2025-09-24 |  |  |  | CASE_LIST |  | 1 | site | MIR | 2025-09-24 | site | 0 | 1 | 1 | 2 | 0.92 | 3 | 0.92 | HITACHI(HE) |  | 1 | 1 | 0 | 1 | Flow 1: Port → Site | MIR | HITACHI
6670 | PRL-DAS-037-A3 | HVDC-ADOPT-HE-0497 | DAS | EQ-354 | 208954 | 1 | Outdoor covered | Das Main 2.1 - connectors | 115 | 80 | 105 | 0.966 | 495 | 560 | Stackable 3 tier | 8536 9010 | EUR | 4755.578 | EY419 | NETHERLANDS | Amsterdam | Abu Dhabi Airport | 2025-09-08 | 2025-09-09 | [6 empty] | 2025-09-15 | [5 empty] | 2025-09-20 |  | CASE_LIST | 1 | 1 | site | DAS | 2025-09-20 | site | 1 | 2 | 0 | 2 | 0.92 | 3 | 0.92 | HITACHI(HE) |  | 1 | 2 | 1 | 3 | Flow 3: Port → MOSB → Site | DAS | HITACHI
6671 | PRL-DAS-037-A3 | HVDC-ADOPT-HE-0497 | DAS | EQ-354 | 208955 | 1 | Outdoor covered | Das Main 2.2 - connectors | 115 | 80 | 105 | 0.966 | 542 | 607 | Stackable 3 tier | 8536 9010 | EUR | 4755.578 | EY419 | NETHERLANDS | Amsterdam | Abu Dhabi Airport | 2025-09-08 | 2025-09-09 | [6 empty] | 2025-09-15 | [5 empty] | 2025-09-21 |  | CASE_LIST | 1 | 1 | site | DAS | 2025-09-21 | site | 1 | 2 | 0 | 2 | 0.92 | 3 | 0.92 | HITACHI(HE) |  | 1 | 2 | 1 | 3 | Flow 3: Port → MOSB → Site | DAS | HITACHI
6672 | PRL-DAS-037-A3 | HVDC-ADOPT-HE-0497 | DAS | EQ-354 | 208956 | 1 | Outdoor covered | Das Main 2.3 - connectors | 115 | 80 | 105 | 0.966 | 435 | 500 | Stackable 3 tier | 8536 9010 | EUR | 4755.578 | EY419 | NETHERLANDS | Amsterdam | Abu Dhabi Airport | 2025-09-08 | 2025-09-09 | [6 empty] | 2025-09-15 | [5 empty] | 2025-09-20 |  | CASE_LIST | 1 | 1 | site | DAS | 2025-09-20 | site | 1 | 2 | 0 | 2 | 0.92 | 3 | 0.92 | HITACHI(HE) |  | 1 | 2 | 1 | 3 | Flow 3: Port → MOSB → Site | DAS | HITACHI
6673 | PRL-DAS-037-A3 | HVDC-ADOPT-HE-0497 | DAS | EQ-354 | 208957 | 1 | Outdoor covered | Das Main 2.4 - connectors | 115 | 80 | 105 | 0.966 | 105 | 170 | Stackable 3 tier | 8536 9010 | EUR | 4755.578 | EY419 | NETHERLANDS | Amsterdam | Abu Dhabi Airport | 2025-09-08 | 2025-09-09 | [6 empty] | 2025-09-15 | [5 empty] | 2025-09-21 |  | CASE_LIST | 1 | 1 | site | DAS | 2025-09-21 | site | 1 | 2 | 0 | 2 | 0.92 | 3 | 0.92 | HITACHI(HE) |  | 1 | 2 | 1 | 3 | Flow 3: Port → MOSB → Site | DAS | HITACHI
6674 | PRL-DAS-037-A3 | HVDC-ADOPT-HE-0497 | DAS | EQ-354 | 208958 | 1 | Outdoor covered | Das Main 2.5 - connectors | 115 | 80 | 105 | 0.966 | 99 | 164 | Stackable 3 tier | 8536 9010 | EUR | 4755.578 | EY419 | NETHERLANDS | Amsterdam | Abu Dhabi Airport | 2025-09-08 | 2025-09-09 | [6 empty] | 2025-09-15 | [5 empty] | 2025-09-21 |  | CASE_LIST | 1 | 1 | site | DAS | 2025-09-21 | site | 1 | 2 | 0 | 2 | 0.92 | 3 | 0.92 | HITACHI(HE) |  | 1 | 2 | 1 | 3 | Flow 3: Port → MOSB → Site | DAS | HITACHI
6675 | PRL-DAS-037-A3 | HVDC-ADOPT-HE-0497 | DAS | EQ-354 | 208959 | 1 | Outdoor covered | Das Main 2.6 - connectors | 115 | 80 | 105 | 0.966 | 98 | 163 | Stackable 3 tier | 8536 9010 | EUR | 4755.578 | EY419 | NETHERLANDS | Amsterdam | Abu Dhabi Airport | 2025-09-08 | 2025-09-09 | [6 empty] | 2025-09-15 | [5 empty] | 2025-09-20 |  | CASE_LIST | 1 | 1 | site | DAS | 2025-09-20 | site | 1 | 2 | 0 | 2 | 0.92 | 3 | 0.92 | HITACHI(HE) |  | 1 | 2 | 1 | 3 | Flow 3: Port → MOSB → Site | DAS | HITACHI
6676 | PRL-DAS-037-A3 | HVDC-ADOPT-HE-0497 | DAS | EQ-354 | 208960 | 1 | Outdoor covered | Das Main 2.7 - connectors | 115 | 80 | 105 | 0.966 | 105 | 170 | Stackable 3 tier | 8536 9010 | EUR | 4755.578 | EY419 | NETHERLANDS | Amsterdam | Abu Dhabi Airport | 2025-09-08 | 2025-09-09 | [6 empty] | 2025-09-15 | [5 empty] | 2025-09-20 |  | CASE_LIST | 1 | 1 | site | DAS | 2025-09-20 | site | 1 | 2 | 0 | 2 | 0.92 | 3 | 0.92 | HITACHI(HE) |  | 1 | 2 | 1 | 3 | Flow 3: Port → MOSB → Site | DAS | HITACHI
6677 | PRL-DAS-037-A3 | HVDC-ADOPT-HE-0497 | DAS | EQ-354 | 208961 | 1 | Outdoor covered | Das Main 2.8 - connectors | 115 | 80 | 105 | 0.966 | 99 | 164 | Stackable 3 tier | 8536 9010 | EUR | 4755.578 | EY419 | NETHERLANDS | Amsterdam | Abu Dhabi Airport | 2025-09-08 | 2025-09-09 | [6 empty] | 2025-09-15 | [5 empty] | 2025-09-20 |  | CASE_LIST | 1 | 1 | site | DAS | 2025-09-20 | site | 1 | 2 | 0 | 2 | 0.92 | 3 | 0.92 | HITACHI(HE) |  | 1 | 2 | 1 | 3 | Flow 3: Port → MOSB → Site | DAS | HITACHI
6678 | PRL-DAS-037-A3 | HVDC-ADOPT-HE-0497 | DAS | EQ-354 | 208962 | 1 | Outdoor covered | Das Main 2.9 - connectors | 115 | 80 | 105 | 0.966 | 108 | 173 | Stackable 3 tier | 8536 9010 | EUR | 4755.578 | EY419 | NETHERLANDS | Amsterdam | Abu Dhabi Airport | 2025-09-08 | 2025-09-09 | [6 empty] | 2025-09-15 | [5 empty] | 2025-09-21 |  | CASE_LIST | 1 | 1 | site | DAS | 2025-09-21 | site | 1 | 2 | 0 | 2 | 0.92 | 3 | 0.92 | HITACHI(HE) |  | 1 | 2 | 1 | 3 | Flow 3: Port → MOSB → Site | DAS | HITACHI
6679 | PRL-DAS-037-A3 | HVDC-ADOPT-HE-0497 | DAS | EQ-354 | 208963 | 1 | Outdoor covered | Das Main 2.10 - connectors | 115 | 80 | 105 | 0.966 | 124 | 189 | Stackable 3 tier | 8536 9010 | EUR | 4755.578 | EY419 | NETHERLANDS | Amsterdam | Abu Dhabi Airport | 2025-09-08 | 2025-09-09 | [6 empty] | 2025-09-15 | [5 empty] | 2025-09-21 |  | CASE_LIST | 1 | 1 | site | DAS | 2025-09-21 | site | 1 | 2 | 0 | 2 | 0.92 | 3 | 0.92 | HITACHI(HE) |  | 1 | 2 | 1 | 3 | Flow 3: Port → MOSB → Site | DAS | HITACHI
6680 | PRL-DAS-037-A3 | HVDC-ADOPT-HE-0497 | DAS | EQ-354 | 208964 | 1 | Outdoor covered | Das Main 2.11 - connectors | 115 | 80 | 105 | 0.966 | 198 | 263 | Stackable 3 tier | 8536 9010 | EUR | 4755.578 | EY419 | NETHERLANDS | Amsterdam | Abu Dhabi Airport | 2025-09-08 | 2025-09-09 | [6 empty] | 2025-09-15 | [5 empty] | 2025-09-21 |  | CASE_LIST | 1 | 1 | site | DAS | 2025-09-21 | site | 1 | 2 | 0 | 2 | 0.92 | 3 | 0.92 | HITACHI(HE) |  | 1 | 2 | 1 | 3 | Flow 3: Port → MOSB → Site | DAS | HITACHI
6681 | PRL-DAS-037-A3 | HVDC-ADOPT-HE-0497 | DAS | EQ-354 | 208965 | 1 | Outdoor covered | Das Main 2.12 - connectors | 115 | 80 | 105 | 0.966 | 123 | 188 | Stackable 3 tier | 8536 9010 | EUR | 4755.578 | EY419 | NETHERLANDS | Amsterdam | Abu Dhabi Airport | 2025-09-08 | 2025-09-09 | [6 empty] | 2025-09-15 | [5 empty] | 2025-09-21 |  | CASE_LIST | 1 | 1 | site | DAS | 2025-09-21 | site | 1 | 2 | 0 | 2 | 0.92 | 3 | 0.92 | HITACHI(HE) |  | 1 | 2 | 1 | 3 | Flow 3: Port → MOSB → Site | DAS | HITACHI
6682 | PRL-DAS-037-A3 | HVDC-ADOPT-HE-0497 | DAS | EQ-354 | 208966 | 1 | Outdoor covered | Das Main 2.13 - connectors | 115 | 80 | 105 | 0.966 | 121 | 186 | Stackable 3 tier | 8536 9010 | EUR | 4755.578 | EY419 | NETHERLANDS | Amsterdam | Abu Dhabi Airport | 2025-09-08 | 2025-09-09 | [6 empty] | 2025-09-15 | [5 empty] | 2025-09-20 |  | CASE_LIST | 1 | 1 | site | DAS | 2025-09-20 | site | 1 | 2 | 0 | 2 | 0.92 | 3 | 0.92 | HITACHI(HE) |  | 1 | 2 | 1 | 3 | Flow 3: Port → MOSB → Site | DAS | HITACHI
6683 | PRL-DAS-037-A3 | HVDC-ADOPT-HE-0497 | DAS | EQ-354 | 208967 | 1 | Outdoor covered | Das Main 2.14 - connectors | 115 | 80 | 105 | 0.966 | 146 | 211 | Stackable 3 tier | 8536 9010 | EUR | 4755.578 | EY419 | NETHERLANDS | Amsterdam | Abu Dhabi Airport | 2025-09-08 | 2025-09-09 | [6 empty] | 2025-09-15 | [5 empty] | 2025-09-21 |  | CASE_LIST | 1 | 1 | site | DAS | 2025-09-21 | site | 1 | 2 | 0 | 2 | 0.92 | 3 | 0.92 | HITACHI(HE) |  | 1 | 2 | 1 | 3 | Flow 3: Port → MOSB → Site | DAS | HITACHI
6684 | PRL-DAS-037-A3 | HVDC-ADOPT-HE-0497 | DAS | EQ-354 | 208968 | 1 | Outdoor covered | Das Main 2.15 - connectors | 115 | 80 | 105 | 0.966 | 154 | 219 | Stackable 3 tier | 8536 9010 | EUR | 4755.578 | EY419 | NETHERLANDS | Amsterdam | Abu Dhabi Airport | 2025-09-08 | 2025-09-09 | [6 empty] | 2025-09-15 | [5 empty] | 2025-09-21 |  | CASE_LIST | 1 | 1 | site | DAS | 2025-09-21 | site | 1 | 2 | 0 | 2 | 0.92 | 3 | 0.92 | HITACHI(HE) |  | 1 | 2 | 1 | 3 | Flow 3: Port → MOSB → Site | DAS | HITACHI
6685 | PRL-DAS-037-A3 | HVDC-ADOPT-HE-0497 | DAS | EQ-354 | 208969 | 1 | Outdoor covered | Das Main 2.16 - connectors | 115 | 80 | 105 | 0.966 | 542 | 607 | Stackable 3 tier | 8536 9010 | EUR | 4755.578 | EY419 | NETHERLANDS | Amsterdam | Abu Dhabi Airport | 2025-09-08 | 2025-09-09 | [6 empty] | 2025-09-15 | [5 empty] | 2025-09-20 |  | CASE_LIST | 1 | 1 | site | DAS | 2025-09-20 | site | 1 | 2 | 0 | 2 | 0.92 | 3 | 0.92 | HITACHI(HE) |  | 1 | 2 | 1 | 3 | Flow 3: Port → MOSB → Site | DAS | HITACHI
6686 | PRL-DAS-037-A3 | HVDC-ADOPT-HE-0497 | DAS | EQ-354 | 208970 | 1 | Outdoor covered | Das Main 2.17 - connectors | 115 | 80 | 105 | 0.966 | 542 | 583 | Stackable 3 tier | 8536 9010 | EUR | 4755.578 | EY419 | NETHERLANDS | Amsterdam | Abu Dhabi Airport | 2025-09-08 | 2025-09-09 | [6 empty] | 2025-09-15 | [5 empty] | 2025-09-21 |  | CASE_LIST | 1 | 1 | site | DAS | 2025-09-21 | site | 1 | 2 | 0 | 2 | 0.92 | 3 | 0.92 | HITACHI(HE) |  | 1 | 2 | 1 | 3 | Flow 3: Port → MOSB → Site | DAS | HITACHI
6687 | PRL-DAS-037-A3 | HVDC-ADOPT-HE-0497 | DAS | EQ-354 | 208971 | 1 | Outdoor covered | Das Main 2.18 - connectors | 115 | 80 | 105 | 0.966 | 461 | 526 | Stackable 3 tier | 8536 9010 | EUR | 4755.578 | EY419 | NETHERLANDS | Amsterdam | Abu Dhabi Airport | 2025-09-08 | 2025-09-09 | [6 empty] | 2025-09-15 | [5 empty] | 2025-09-21 |  | CASE_LIST | 1 | 1 | site | DAS | 2025-09-21 | site | 1 | 2 | 0 | 2 | 0.92 | 3 | 0.92 | HITACHI(HE) |  | 1 | 2 | 1 | 3 | Flow 3: Port → MOSB → Site | DAS | HITACHI
6688 | PRL-DAS-037-A3 | HVDC-ADOPT-HE-0497 | DAS | EQ-354 | 208972 | 1 | Outdoor covered | Das Main 2.19 - connectors | 115 | 80 | 105 | 0.966 | 334 | 399 | Stackable 3 tier | 8536 9010 | EUR | 4755.578 | EY419 | NETHERLANDS | Amsterdam | Abu Dhabi Airport | 2025-09-08 | 2025-09-09 | [6 empty] | 2025-09-15 | [5 empty] | 2025-09-21 |  | CASE_LIST | 1 | 1 | site | DAS | 2025-09-21 | site | 1 | 2 | 0 | 2 | 0.92 | 3 | 0.92 | HITACHI(HE) |  | 1 | 2 | 1 | 3 | Flow 3: Port → MOSB → Site | DAS | HITACHI
6689 | PRL-DAS-037-A3 | HVDC-ADOPT-HE-0497 | DAS | EQ-354 | 208973 | 1 | Outdoor covered | Das Main 2.20 - connectors | 115 | 80 | 105 | 0.966 | 102 | 167 | Stackable 3 tier | 8536 9010 | EUR | 4755.578 | EY419 | NETHERLANDS | Amsterdam | Abu Dhabi Airport | 2025-09-08 | 2025-09-09 | [6 empty] | 2025-09-15 | [5 empty] | 2025-09-21 |  | CASE_LIST | 1 | 1 | site | DAS | 2025-09-21 | site | 1 | 2 | 0 | 2 | 0.92 | 3 | 0.92 | HITACHI(HE) |  | 1 | 2 | 1 | 3 | Flow 3: Port → MOSB → Site | DAS | HITACHI
6690 | PRL-DAS-037-A3 | HVDC-ADOPT-HE-0497 | DAS | EQ-354 | 208974 | 1 | Outdoor covered | Das Main 2.21 - connectors | 115 | 80 | 105 | 0.966 | 102 | 167 | Stackable 3 tier | 8536 9010 | EUR | 4755.578 | EY419 | NETHERLANDS | Amsterdam | Abu Dhabi Airport | 2025-09-08 | 2025-09-09 | [6 empty] | 2025-09-15 | [5 empty] | 2025-09-21 |  | CASE_LIST | 1 | 1 | site | DAS | 2025-09-21 | site | 1 | 2 | 0 | 2 | 0.92 | 3 | 0.92 | HITACHI(HE) |  | 1 | 2 | 1 | 3 | Flow 3: Port → MOSB → Site | DAS | HITACHI
6691 | PRL-DAS-037-A3 | HVDC-ADOPT-HE-0497 | DAS | EQ-354 | 208975 | 1 | Outdoor covered | Das Main 2.22 - connectors | 115 | 80 | 105 | 0.966 | 102 | 167 | Stackable 3 tier | 8536 9010 | EUR | 4755.578 | EY419 | NETHERLANDS | Amsterdam | Abu Dhabi Airport | 2025-09-08 | 2025-09-09 | [6 empty] | 2025-09-15 | [5 empty] | 2025-09-21 |  | CASE_LIST | 1 | 1 | site | DAS | 2025-09-21 | site | 1 | 2 | 0 | 2 | 0.92 | 3 | 0.92 | HITACHI(HE) |  | 1 | 2 | 1 | 3 | Flow 3: Port → MOSB → Site | DAS | HITACHI
6692 | PRL-DAS-037-A3 | HVDC-ADOPT-HE-0497 | DAS | EQ-354 | 208976 | 1 | Outdoor covered | Das Main 2.23 - connectors | 115 | 80 | 105 | 0.966 | 102 | 167 | Stackable 3 tier | 8536 9010 | EUR | 4755.578 | EY419 | NETHERLANDS | Amsterdam | Abu Dhabi Airport | 2025-09-08 | 2025-09-09 | [6 empty] | 2025-09-15 | [5 empty] | 2025-09-21 |  | CASE_LIST | 1 | 1 | site | DAS | 2025-09-21 | site | 1 | 2 | 0 | 2 | 0.92 | 3 | 0.92 | HITACHI(HE) |  | 1 | 2 | 1 | 3 | Flow 3: Port → MOSB → Site | DAS | HITACHI
6693 | PRL-DAS-037-A3 | HVDC-ADOPT-HE-0497 | DAS | EQ-354 | 208977 | 1 | Outdoor covered | Das Main 2.24 - connectors | 115 | 80 | 105 | 0.966 | 100 | 165 | Stackable 3 tier | 8536 9010 | EUR | 4755.578 | EY419 | NETHERLANDS | Amsterdam | Abu Dhabi Airport | 2025-09-08 | 2025-09-09 | [6 empty] | 2025-09-15 | [5 empty] | 2025-09-21 |  | CASE_LIST | 1 | 1 | site | DAS | 2025-09-21 | site | 1 | 2 | 0 | 2 | 0.92 | 3 | 0.92 | HITACHI(HE) |  | 1 | 2 | 1 | 3 | Flow 3: Port → MOSB → Site | DAS | HITACHI
6694 | PRL-DAS-037-A3 | HVDC-ADOPT-HE-0497 | DAS | EQ-354 | 208978 | 1 | Outdoor covered | Das Main 2.25 - connectors | 115 | 80 | 105 | 0.966 | 101 | 166 | Stackable 3 tier | 8536 9010 | EUR | 4755.578 | EY419 | NETHERLANDS | Amsterdam | Abu Dhabi Airport | 2025-09-08 | 2025-09-09 | [6 empty] | 2025-09-15 | [5 empty] | 2025-09-21 |  | CASE_LIST | 1 | 1 | site | DAS | 2025-09-21 | site | 1 | 2 | 0 | 2 | 0.92 | 3 | 0.92 | HITACHI(HE) |  | 1 | 2 | 1 | 3 | Flow 3: Port → MOSB → Site | DAS | HITACHI
6695 | PRL-DAS-037-A3 | HVDC-ADOPT-HE-0497 | DAS | EQ-354 | 208979 | 1 | Outdoor covered | Das Main 2.26 - connectors | 115 | 80 | 105 | 0.966 | 108 | 173 | Stackable 3 tier | 8536 9010 | EUR | 4755.578 | EY419 | NETHERLANDS | Amsterdam | Abu Dhabi Airport | 2025-09-08 | 2025-09-09 | [6 empty] | 2025-09-15 | [5 empty] | 2025-09-21 |  | CASE_LIST | 1 | 1 | site | DAS | 2025-09-21 | site | 1 | 2 | 0 | 2 | 0.92 | 3 | 0.92 | HITACHI(HE) |  | 1 | 2 | 1 | 3 | Flow 3: Port → MOSB → Site | DAS | HITACHI
6696 | PRL-DAS-037-A3 | HVDC-ADOPT-HE-0497 | DAS | EQ-354 | 208980 | 1 | Outdoor covered | Das Main 2.27 - connectors | 115 | 80 | 105 | 0.966 | 105 | 170 | Stackable 3 tier | 8536 9010 | EUR | 4755.578 | EY419 | NETHERLANDS | Amsterdam | Abu Dhabi Airport | 2025-09-08 | 2025-09-09 | [6 empty] | 2025-09-15 | [5 empty] | 2025-09-21 |  | CASE_LIST | 1 | 1 | site | DAS | 2025-09-21 | site | 1 | 2 | 0 | 2 | 0.92 | 3 | 0.92 | HITACHI(HE) |  | 1 | 2 | 1 | 3 | Flow 3: Port → MOSB → Site | DAS | HITACHI
6697 | PRL-DAS-037-A3 | HVDC-ADOPT-HE-0497 | DAS | EQ-354 | 208981 | 1 | Outdoor covered | Das Main 2.28 - connectors | 115 | 80 | 105 | 0.966 | 150 | 215 | Stackable 3 tier | 8536 9010 | EUR | 4755.578 | EY419 | NETHERLANDS | Amsterdam | Abu Dhabi Airport | 2025-09-08 | 2025-09-09 | [6 empty] | 2025-09-15 | [5 empty] | 2025-09-21 |  | CASE_LIST | 1 | 1 | site | DAS | 2025-09-21 | site | 1 | 2 | 0 | 2 | 0.92 | 3 | 0.92 | HITACHI(HE) |  | 1 | 2 | 1 | 3 | Flow 3: Port → MOSB → Site | DAS | HITACHI
6698 | PRL-DAS-037-A3 | HVDC-ADOPT-HE-0497 | DAS | EQ-354 | 208982 | 1 | Outdoor covered | Das Main 2.29 - connectors | 115 | 80 | 105 | 0.966 | 187 | 252 | Stackable 3 tier | 8536 9010 | EUR | 4755.578 | EY419 | NETHERLANDS | Amsterdam | Abu Dhabi Airport | 2025-09-08 | 2025-09-09 | [6 empty] | 2025-09-15 | [5 empty] | 2025-09-20 |  | CASE_LIST | 1 | 1 | site | DAS | 2025-09-20 | site | 1 | 2 | 0 | 2 | 0.92 | 3 | 0.92 | HITACHI(HE) |  | 1 | 2 | 1 | 3 | Flow 3: Port → MOSB → Site | DAS | HITACHI
6699 | PRL-DAS-037-A3 | HVDC-ADOPT-HE-0497 | DAS | EQ-354 | 209657 | 1 | Outdoor covered | Das Main 2.30 - connectors | 115 | 80 | 105 | 0.966 | 464 | 529 | Stackable 3 tier | 8536 9010 | EUR | 4755.578 | EY419 | NETHERLANDS | Amsterdam | Abu Dhabi Airport | 2025-09-08 | 2025-09-09 | [6 empty] | 2025-09-15 | [5 empty] | 2025-09-21 |  | CASE_LIST | 1 | 1 | site | DAS | 2025-09-21 | site | 1 | 2 | 0 | 2 | 0.92 | 3 | 0.92 | HITACHI(HE) |  | 1 | 2 | 1 | 3 | Flow 3: Port → MOSB → Site | DAS | HITACHI
6700 | PRL-DAS-037-A3 | HVDC-ADOPT-HE-0497 | DAS | EQ-354 | 209658 | 1 | Outdoor covered | Das Main 2.31 - connectors | 115 | 80 | 105 | 0.966 | 68 | 133 | Stackable 3 tier | 8536 9010 | EUR | 4755.578 | EY419 | NETHERLANDS | Amsterdam | Abu Dhabi Airport | 2025-09-08 | 2025-09-09 | [6 empty] | 2025-09-15 | [5 empty] | 2025-09-21 |  | CASE_LIST | 1 | 1 | site | DAS | 2025-09-21 | site | 1 | 2 | 0 | 2 | 0.92 | 3 | 0.92 | HITACHI(HE) |  | 1 | 2 | 1 | 3 | Flow 3: Port → MOSB → Site | DAS | HITACHI
6701 | PRL-DAS-037-A3 | HVDC-ADOPT-HE-0497 | DAS | EQ-354 | 209659 | 1 | Outdoor covered | Das Main 2.32 - connectors | 115 | 80 | 105 | 0.966 | 69 | 134 | Stackable 3 tier | 8536 9010 | EUR | 4755.578 | EY419 | NETHERLANDS | Amsterdam | Abu Dhabi Airport | 2025-09-08 | 2025-09-09 | [6 empty] | 2025-09-15 | [5 empty] | 2025-09-20 |  | CASE_LIST | 1 | 1 | site | DAS | 2025-09-20 | site | 1 | 2 | 0 | 2 | 0.92 | 3 | 0.92 | HITACHI(HE) |  | 1 | 2 | 1 | 3 | Flow 3: Port → MOSB → Site | DAS | HITACHI
6702 | PRL-DAS-037-A3 | HVDC-ADOPT-HE-0497 | DAS | EQ-354 | 209660 | 1 | Outdoor covered | Das Main 2.33 - connectors | 115 | 80 | 105 | 0.966 | 87 | 152 | Stackable 3 tier | 8536 9010 | EUR | 4755.578 | EY419 | NETHERLANDS | Amsterdam | Abu Dhabi Airport | 2025-09-08 | 2025-09-09 | [6 empty] | 2025-09-15 | [5 empty] | 2025-09-20 |  | CASE_LIST | 1 | 1 | site | DAS | 2025-09-20 | site | 1 | 2 | 0 | 2 | 0.92 | 3 | 0.92 | HITACHI(HE) |  | 1 | 2 | 1 | 3 | Flow 3: Port → MOSB → Site | DAS | HITACHI
6703 | PRL-DAS-037-A3 | HVDC-ADOPT-HE-0497 | DAS | EQ-354 | 209661 | 1 | Outdoor covered | Das Main 2.34 - connectors | 115 | 80 | 105 | 0.966 | 406 | 471 | Stackable 3 tier | 8536 9010 | EUR | 4755.578 | EY419 | NETHERLANDS | Amsterdam | Abu Dhabi Airport | 2025-09-08 | 2025-09-09 | [6 empty] | 2025-09-15 | [5 empty] | 2025-09-21 |  | CASE_LIST | 1 | 1 | site | DAS | 2025-09-21 | site | 1 | 2 | 0 | 2 | 0.92 | 3 | 0.92 | HITACHI(HE) |  | 1 | 2 | 1 | 3 | Flow 3: Port → MOSB → Site | DAS | HITACHI
6704 | PRL-DAS-037-A3 | HVDC-ADOPT-HE-0497 | DAS | EQ-354 | 209662 | 1 | Outdoor covered | Das Main 2.35 - connectors | 115 | 80 | 105 | 0.966 | 108 | 173 | Stackable 3 tier | 8536 9010 | EUR | 4755.578 | EY419 | NETHERLANDS | Amsterdam | Abu Dhabi Airport | 2025-09-08 | 2025-09-09 | [6 empty] | 2025-09-15 | [5 empty] | 2025-09-20 |  | CASE_LIST | 1 | 1 | site | DAS | 2025-09-20 | site | 1 | 2 | 0 | 2 | 0.92 | 3 | 0.92 | HITACHI(HE) |  | 1 | 2 | 1 | 3 | Flow 3: Port → MOSB → Site | DAS | HITACHI
6705 | PRL-DAS-037-A3 | HVDC-ADOPT-HE-0497 | DAS | EQ-354 | 209663 | 1 | Outdoor covered | Das Main 2.36 - connectors | 115 | 80 | 105 | 0.966 | 109 | 174 | Stackable 3 tier | 8536 9010 | EUR | 4755.578 | EY419 | NETHERLANDS | Amsterdam | Abu Dhabi Airport | 2025-09-08 | 2025-09-09 | [6 empty] | 2025-09-15 | [5 empty] | 2025-09-21 |  | CASE_LIST | 1 | 1 | site | DAS | 2025-09-21 | site | 1 | 2 | 0 | 2 | 0.92 | 3 | 0.92 | HITACHI(HE) |  | 1 | 2 | 1 | 3 | Flow 3: Port → MOSB → Site | DAS | HITACHI
6706 | PRL-DAS-037-A3 | HVDC-ADOPT-HE-0497 | DAS | EQ-354 | 209664 | 1 | Outdoor covered | Das Main 2.37 - connectors | 115 | 80 | 105 | 0.966 | 105 | 170 | Stackable 3 tier | 8536 9010 | EUR | 4755.578 | EY419 | NETHERLANDS | Amsterdam | Abu Dhabi Airport | 2025-09-08 | 2025-09-09 | [6 empty] | 2025-09-15 | [5 empty] | 2025-09-20 |  | CASE_LIST | 1 | 1 | site | DAS | 2025-09-20 | site | 1 | 2 | 0 | 2 | 0.92 | 3 | 0.92 | HITACHI(HE) |  | 1 | 2 | 1 | 3 | Flow 3: Port → MOSB → Site | DAS | HITACHI
6707 | PRL-DAS-037-A3 | HVDC-ADOPT-HE-0497 | DAS | EQ-354 | 209665 | 1 | Outdoor covered | Das Main 2.38 - connectors | 115 | 80 | 105 | 0.966 | 103 | 168 | Stackable 3 tier | 8536 9010 | EUR | 4755.578 | EY419 | NETHERLANDS | Amsterdam | Abu Dhabi Airport | 2025-09-08 | 2025-09-09 | [6 empty] | 2025-09-15 | [5 empty] | 2025-09-21 |  | CASE_LIST | 1 | 1 | site | DAS | 2025-09-21 | site | 1 | 2 | 0 | 2 | 0.92 | 3 | 0.92 | HITACHI(HE) |  | 1 | 2 | 1 | 3 | Flow 3: Port → MOSB → Site | DAS | HITACHI
6708 | PRL-DAS-037-A3 | HVDC-ADOPT-HE-0497 | DAS | EQ-354 | 209666 | 1 | Outdoor covered | Das Main 2.39 - connectors | 115 | 80 | 105 | 0.966 | 239 | 304 | Stackable 3 tier | 8536 9010 | EUR | 4755.578 | EY419 | NETHERLANDS | Amsterdam | Abu Dhabi Airport | 2025-09-08 | 2025-09-09 | [6 empty] | 2025-09-15 | [5 empty] | 2025-09-21 |  | CASE_LIST | 1 | 1 | site | DAS | 2025-09-21 | site | 1 | 2 | 0 | 2 | 0.92 | 3 | 0.92 | HITACHI(HE) |  | 1 | 2 | 1 | 3 | Flow 3: Port → MOSB → Site | DAS | HITACHI
6709 | PRL-DAS-037-A3 | HVDC-ADOPT-HE-0497 | DAS | EQ-354 | 209667 | 1 | Outdoor covered | Das Main 2.40 - connectors | 115 | 80 | 105 | 0.966 | 101 | 166 | Stackable 3 tier | 8536 9010 | EUR | 4755.578 | EY419 | NETHERLANDS | Amsterdam | Abu Dhabi Airport | 2025-09-08 | 2025-09-09 | [6 empty] | 2025-09-15 | [5 empty] | 2025-09-20 |  | CASE_LIST | 1 | 1 | site | DAS | 2025-09-20 | site | 1 | 2 | 0 | 2 | 0.92 | 3 | 0.92 | HITACHI(HE) |  | 1 | 2 | 1 | 3 | Flow 3: Port → MOSB → Site | DAS | HITACHI
6710 | PRL-DAS-037-A3 | HVDC-ADOPT-HE-0497 | DAS | EQ-354 | 209668 | 1 | Outdoor covered | Das Main 2.41 - connectors | 115 | 80 | 105 | 0.966 | 242 | 307 | Stackable 3 tier | 8536 9010 | EUR | 4755.578 | EY419 | NETHERLANDS | Amsterdam | Abu Dhabi Airport | 2025-09-08 | 2025-09-09 | [6 empty] | 2025-09-15 | [5 empty] | 2025-09-20 |  | CASE_LIST | 1 | 1 | site | DAS | 2025-09-20 | site | 1 | 2 | 0 | 2 | 0.92 | 3 | 0.92 | HITACHI(HE) |  | 1 | 2 | 1 | 3 | Flow 3: Port → MOSB → Site | DAS | HITACHI
6711 | PRL-DAS-037-A3 | HVDC-ADOPT-HE-0497 | DAS | EQ-354 | 209669 | 1 | Outdoor covered | Das Main 2.42 - connectors | 115 | 80 | 105 | 0.966 | 379 | 444 | Stackable 3 tier | 8536 9010 | EUR | 4755.578 | EY419 | NETHERLANDS | Amsterdam | Abu Dhabi Airport | 2025-09-08 | 2025-09-09 | [6 empty] | 2025-09-15 | [5 empty] | 2025-09-21 |  | CASE_LIST | 1 | 1 | site | DAS | 2025-09-21 | site | 1 | 2 | 0 | 2 | 0.92 | 3 | 0.92 | HITACHI(HE) |  | 1 | 2 | 1 | 3 | Flow 3: Port → MOSB → Site | DAS | HITACHI
6712 | PRL-DAS-037-A3 | HVDC-ADOPT-HE-0497 | DAS | EQ-354 | 209670 | 1 | Outdoor covered | Das Main 2.43 - connectors | 115 | 80 | 105 | 0.966 | 300 | 365 | Stackable 3 tier | 8536 9010 | EUR | 4755.578 | EY419 | NETHERLANDS | Amsterdam | Abu Dhabi Airport | 2025-09-08 | 2025-09-09 | [6 empty] | 2025-09-15 | [5 empty] | 2025-09-20 |  | CASE_LIST | 1 | 1 | site | DAS | 2025-09-20 | site | 1 | 2 | 0 | 2 | 0.92 | 3 | 0.92 | HITACHI(HE) |  | 1 | 2 | 1 | 3 | Flow 3: Port → MOSB → Site | DAS | HITACHI
6713 | PRL-DAS-037-A3 | HVDC-ADOPT-HE-0497 | DAS | EQ-354 | 209671 | 1 | Outdoor covered | Das Main 2.44 - connectors | 115 | 80 | 105 | 0.966 | 185 | 250 | Stackable 3 tier | 8536 9010 | EUR | 4755.578 | EY419 | NETHERLANDS | Amsterdam | Abu Dhabi Airport | 2025-09-08 | 2025-09-09 | [6 empty] | 2025-09-15 | [5 empty] | 2025-09-21 |  | CASE_LIST | 1 | 1 | site | DAS | 2025-09-21 | site | 1 | 2 | 0 | 2 | 0.92 | 3 | 0.92 | HITACHI(HE) |  | 1 | 2 | 1 | 3 | Flow 3: Port → MOSB → Site | DAS | HITACHI
6714 | PRL-DAS-037-A3 | HVDC-ADOPT-HE-0497 | DAS | EQ-354 | 209672 | 1 | Outdoor covered | Das Main 2.45 - connectors | 115 | 80 | 105 | 0.966 | 111 | 176 | Stackable 3 tier | 8536 9010 | EUR | 4755.578 | EY419 | NETHERLANDS | Amsterdam | Abu Dhabi Airport | 2025-09-08 | 2025-09-09 | [6 empty] | 2025-09-15 | [5 empty] | 2025-09-21 |  | CASE_LIST | 1 | 1 | site | DAS | 2025-09-21 | site | 1 | 2 | 0 | 2 | 0.92 | 3 | 0.92 | HITACHI(HE) |  | 1 | 2 | 1 | 3 | Flow 3: Port → MOSB → Site | DAS | HITACHI
6715 | PRL-DAS-037-A3 | HVDC-ADOPT-HE-0497 | DAS | EQ-354 | 209673 | 1 | Outdoor covered | Das Main 2.46 - connectors | 115 | 80 | 105 | 0.966 | 273 | 338 | Stackable 3 tier | 8536 9010 | EUR | 4755.578 | EY419 | NETHERLANDS | Amsterdam | Abu Dhabi Airport | 2025-09-08 | 2025-09-09 | [6 empty] | 2025-09-15 | [5 empty] | 2025-09-20 |  | CASE_LIST | 1 | 1 | site | DAS | 2025-09-20 | site | 1 | 2 | 0 | 2 | 0.92 | 3 | 0.92 | HITACHI(HE) |  | 1 | 2 | 1 | 3 | Flow 3: Port → MOSB → Site | DAS | HITACHI
6716 | PRL-DAS-037-A3 | HVDC-ADOPT-HE-0497 | DAS | EQ-354 | 209674 | 1 | Outdoor covered | Das Main 2.47 - connectors | 115 | 80 | 105 | 0.966 | 153 | 218 | Stackable 3 tier | 8536 9010 | EUR | 4755.578 | EY419 | NETHERLANDS | Amsterdam | Abu Dhabi Airport | 2025-09-08 | 2025-09-09 | [6 empty] | 2025-09-15 | [5 empty] | 2025-09-21 |  | CASE_LIST | 1 | 1 | site | DAS | 2025-09-21 | site | 1 | 2 | 0 | 2 | 0.92 | 3 | 0.92 | HITACHI(HE) |  | 1 | 2 | 1 | 3 | Flow 3: Port → MOSB → Site | DAS | HITACHI
6717 | PRL-DAS-037-A3 | HVDC-ADOPT-HE-0497 | DAS | EQ-354 | 209675 | 1 | Outdoor covered | Das Main 2.48 - connectors | 115 | 80 | 105 | 0.966 | 153 | 218 | Stackable 3 tier | 8536 9010 | EUR | 4755.578 | EY419 | NETHERLANDS | Amsterdam | Abu Dhabi Airport | 2025-09-08 | 2025-09-09 | [6 empty] | 2025-09-15 | [5 empty] | 2025-09-21 |  | CASE_LIST | 1 | 1 | site | DAS | 2025-09-21 | site | 1 | 2 | 0 | 2 | 0.92 | 3 | 0.92 | HITACHI(HE) |  | 1 | 2 | 1 | 3 | Flow 3: Port → MOSB → Site | DAS | HITACHI
6718 | PRL-DAS-037-A3 | HVDC-ADOPT-HE-0497 | DAS | EQ-354 | 209676 | 1 | Outdoor covered | Das Main 2.49 - connectors | 115 | 80 | 105 | 0.966 | 153 | 218 | Stackable 3 tier | 8536 9010 | EUR | 4755.578 | EY419 | NETHERLANDS | Amsterdam | Abu Dhabi Airport | 2025-09-08 | 2025-09-09 | [6 empty] | 2025-09-15 | [5 empty] | 2025-09-21 |  | CASE_LIST | 1 | 1 | site | DAS | 2025-09-21 | site | 1 | 2 | 0 | 2 | 0.92 | 3 | 0.92 | HITACHI(HE) |  | 1 | 2 | 1 | 3 | Flow 3: Port → MOSB → Site | DAS | HITACHI
6719 | PRL-DAS-037-A3 | HVDC-ADOPT-HE-0497 | DAS | EQ-354 | 209677 | 1 | Outdoor covered | Das Main 2.50 - connectors | 115 | 80 | 105 | 0.966 | 153 | 218 | Stackable 3 tier | 8536 9010 | EUR | 4755.578 | EY419 | NETHERLANDS | Amsterdam | Abu Dhabi Airport | 2025-09-08 | 2025-09-09 | [6 empty] | 2025-09-15 | [5 empty] | 2025-09-21 |  | CASE_LIST | 1 | 1 | site | DAS | 2025-09-21 | site | 1 | 2 | 0 | 2 | 0.92 | 3 | 0.92 | HITACHI(HE) |  | 1 | 2 | 1 | 3 | Flow 3: Port → MOSB → Site | DAS | HITACHI
6720 | PRL-DAS-037-A3 | HVDC-ADOPT-HE-0497 | DAS | EQ-354 | 209678 | 1 | Outdoor covered | Das Main 2.51 - connectors | 115 | 80 | 105 | 0.966 | 153 | 218 | Stackable 3 tier | 8536 9010 | EUR | 4755.578 | EY419 | NETHERLANDS | Amsterdam | Abu Dhabi Airport | 2025-09-08 | 2025-09-09 | [6 empty] | 2025-09-15 | [5 empty] | 2025-09-21 |  | CASE_LIST | 1 | 1 | site | DAS | 2025-09-21 | site | 1 | 2 | 0 | 2 | 0.92 | 3 | 0.92 | HITACHI(HE) |  | 1 | 2 | 1 | 3 | Flow 3: Port → MOSB → Site | DAS | HITACHI
6721 | PRL-DAS-037-A3 | HVDC-ADOPT-HE-0497 | DAS | EQ-354 | 209679 | 1 | Outdoor covered | Das Main 2.52 - connectors | 115 | 80 | 105 | 0.966 | 153 | 218 | Stackable 3 tier | 8536 9010 | EUR | 4755.578 | EY419 | NETHERLANDS | Amsterdam | Abu Dhabi Airport | 2025-09-08 | 2025-09-09 | [6 empty] | 2025-09-15 | [5 empty] | 2025-09-21 |  | CASE_LIST | 1 | 1 | site | DAS | 2025-09-21 | site | 1 | 2 | 0 | 2 | 0.92 | 3 | 0.92 | HITACHI(HE) |  | 1 | 2 | 1 | 3 | Flow 3: Port → MOSB → Site | DAS | HITACHI
6722 | PRL-DAS-037-A3 | HVDC-ADOPT-HE-0497 | DAS | EQ-354 | 209680 | 1 | Outdoor covered | Das Main 2.53 - connectors | 115 | 80 | 105 | 0.966 | 153 | 218 | Stackable 3 tier | 8536 9010 | EUR | 4755.578 | EY419 | NETHERLANDS | Amsterdam | Abu Dhabi Airport | 2025-09-08 | 2025-09-09 | [6 empty] | 2025-09-15 | [5 empty] | 2025-09-21 |  | CASE_LIST | 1 | 1 | site | DAS | 2025-09-21 | site | 1 | 2 | 0 | 2 | 0.92 | 3 | 0.92 | HITACHI(HE) |  | 1 | 2 | 1 | 3 | Flow 3: Port → MOSB → Site | DAS | HITACHI
6723 | PRL-DAS-037-A3 | HVDC-ADOPT-HE-0497 | DAS | EQ-354 | 209681 | 1 | Outdoor covered | Das Main 2.54 - connectors | 115 | 80 | 105 | 0.966 | 153 | 218 | Stackable 3 tier | 8536 9010 | EUR | 4755.578 | EY419 | NETHERLANDS | Amsterdam | Abu Dhabi Airport | 2025-09-08 | 2025-09-09 | [6 empty] | 2025-09-15 | [5 empty] | 2025-09-21 |  | CASE_LIST | 1 | 1 | site | DAS | 2025-09-21 | site | 1 | 2 | 0 | 2 | 0.92 | 3 | 0.92 | HITACHI(HE) |  | 1 | 2 | 1 | 3 | Flow 3: Port → MOSB → Site | DAS | HITACHI
6724 | PRL-DAS-037-A3 | HVDC-ADOPT-HE-0497 | DAS | EQ-354 | 209682 | 1 | Outdoor covered | Das Main 2.55 - connectors | 115 | 80 | 105 | 0.966 | 153 | 218 | Stackable 3 tier | 8536 9010 | EUR | 4755.578 | EY419 | NETHERLANDS | Amsterdam | Abu Dhabi Airport | 2025-09-08 | 2025-09-09 | [6 empty] | 2025-09-15 | [5 empty] | 2025-09-21 |  | CASE_LIST | 1 | 1 | site | DAS | 2025-09-21 | site | 1 | 2 | 0 | 2 | 0.92 | 3 | 0.92 | HITACHI(HE) |  | 1 | 2 | 1 | 3 | Flow 3: Port → MOSB → Site | DAS | HITACHI
6725 | PRL-DAS-037-A3 | HVDC-ADOPT-HE-0497 | DAS | EQ-354 | 209683 | 1 | Outdoor covered | Das Main 2.56 - connectors | 115 | 80 | 105 | 0.966 | 153 | 218 | Stackable 3 tier | 8536 9010 | EUR | 4755.578 | EY419 | NETHERLANDS | Amsterdam | Abu Dhabi Airport | 2025-09-08 | 2025-09-09 | [6 empty] | 2025-09-15 | [5 empty] | 2025-09-21 |  | CASE_LIST | 1 | 1 | site | DAS | 2025-09-21 | site | 1 | 2 | 0 | 2 | 0.92 | 3 | 0.92 | HITACHI(HE) |  | 1 | 2 | 1 | 3 | Flow 3: Port → MOSB → Site | DAS | HITACHI
6726 | PRL-DAS-037-A3 | HVDC-ADOPT-HE-0497 | DAS | EQ-354 | 209684 | 1 | Outdoor covered | Das Main 2.57 - connectors | 115 | 80 | 105 | 0.966 | 153 | 218 | Stackable 3 tier | 8536 9010 | EUR | 4755.578 | EY419 | NETHERLANDS | Amsterdam | Abu Dhabi Airport | 2025-09-08 | 2025-09-09 | [6 empty] | 2025-09-15 | [5 empty] | 2025-09-21 |  | CASE_LIST | 1 | 1 | site | DAS | 2025-09-21 | site | 1 | 2 | 0 | 2 | 0.92 | 3 | 0.92 | HITACHI(HE) |  | 1 | 2 | 1 | 3 | Flow 3: Port → MOSB → Site | DAS | HITACHI
6727 | PRL-DAS-037-A3 | HVDC-ADOPT-HE-0497 | DAS | EQ-354 | 209685 | 1 | Outdoor covered | Das Main 2.58 - connectors | 115 | 80 | 105 | 0.966 | 153 | 218 | Stackable 3 tier | 8536 9010 | EUR | 4755.578 | EY419 | NETHERLANDS | Amsterdam | Abu Dhabi Airport | 2025-09-08 | 2025-09-09 | [6 empty] | 2025-09-15 | [5 empty] | 2025-09-21 |  | CASE_LIST | 1 | 1 | site | DAS | 2025-09-21 | site | 1 | 2 | 0 | 2 | 0.92 | 3 | 0.92 | HITACHI(HE) |  | 1 | 2 | 1 | 3 | Flow 3: Port → MOSB → Site | DAS | HITACHI
6728 | PRL-DAS-037-A3 | HVDC-ADOPT-HE-0497 | DAS | EQ-354 | 209686 | 1 | Outdoor covered | Das Main 2.59 - connectors | 115 | 80 | 105 | 0.966 | 153 | 218 | Stackable 3 tier | 8536 9010 | EUR | 4755.578 | EY419 | NETHERLANDS | Amsterdam | Abu Dhabi Airport | 2025-09-08 | 2025-09-09 | [6 empty] | 2025-09-15 | [5 empty] | 2025-09-21 |  | CASE_LIST | 1 | 1 | site | DAS | 2025-09-21 | site | 1 | 2 | 0 | 2 | 0.92 | 3 | 0.92 | HITACHI(HE) |  | 1 | 2 | 1 | 3 | Flow 3: Port → MOSB → Site | DAS | HITACHI
6729 | PRL-DAS-037-A3 | HVDC-ADOPT-HE-0497 | DAS | EQ-354 | 209687 | 1 | Outdoor covered | Das Main 2.60 - connectors | 115 | 80 | 105 | 0.966 | 142 | 207 | Stackable 3 tier | 8536 9010 | EUR | 4755.578 | EY419 | NETHERLANDS | Amsterdam | Abu Dhabi Airport | 2025-09-08 | 2025-09-09 | [6 empty] | 2025-09-15 | [5 empty] | 2025-09-21 |  | CASE_LIST | 1 | 1 | site | DAS | 2025-09-21 | site | 1 | 2 | 0 | 2 | 0.92 | 3 | 0.92 | HITACHI(HE) |  | 1 | 2 | 1 | 3 | Flow 3: Port → MOSB → Site | DAS | HITACHI
6730 | PRL-DAS-037-A3 | HVDC-ADOPT-HE-0497 | DAS | EQ-354 | 209688 | 1 | Outdoor covered | Das Main 2.61 - connectors | 115 | 80 | 105 | 0.966 | 115 | 180 | Stackable 3 tier | 8536 9010 | EUR | 4755.578 | EY419 | NETHERLANDS | Amsterdam | Abu Dhabi Airport | 2025-09-08 | 2025-09-09 | [6 empty] | 2025-09-15 | [5 empty] | 2025-09-21 |  | CASE_LIST | 1 | 1 | site | DAS | 2025-09-21 | site | 1 | 2 | 0 | 2 | 0.92 | 3 | 0.92 | HITACHI(HE) |  | 1 | 2 | 1 | 3 | Flow 3: Port → MOSB → Site | DAS | HITACHI
6505 | PRL-MIR-018-A2 | HVDC-ADOPT-HE-0496 | MIR | EQ-044 | 281250 | 1 | Outdoor covered | DC Pole Bus arrester, DB | 219 | 190 | 45 | 1.8724 | 90 | 235 | Stackable 3 tier | 8535 4000 | SEK | 263609.4 | EY | Denmark | Copenhagen | Abu Dhabi Airport | 2025-09-02 | 2025-09-02 | [10 empty] | 2025-09-08 |  |  |  | CASE_LIST |  | 1 | site | MIR | 2025-09-08 | site | 0 | 1 | 1 | 2 | 4.16 | 3 | 4.16 | HITACHI(HE) |  | 1 | 1 | 0 | 1 | Flow 1: Port → Site | MIR | HITACHI
6506 | PRL-MIR-018-A2 | HVDC-ADOPT-HE-0496 | MIR | EQ-044 | 281251 | 1 | Outdoor covered | DC Pole Bus arrester, DB | 219 | 190 | 45 | 1.8724 | 90 | 235 | Stackable 3 tier | 8535 4000 | SEK | 263609.4 | EY | Denmark | Copenhagen | Abu Dhabi Airport | 2025-09-02 | 2025-09-02 | [10 empty] | 2025-09-08 |  |  |  | CASE_LIST |  | 1 | site | MIR | 2025-09-08 | site | 0 | 1 | 1 | 2 | 4.16 | 3 | 4.16 | HITACHI(HE) |  | 1 | 1 | 0 | 1 | Flow 1: Port → Site | MIR | HITACHI
6507 | PRL-MIR-018-A2 | HVDC-ADOPT-HE-0496 | MIR | EQ-044 | 281252 | 1 | Outdoor covered | DC Pole Bus arrester, DB | 219 | 190 | 45 | 1.8724 | 90 | 235 | Stackable 3 tier | 8535 4000 | SEK | 263609.4 | EY | Denmark | Copenhagen | Abu Dhabi Airport | 2025-09-02 | 2025-09-02 | [10 empty] | 2025-09-08 |  |  |  | CASE_LIST |  | 1 | site | MIR | 2025-09-08 | site | 0 | 1 | 1 | 2 | 4.16 | 3 | 4.16 | HITACHI(HE) |  | 1 | 1 | 0 | 1 | Flow 1: Port → Site | MIR | HITACHI
6508 | PRL-MIR-018-A2 | HVDC-ADOPT-HE-0496 | MIR | EQ-044 | 281253 | 1 | Outdoor covered | DC Pole Bus arrester, DB | 219 | 190 | 45 | 1.8724 | 90 | 235 | Stackable 3 tier | 8535 4000 | SEK | 263609.4 | EY | Denmark | Copenhagen | Abu Dhabi Airport | 2025-09-02 | 2025-09-02 | [10 empty] | 2025-09-08 |  |  |  | CASE_LIST |  | 1 | site | MIR | 2025-09-08 | site | 0 | 1 | 1 | 2 | 4.16 | 3 | 4.16 | HITACHI(HE) |  | 1 | 1 | 0 | 1 | Flow 1: Port → Site | MIR | HITACHI
6509 | PRL-MIR-018-A2 | HVDC-ADOPT-HE-0496 | MIR | EQ-044 | 281254 | 1 | Outdoor covered | DC Pole Bus arrester, DB | 219 | 190 | 45 | 1.8724 | 95 | 240 | Stackable 3 tier | 8535 4000 | SEK | 263609.4 | EY | Denmark | Copenhagen | Abu Dhabi Airport | 2025-09-02 | 2025-09-02 | [10 empty] | 2025-09-08 |  |  |  | CASE_LIST |  | 1 | site | MIR | 2025-09-08 | site | 0 | 1 | 1 | 2 | 4.16 | 3 | 4.16 | HITACHI(HE) |  | 1 | 1 | 0 | 1 | Flow 1: Port → Site | MIR | HITACHI
6510 | PRL-MIR-018-A2 | HVDC-ADOPT-HE-0496 | MIR | EQ-044 | 281255 | 1 | Outdoor covered | DC Pole Bus arrester, DB | 219 | 190 | 45 | 1.8724 | 95 | 240 | Stackable 3 tier | 8535 4000 | SEK | 263609.4 | EY | Denmark | Copenhagen | Abu Dhabi Airport | 2025-09-02 | 2025-09-02 | [10 empty] | 2025-09-08 |  |  |  | CASE_LIST |  | 1 | site | MIR | 2025-09-08 | site | 0 | 1 | 1 | 2 | 4.16 | 3 | 4.16 | HITACHI(HE) |  | 1 | 1 | 0 | 1 | Flow 1: Port → Site | MIR | HITACHI
6511 | PRL-MIR-018-A2 | HVDC-ADOPT-HE-0496 | MIR | EQ-044 | 281256 | 1 | Outdoor covered | DC Pole Bus arrester, DB | 219 | 190 | 45 | 1.8724 | 95 | 240 | Stackable 3 tier | 8535 4000 | SEK | 263609.4 | EY | Denmark | Copenhagen | Abu Dhabi Airport | 2025-09-02 | 2025-09-02 | [10 empty] | 2025-09-08 |  |  |  | CASE_LIST |  | 1 | site | MIR | 2025-09-08 | site | 0 | 1 | 1 | 2 | 4.16 | 3 | 4.16 | HITACHI(HE) |  | 1 | 1 | 0 | 1 | Flow 1: Port → Site | MIR | HITACHI
6512 | PRL-MIR-018-A2 | HVDC-ADOPT-HE-0496 | MIR | EQ-044 | 281257 | 1 | Outdoor covered | DC Pole Bus arrester, DB | 219 | 190 | 45 | 1.8724 | 95 | 240 | Stackable 3 tier | 8535 4000 | SEK | 263609.4 | EY | Denmark | Copenhagen | Abu Dhabi Airport | 2025-09-02 | 2025-09-02 | [10 empty] | 2025-09-08 |  |  |  | CASE_LIST |  | 1 | site | MIR | 2025-09-08 | site | 0 | 1 | 1 | 2 | 4.16 | 3 | 4.16 | HITACHI(HE) |  | 1 | 1 | 0 | 1 | Flow 1: Port → Site | MIR | HITACHI
6497 | PRL-ZAK-013-A1 | HVDC-ADOPT-HE-0495 | AGI | EQ-044 | 366578 | 1 | Outdoor covered | DC Pole Bus arrester, DC | 219 | 190 | 45 | 1.8724 | 90 | 235 | Stackable 3 tier | 8535 4000 | SEK | 238177.1 | EY | Denmark | Copenhagen | Abu Dhabi Airport | 2025-09-02 | 2025-09-02 |  |  |  |  | 2025-09-06 | [9 empty] | CASE_LIST | 1 |  | warehouse | DSV Outdoor | 2025-09-06 | warehouse | 1 | 1 | -1 | 0 | 4.16 | 3 | 4.16 | HITACHI(HE) |  | 0 | 1 | 1 | 2 | Flow 2: Port → WH → Site | DSV Outdoor | HITACHI
6498 | PRL-ZAK-013-A1 | HVDC-ADOPT-HE-0495 | AGI | EQ-044 | 366579 | 1 | Outdoor covered | DC Pole Bus arrester, DC | 219 | 190 | 45 | 1.8724 | 90 | 235 | Stackable 3 tier | 8535 4000 | SEK | 238177.1 | EY | Denmark | Copenhagen | Abu Dhabi Airport | 2025-09-02 | 2025-09-02 |  |  |  |  | 2025-09-06 | [9 empty] | CASE_LIST | 1 |  | warehouse | DSV Outdoor | 2025-09-06 | warehouse | 1 | 1 | -1 | 0 | 4.16 | 3 | 4.16 | HITACHI(HE) |  | 0 | 1 | 1 | 2 | Flow 2: Port → WH → Site | DSV Outdoor | HITACHI
6499 | PRL-ZAK-013-A1 | HVDC-ADOPT-HE-0495 | AGI | EQ-044 | 366580 | 1 | Outdoor covered | DC Pole Bus arrester, DC | 219 | 190 | 45 | 1.8724 | 90 | 235 | Stackable 3 tier | 8535 4000 | SEK | 238177.1 | EY | Denmark | Copenhagen | Abu Dhabi Airport | 2025-09-02 | 2025-09-02 |  |  |  |  | 2025-09-06 | [9 empty] | CASE_LIST | 1 |  | warehouse | DSV Outdoor | 2025-09-06 | warehouse | 1 | 1 | -1 | 0 | 4.16 | 3 | 4.16 | HITACHI(HE) |  | 0 | 1 | 1 | 2 | Flow 2: Port → WH → Site | DSV Outdoor | HITACHI
6500 | PRL-ZAK-013-A1 | HVDC-ADOPT-HE-0495 | AGI | EQ-044 | 366581 | 1 | Outdoor covered | DC Pole Bus arrester, DC | 219 | 190 | 45 | 1.8724 | 90 | 235 | Stackable 3 tier | 8535 4000 | SEK | 238177.1 | EY | Denmark | Copenhagen | Abu Dhabi Airport | 2025-09-02 | 2025-09-02 |  |  |  |  | 2025-09-06 | [9 empty] | CASE_LIST | 1 |  | warehouse | DSV Outdoor | 2025-09-06 | warehouse | 1 | 1 | -1 | 0 | 4.16 | 3 | 4.16 | HITACHI(HE) |  | 0 | 1 | 1 | 2 | Flow 2: Port → WH → Site | DSV Outdoor | HITACHI
6501 | PRL-ZAK-013-A1 | HVDC-ADOPT-HE-0495 | AGI | EQ-044 | 366583 | 1 | Outdoor covered | DC Pole Bus arrester, DC | 219 | 190 | 45 | 1.8724 | 95 | 240 | Stackable 3 tier | 8535 4000 | SEK | 238177.1 | EY | Denmark | Copenhagen | Abu Dhabi Airport | 2025-09-02 | 2025-09-02 |  |  |  |  | 2025-09-06 | [9 empty] | CASE_LIST | 1 |  | warehouse | DSV Outdoor | 2025-09-06 | warehouse | 1 | 1 | -1 | 0 | 4.16 | 3 | 4.16 | HITACHI(HE) |  | 0 | 1 | 1 | 2 | Flow 2: Port → WH → Site | DSV Outdoor | HITACHI
6502 | PRL-ZAK-013-A1 | HVDC-ADOPT-HE-0495 | AGI | EQ-044 | 366584 | 1 | Outdoor covered | DC Pole Bus arrester, DC | 219 | 190 | 45 | 1.8724 | 95 | 240 | Stackable 3 tier | 8535 4000 | SEK | 238177.1 | EY | Denmark | Copenhagen | Abu Dhabi Airport | 2025-09-02 | 2025-09-02 |  |  |  |  | 2025-09-06 | [9 empty] | CASE_LIST | 1 |  | warehouse | DSV Outdoor | 2025-09-06 | warehouse | 1 | 1 | -1 | 0 | 4.16 | 3 | 4.16 | HITACHI(HE) |  | 0 | 1 | 1 | 2 | Flow 2: Port → WH → Site | DSV Outdoor | HITACHI
6503 | PRL-ZAK-013-A1 | HVDC-ADOPT-HE-0495 | AGI | EQ-044 | 366585 | 1 | Outdoor covered | DC Pole Bus arrester, DC | 219 | 190 | 45 | 1.8724 | 95 | 240 | Stackable 3 tier | 8535 4000 | SEK | 238177.1 | EY | Denmark | Copenhagen | Abu Dhabi Airport | 2025-09-02 | 2025-09-02 |  |  |  |  | 2025-09-06 | [9 empty] | CASE_LIST | 1 |  | warehouse | DSV Outdoor | 2025-09-06 | warehouse | 1 | 1 | -1 | 0 | 4.16 | 3 | 4.16 | HITACHI(HE) |  | 0 | 1 | 1 | 2 | Flow 2: Port → WH → Site | DSV Outdoor | HITACHI
6504 | PRL-ZAK-013-A1 | HVDC-ADOPT-HE-0495 | AGI | EQ-044 | 366586 | 1 | Outdoor covered | DC Pole Bus arrester, DC | 219 | 190 | 45 | 1.8724 | 95 | 240 | Stackable 3 tier | 8535 4000 | SEK | 238177.1 | EY | Denmark | Copenhagen | Abu Dhabi Airport | 2025-09-02 | 2025-09-02 |  |  |  |  | 2025-09-06 | [9 empty] | CASE_LIST | 1 |  | warehouse | DSV Outdoor | 2025-09-06 | warehouse | 1 | 1 | -1 | 0 | 4.16 | 3 | 4.16 | HITACHI(HE) |  | 0 | 1 | 1 | 2 | Flow 2: Port → WH → Site | DSV Outdoor | HITACHI
6480 | PRL-CS-047-A | HVDC-ADOPT-HE-0493 | SHU | EQ-101 | 192707 | 1 | Indoor | Control equipment | 180 | 98 | 109 | 1.9228 | 75 | 145 | Not stackable | 4016 9300 | EUR | 5503.98 | EY178 | Denmark | Copenhagen | Abu Dhabi Airport | 2025-08-24 | 2025-08-24 | [11 empty] | 2025-08-28 |  |  | CASE_LIST |  | 1 | site | SHU | 2025-08-28 | site | 0 | 1 | 1 | 2 | 1.76 | 0 | 1.76 | HITACHI(HE) |  | 1 | 1 | 0 | 1 | Flow 1: Port → Site | SHU | HITACHI
6481 | PRL-CS-047-A | HVDC-ADOPT-HE-0493 | DAS | EQ-101 | 208283 | 1 | Indoor | Control equipment | 180 | 98 | 109 | 1.9228 | 70 | 140 | Not stackable | 4016 9300 | EUR | 5503.98 | EY178 | Denmark | Copenhagen | Abu Dhabi Airport | 2025-08-24 | 2025-08-24 | [6 empty] | 2025-08-26 | [5 empty] | 2025-09-01 |  | CASE_LIST | 1 | 1 | site | DAS | 2025-09-01 | site | 1 | 2 | 0 | 2 | 1.76 | 0 | 1.76 | HITACHI(HE) |  | 1 | 2 | 1 | 3 | Flow 3: Port → MOSB → Site | DAS | HITACHI
6482 | PRL-CS-047-A | HVDC-ADOPT-HE-0493 | MIR | EQ-101 | 281387 | 1 | Indoor | Control equipment | 120 | 80 | 75 | 0.72 | 55 | 75 | Not stackable | 4016 9300 | EUR | 1343.98 | EY178 | Denmark | Copenhagen | Abu Dhabi Airport | 2025-08-24 | 2025-08-24 | [10 empty] | 2025-08-28 |  |  |  | CASE_LIST |  | 1 | site | MIR | 2025-08-28 | site | 0 | 1 | 1 | 2 | 0.96 | 0 | 0.96 | HITACHI(HE) |  | 1 | 1 | 0 | 1 | Flow 1: Port → Site | MIR | HITACHI
6483 | PRL-CS-047-A | HVDC-ADOPT-HE-0493 | AGI | EQ-101 | 366776 | 1 | Indoor | Control equipment | 120 | 80 | 75 | 0.72 | 55 | 75 | Not stackable | 4016 9300 | EUR | 1343.98 | EY178 | Denmark | Copenhagen | Abu Dhabi Airport | 2025-08-24 | 2025-08-24 |  | 2025-08-26 | [12 empty] | CASE_LIST | 1 |  | warehouse | DSV Indoor | 2025-08-26 | warehouse | 1 | 1 | -1 | 0 | 0.96 | 0 | 0.96 | HITACHI(HE) |  | 0 | 1 | 1 | 2 | Flow 2: Port → WH → Site | DSV Indoor | HITACHI
6489 | PRL-MIR-054-A | HVDC-ADOPT-HE-0488 | MIR | EQ-011 | 281230 | 1 | Outdoor | BIPACK | 234 | 200 | 186 | 8.7048 | 865 | 1250 | Not stackable | 8535 9000 | SEK | 405924.5 | EY914 | NETHERLANDS | Amsterdam | Abu Dhabi Airport | 2025-09-01 | 2025-09-02 | [10 empty] | 2025-09-04 |  |  |  | CASE_LIST |  | 1 | site | MIR | 2025-09-04 | site | 0 | 1 | 1 | 2 | 4.68 | 0 | 4.68 | HITACHI(HE) |  | 1 | 1 | 0 | 1 | Flow 1: Port → Site | MIR | HITACHI
6490 | PRL-MIR-054-A | HVDC-ADOPT-HE-0488 | MIR | EQ-011 | 281231 | 1 | Outdoor | CORONA PROTECTOR | 377 | 278 | 80 | 8.3845 | 648 | 1134 | Stackable 1 tier | 7610 9090 | SEK | 405924.5 | EY914 | NETHERLANDS | Amsterdam | Abu Dhabi Airport | 2025-09-01 | 2025-09-02 | [10 empty] | 2025-09-04 |  |  |  | CASE_LIST |  | 1 | site | MIR | 2025-09-04 | site | 0 | 1 | 1 | 2 | 10.48 | 1 | 10.48 | HITACHI(HE) |  | 1 | 1 | 0 | 1 | Flow 1: Port → Site | MIR | HITACHI
6491 | PRL-MIR-054-A | HVDC-ADOPT-HE-0488 | MIR | EQ-011 | 281232 | 1 | Outdoor | BIPACK | 330 | 215 | 90 | 6.3855 | 3534 | 3929 | Stackable 1 tier | 7326 9098 | SEK | 405924.5 | EY914 | NETHERLANDS | Amsterdam | Abu Dhabi Airport | 2025-09-01 | 2025-09-02 | [10 empty] | 2025-09-04 |  |  |  | CASE_LIST |  | 1 | site | MIR | 2025-09-04 | site | 0 | 1 | 1 | 2 | 7.09 | 1 | 7.09 | HITACHI(HE) |  | 1 | 1 | 0 | 1 | Flow 1: Port → Site | MIR | HITACHI
6492 | PRL-MIR-054-A | HVDC-ADOPT-HE-0488 | MIR | EQ-011 | 281233 | 1 | Outdoor | QBANK | 420 | 70 | 48 | 1.4112 | 187 | 322 | Stackable 1 tier | 7616 1000 | SEK | 405924.5 | EY914 | NETHERLANDS | Amsterdam | Abu Dhabi Airport | 2025-09-01 | 2025-09-02 | [10 empty] | 2025-09-04 |  |  |  | CASE_LIST |  | 1 | site | MIR | 2025-09-04 | site | 0 | 1 | 1 | 2 | 2.94 | 1 | 2.94 | HITACHI(HE) |  | 1 | 1 | 0 | 1 | Flow 1: Port → Site | MIR | HITACHI
6493 | PRL-MIR-054-A | HVDC-ADOPT-HE-0488 | MIR | EQ-011 | 281234 | 1 | Outdoor | Adapter 2x Insulator PCD 225/325 | 147 | 128 | 135 | 2.5402 | 2592 | 2790 | Not stackable | 8536 9095 | SEK | 405924.5 | EY914 | NETHERLANDS | Amsterdam | Abu Dhabi Airport | 2025-09-01 | 2025-09-02 | [10 empty] | 2025-09-04 |  |  |  | CASE_LIST |  | 1 | site | MIR | 2025-09-04 | site | 0 | 1 | 1 | 2 | 1.88 | 0 | 1.88 | HITACHI(HE) |  | 1 | 1 | 0 | 1 | Flow 1: Port → Site | MIR | HITACHI
6494 | PRL-MIR-054-A | HVDC-ADOPT-HE-0488 | MIR | EQ-011 | 281235 | 1 | Outdoor | Adapter 2x Insulator PCD 225/325 | 147 | 128 | 135 | 2.5402 | 2592 | 2790 | Not stackable | 8536 9095 | SEK | 405924.5 | EY914 | NETHERLANDS | Amsterdam | Abu Dhabi Airport | 2025-09-01 | 2025-09-02 | [10 empty] | 2025-09-04 |  |  |  | CASE_LIST |  | 1 | site | MIR | 2025-09-04 | site | 0 | 1 | 1 | 2 | 1.88 | 0 | 1.88 | HITACHI(HE) |  | 1 | 1 | 0 | 1 | Flow 1: Port → Site | MIR | HITACHI
6495 | PRL-MIR-054-A | HVDC-ADOPT-HE-0488 | MIR | EQ-011 | 281236 | 1 | Outdoor | QBANK | 115 | 117 | 73 | 0.98221 | 2796 | 2914 | Stackable 1 tier | 7208 9080 | SEK | 405924.5 | EY914 | NETHERLANDS | Amsterdam | Abu Dhabi Airport | 2025-09-01 | 2025-09-02 | [10 empty] | 2025-09-04 |  |  |  | CASE_LIST |  | 1 | site | MIR | 2025-09-04 | site | 0 | 1 | 1 | 2 | 1.35 | 1 | 1.35 | HITACHI(HE) |  | 1 | 1 | 0 | 1 | Flow 1: Port → Site | MIR | HITACHI
6496 | PRL-MIR-054-A | HVDC-ADOPT-HE-0488 | MIR | EQ-011 | 281237 | 1 | Outdoor | QBANK | 115 | 117 | 73 | 0.98221 | 2796 | 2914 | Stackable 1 tier | 7208 9080 | SEK | 405924.5 | EY914 | NETHERLANDS | Amsterdam | Abu Dhabi Airport | 2025-09-01 | 2025-09-02 | [10 empty] | 2025-09-04 |  |  |  | CASE_LIST |  | 1 | site | MIR | 2025-09-04 | site | 0 | 1 | 1 | 2 | 1.35 | 1 | 1.35 | HITACHI(HE) |  | 1 | 1 | 0 | 1 | Flow 1: Port → Site | MIR | HITACHI
6484 | PRL-ZAK-010-A5 | HVDC-ADOPT-HE-0487 | AGI | EQ-300 | 365447 | 1 | Outdoor covered | EXTERNAL PIPES VH POS 1/2 | 640 | 230 | 120 | 17.664 | 1650 | 2450 | Stackable 1 tier | 8419 8910 | SEK | 331436.4 | EY9858 | NETHERLANDS | Amsterdam | Abu Dhabi Airport | 2025-08-31 | 2025-09-01 |  |  |  |  | 2025-09-06 |  | 2025-09-10 | [7 empty] | CASE_LIST | 1 |  | warehouse | MOSB | 2025-09-10 | warehouse | 2 | 2 | -2 | 0 | 14.72 | 1 | 14.72 | HITACHI(HE) |  | 0 | 2 | 2 | 5 | Flow 5: Mixed / Waiting / Incomplete leg | MOSB | HITACHI
6485 | PRL-ZAK-010-A5 | HVDC-ADOPT-HE-0487 | AGI | EQ-300 | 365448 | 1 | Outdoor covered | EXTERNAL PIPES VH POS 2/2 | 640 | 230 | 100 | 14.72 | 250 | 1070 | Stackable 1 tier | 8419 8910 | SEK | 331436.4 | EY9858 | NETHERLANDS | Amsterdam | Abu Dhabi Airport | 2025-08-31 | 2025-09-01 |  |  |  |  | 2025-09-06 |  | 2025-09-09 | [7 empty] | CASE_LIST | 1 |  | warehouse | MOSB | 2025-09-09 | warehouse | 2 | 2 | -2 | 0 | 14.72 | 1 | 14.72 | HITACHI(HE) |  | 0 | 2 | 2 | 5 | Flow 5: Mixed / Waiting / Incomplete leg | MOSB | HITACHI
6486 | PRL-ZAK-010-A5 | HVDC-ADOPT-HE-0487 | AGI | EQ-300 | 365449 | 1 | Outdoor covered | EXTERNAL PIPES VH NEG 1/2 | 640 | 230 | 140 | 20.608 | 3090 | 3890 | Stackable 1 tier | 8419 8910 | SEK | 331436.4 | EY9858 | NETHERLANDS | Amsterdam | Abu Dhabi Airport | 2025-08-31 | 2025-09-01 |  |  |  |  | 2025-09-06 |  | 2025-09-09 | [7 empty] | CASE_LIST | 1 |  | warehouse | MOSB | 2025-09-09 | warehouse | 2 | 2 | -2 | 0 | 14.72 | 1 | 14.72 | HITACHI(HE) |  | 0 | 2 | 2 | 5 | Flow 5: Mixed / Waiting / Incomplete leg | MOSB | HITACHI
6487 | PRL-ZAK-010-A5 | HVDC-ADOPT-HE-0487 | AGI | EQ-300 | 365450 | 1 | Outdoor covered | EXTERNAL PIPES VH NEG 2/2 | 640 | 230 | 120 | 17.664 | 1350 | 2130 | Stackable 1 tier | 8419 8910 | SEK | 331436.4 | EY9858 | NETHERLANDS | Amsterdam | Abu Dhabi Airport | 2025-08-31 | 2025-09-01 |  |  |  |  | 2025-09-06 |  | 2025-09-10 | [7 empty] | CASE_LIST | 1 |  | warehouse | MOSB | 2025-09-10 | warehouse | 2 | 2 | -2 | 0 | 14.72 | 1 | 14.72 | HITACHI(HE) |  | 0 | 2 | 2 | 5 | Flow 5: Mixed / Waiting / Incomplete leg | MOSB | HITACHI
6488 | PRL-ZAK-010-A5 | HVDC-ADOPT-HE-0487 | AGI | EQ-300 | 365479 | 1 | Outdoor covered | EXTERNAL PIPE SUPPORT COMB.MAT_3 | 140 | 95 | 95 | 1.2635 | 410 | 570 | Stackable 1 tier | 8419 8910 | SEK | 331436.4 | EY9858 | NETHERLANDS | Amsterdam | Abu Dhabi Airport | 2025-08-31 | 2025-09-01 |  |  |  |  | 2025-09-06 |  | 2025-09-09 | [7 empty] | CASE_LIST | 1 |  | warehouse | MOSB | 2025-09-09 | warehouse | 2 | 2 | -2 | 0 | 1.33 | 1 | 1.33 | HITACHI(HE) |  | 0 | 2 | 2 | 5 | Flow 5: Mixed / Waiting / Incomplete leg | MOSB | HITACHI
6853 | PRL-O-046-O4 | HVDC-ADOPT-HE-0486 | DAS | EQ-002 | EXFU6674197 | 1 | Outdoor | NYTRO 10XN Transformer Oil | 606 | 244 | 259 | 38.2968 | 21080 | 21080 | Stackable | 27102090 | USD | 42914.66 | CMA CGM THALASSA | BELGIUM | Antwerp Belgium | Khalifa Port Abu Dhabi | 2025-09-28 | 2025-11-02 | [14 empty] | CASE_LIST |  |  | Pre Arrival | Pre Arrival |  | Pre Arrival | 0 | 0 | 0 | 0 | 14.79 | 1 | 14.79 | HITACHI(HE) |  | 0 | 0 | 0 | 0 | Flow 0: Pre Arrival | Pre Arrival | HITACHI
6854 | PRL-O-046-O4 | HVDC-ADOPT-HE-0486 | DAS | EQ-002 | TLLU9006794 | 1 | Outdoor | NYTRO 10XN Transformer Oil | 606 | 244 | 259 | 38.2968 | 20620 | 20620 | Stackable | 27102090 | USD | 41978.2 | CMA CGM THALASSA | BELGIUM | Antwerp Belgium | Khalifa Port Abu Dhabi | 2025-09-28 | 2025-11-02 | [14 empty] | CASE_LIST |  |  | Pre Arrival | Pre Arrival |  | Pre Arrival | 0 | 0 | 0 | 0 | 14.79 | 1 | 14.79 | HITACHI(HE) |  | 0 | 0 | 0 | 0 | Flow 0: Pre Arrival | Pre Arrival | HITACHI
6855 | PRL-O-046-O4 | HVDC-ADOPT-HE-0486 | DAS | EQ-002 | SLZU2608303 | 1 | Outdoor | NYTRO 10XN Transformer Oil | 606 | 244 | 259 | 38.2968 | 20980 | 20980 | Stackable | 27102090 | USD | 42711.08 | CMA CGM THALASSA | BELGIUM | Antwerp Belgium | Khalifa Port Abu Dhabi | 2025-09-28 | 2025-11-02 | [14 empty] | CASE_LIST |  |  | Pre Arrival | Pre Arrival |  | Pre Arrival | 0 | 0 | 0 | 0 | 14.79 | 1 | 14.79 | HITACHI(HE) |  | 0 | 0 | 0 | 0 | Flow 0: Pre Arrival | Pre Arrival | HITACHI
6856 | PRL-O-046-O4 | HVDC-ADOPT-HE-0486 | DAS | EQ-002 | EXFU5635998 | 1 | Outdoor | NYTRO 10XN Transformer Oil | 606 | 244 | 259 | 38.2968 | 20620 | 20620 | Stackable | 27102090 | USD | 41978.2 | CMA CGM THALASSA | BELGIUM | Antwerp Belgium | Khalifa Port Abu Dhabi | 2025-09-28 | 2025-11-02 | [14 empty] | CASE_LIST |  |  | Pre Arrival | Pre Arrival |  | Pre Arrival | 0 | 0 | 0 | 0 | 14.79 | 1 | 14.79 | HITACHI(HE) |  | 0 | 0 | 0 | 0 | Flow 0: Pre Arrival | Pre Arrival | HITACHI
6857 | PRL-O-046-O4 | HVDC-ADOPT-HE-0486 | DAS | EQ-002 | FLNU5000019 | 1 | Outdoor | NYTRO 10XN Transformer Oil | 606 | 244 | 259 | 38.2968 | 20620 | 20620 | Stackable | 27102090 | USD | 41978.2 | CMA CGM THALASSA | BELGIUM | Antwerp Belgium | Khalifa Port Abu Dhabi | 2025-09-28 | 2025-11-02 | [14 empty] | CASE_LIST |  |  | Pre Arrival | Pre Arrival |  | Pre Arrival | 0 | 0 | 0 | 0 | 14.79 | 1 | 14.79 | HITACHI(HE) |  | 0 | 0 | 0 | 0 | Flow 0: Pre Arrival | Pre Arrival | HITACHI
6858 | PRL-O-046-O4 | HVDC-ADOPT-HE-0486 | DAS | EQ-002 | FLNU5004420 | 1 | Outdoor | NYTRO 10XN Transformer Oil | 606 | 244 | 259 | 38.2968 | 20680 | 20680 | Stackable | 27102090 | USD | 42100.34 | CMA CGM THALASSA | BELGIUM | Antwerp Belgium | Khalifa Port Abu Dhabi | 2025-09-28 | 2025-11-02 | [14 empty] | CASE_LIST |  |  | Pre Arrival | Pre Arrival |  | Pre Arrival | 0 | 0 | 0 | 0 | 14.79 | 1 | 14.79 | HITACHI(HE) |  | 0 | 0 | 0 | 0 | Flow 0: Pre Arrival | Pre Arrival | HITACHI
6859 | PRL-O-046-O4 | HVDC-ADOPT-HE-0486 | DAS | EQ-002 | FLNU6804536 | 1 | Outdoor | NYTRO 10XN Transformer Oil | 606 | 244 | 259 | 38.2968 | 20880 | 20880 | Stackable | 27102090 | USD | 42507.5 | CMA CGM THALASSA | BELGIUM | Antwerp Belgium | Khalifa Port Abu Dhabi | 2025-09-28 | 2025-11-02 | [14 empty] | CASE_LIST |  |  | Pre Arrival | Pre Arrival |  | Pre Arrival | 0 | 0 | 0 | 0 | 14.79 | 1 | 14.79 | HITACHI(HE) |  | 0 | 0 | 0 | 0 | Flow 0: Pre Arrival | Pre Arrival | HITACHI
6860 | PRL-O-046-O4 | HVDC-ADOPT-HE-0486 | DAS | EQ-002 | PCVU2533385 | 1 | Outdoor | NYTRO 10XN Transformer Oil | 606 | 244 | 259 | 38.2968 | 20700 | 20700 | Stackable | 27102090 | USD | 42141.06 | CMA CGM THALASSA | BELGIUM | Antwerp Belgium | Khalifa Port Abu Dhabi | 2025-09-28 | 2025-11-02 | [14 empty] | CASE_LIST |  |  | Pre Arrival | Pre Arrival |  | Pre Arrival | 0 | 0 | 0 | 0 | 14.79 | 1 | 14.79 | HITACHI(HE) |  | 0 | 0 | 0 | 0 | Flow 0: Pre Arrival | Pre Arrival | HITACHI
6994 | PRL-O-046-O3 | HVDC-ADOPT-HE-0485 | DAS | EQ-002 | PCVU2612083 | 1 | Outdoor | NYTRO 10XN Transformer Oil | 606 | 244 | 259 | 38.2968 | 21000 | 21000 | Stackable | 27102090 | USD | 42751.8 | APL BARCELONA | BELGIUM | Antwerp | Khalifa port | 2025-09-17 | 2025-10-20 | [14 empty] | CASE_LIST |  |  | Pre Arrival | Pre Arrival |  | Pre Arrival | 0 | 0 | 0 | 0 | 14.79 | 1 | 14.79 | HITACHI(HE) |  | 0 | 0 | 0 | 0 | Flow 0: Pre Arrival | Pre Arrival | HITACHI
6995 | PRL-O-046-O3 | HVDC-ADOPT-HE-0485 | DAS | EQ-002 | SLZU2605161 | 1 | Outdoor | NYTRO 10XN Transformer Oil | 606 | 244 | 259 | 38.2968 | 20960 | 20960 | Stackable | 27102090 | USD | 42670.37 | APL BARCELONA | BELGIUM | Antwerp | Khalifa port | 2025-09-17 | 2025-10-20 | [14 empty] | CASE_LIST |  |  | Pre Arrival | Pre Arrival |  | Pre Arrival | 0 | 0 | 0 | 0 | 14.79 | 1 | 14.79 | HITACHI(HE) |  | 0 | 0 | 0 | 0 | Flow 0: Pre Arrival | Pre Arrival | HITACHI
6996 | PRL-O-046-O3 | HVDC-ADOPT-HE-0485 | DAS | EQ-002 | SWIU1261871 | 1 | Outdoor | NYTRO 10XN Transformer Oil | 606 | 244 | 259 | 38.2968 | 21020 | 21020 | Stackable | 27102090 | USD | 42792.52 | APL BARCELONA | BELGIUM | Antwerp | Khalifa port | 2025-09-17 | 2025-10-20 | [14 empty] | CASE_LIST |  |  | Pre Arrival | Pre Arrival |  | Pre Arrival | 0 | 0 | 0 | 0 | 14.79 | 1 | 14.79 | HITACHI(HE) |  | 0 | 0 | 0 | 0 | Flow 0: Pre Arrival | Pre Arrival | HITACHI
6997 | PRL-O-046-O3 | HVDC-ADOPT-HE-0485 | DAS | EQ-002 | SLZU2606471 | 1 | Outdoor | NYTRO 10XN Transformer Oil | 606 | 244 | 259 | 38.2968 | 21060 | 21060 | Stackable | 27102090 | USD | 42873.95 | APL BARCELONA | BELGIUM | Antwerp | Khalifa port | 2025-09-17 | 2025-10-20 | [14 empty] | CASE_LIST |  |  | Pre Arrival | Pre Arrival |  | Pre Arrival | 0 | 0 | 0 | 0 | 14.79 | 1 | 14.79 | HITACHI(HE) |  | 0 | 0 | 0 | 0 | Flow 0: Pre Arrival | Pre Arrival | HITACHI
6998 | PRL-O-046-O3 | HVDC-ADOPT-HE-0485 | DAS | EQ-002 | EXFU6684615 | 1 | Outdoor | NYTRO 10XN Transformer Oil | 606 | 244 | 259 | 38.2968 | 20980 | 20980 | Stackable | 27102090 | USD | 42711.08 | APL BARCELONA | BELGIUM | Antwerp | Khalifa port | 2025-09-17 | 2025-10-20 | [14 empty] | CASE_LIST |  |  | Pre Arrival | Pre Arrival |  | Pre Arrival | 0 | 0 | 0 | 0 | 14.79 | 1 | 14.79 | HITACHI(HE) |  | 0 | 0 | 0 | 0 | Flow 0: Pre Arrival | Pre Arrival | HITACHI
6999 | PRL-O-046-O3 | HVDC-ADOPT-HE-0485 | DAS | EQ-002 | SLZU2582024 | 1 | Outdoor | NYTRO 10XN Transformer Oil | 606 | 244 | 259 | 38.2968 | 20640 | 20640 | Stackable | 27102090 | USD | 42018.91 | APL BARCELONA | BELGIUM | Antwerp | Khalifa port | 2025-09-17 | 2025-10-20 | [14 empty] | CASE_LIST |  |  | Pre Arrival | Pre Arrival |  | Pre Arrival | 0 | 0 | 0 | 0 | 14.79 | 1 | 14.79 | HITACHI(HE) |  | 0 | 0 | 0 | 0 | Flow 0: Pre Arrival | Pre Arrival | HITACHI
6835 | PRL-O-046-O2 | HVDC-ADOPT-HE-0484 | DAS | EQ-002 | EXFU0815894 | 1 | Outdoor | NYTRO 10XN Transformer Oil | 606 | 244 | 259 | 38.2968 | 21140 | 21140 | Stackable | 27102090 | USD | 43036.81 | CSCL NEPTUNE | BELGIUM | Antwerp | Khalifa port | 2025-09-08 | 2025-10-12 | [14 empty] | CASE_LIST |  |  | Pre Arrival | Pre Arrival |  | Pre Arrival | 0 | 0 | 0 | 0 | 14.79 | 1 | 14.79 | HITACHI(HE) |  | 0 | 0 | 0 | 0 | Flow 0: Pre Arrival | Pre Arrival | HITACHI
6836 | PRL-O-046-O2 | HVDC-ADOPT-HE-0484 | DAS | EQ-002 | PCVU2644769 | 1 | Outdoor | NYTRO 10XN Transformer Oil | 606 | 244 | 259 | 38.2968 | 21000 | 21000 | Stackable | 27102090 | USD | 42751.8 | CSCL NEPTUNE | BELGIUM | Antwerp | Khalifa port | 2025-09-08 | 2025-10-12 | [14 empty] | CASE_LIST |  |  | Pre Arrival | Pre Arrival |  | Pre Arrival | 0 | 0 | 0 | 0 | 14.79 | 1 | 14.79 | HITACHI(HE) |  | 0 | 0 | 0 | 0 | Flow 0: Pre Arrival | Pre Arrival | HITACHI
6837 | PRL-O-046-O2 | HVDC-ADOPT-HE-0484 | DAS | EQ-002 | EXFU6674617 | 1 | Outdoor | NYTRO 10XN Transformer Oil | 606 | 244 | 259 | 38.2968 | 20940 | 20940 | Stackable | 27102090 | USD | 42629.65 | CSCL NEPTUNE | BELGIUM | Antwerp | Khalifa port | 2025-09-08 | 2025-10-12 | [14 empty] | CASE_LIST |  |  | Pre Arrival | Pre Arrival |  | Pre Arrival | 0 | 0 | 0 | 0 | 14.79 | 1 | 14.79 | HITACHI(HE) |  | 0 | 0 | 0 | 0 | Flow 0: Pre Arrival | Pre Arrival | HITACHI
6838 | PRL-O-046-O2 | HVDC-ADOPT-HE-0484 | DAS | EQ-002 | SLZU2600998 | 1 | Outdoor | NYTRO 10XN Transformer Oil | 606 | 244 | 259 | 38.2968 | 20900 | 20900 | Stackable | 27102090 | USD | 42548.22 | CSCL NEPTUNE | BELGIUM | Antwerp | Khalifa port | 2025-09-08 | 2025-10-12 | [14 empty] | CASE_LIST |  |  | Pre Arrival | Pre Arrival |  | Pre Arrival | 0 | 0 | 0 | 0 | 14.79 | 1 | 14.79 | HITACHI(HE) |  | 0 | 0 | 0 | 0 | Flow 0: Pre Arrival | Pre Arrival | HITACHI
6839 | PRL-O-046-O1 | HVDC-ADOPT-HE-0483 | DAS | EQ-002 | PCVU2612186 | 1 | Outdoor | NYTRO 10XN Transformer Oil | 606 | 244 | 259 | 38.2968 | 21000 | 21000 | Stackable | 27102090 | USD | 42751.8 | DUBAI EXPRESS | BELGIUM | Antwerp | Khalifa port | 2025-09-05 | 2025-10-17 | [14 empty] | CASE_LIST |  |  | Pre Arrival | Pre Arrival |  | Pre Arrival | 0 | 0 | 0 | 0 | 14.79 | 1 | 14.79 | HITACHI(HE) |  | 0 | 0 | 0 | 0 | Flow 0: Pre Arrival | Pre Arrival | HITACHI
6840 | PRL-O-046-O1 | HVDC-ADOPT-HE-0483 | DAS | EQ-002 | FLNU6800891 | 1 | Outdoor | NYTRO 10XN Transformer Oil | 606 | 244 | 259 | 38.2968 | 20980 | 20980 | Stackable | 27102090 | USD | 42711.08 | DUBAI EXPRESS | BELGIUM | Antwerp | Khalifa port | 2025-09-05 | 2025-10-17 | [14 empty] | CASE_LIST |  |  | Pre Arrival | Pre Arrival |  | Pre Arrival | 0 | 0 | 0 | 0 | 14.79 | 1 | 14.79 | HITACHI(HE) |  | 0 | 0 | 0 | 0 | Flow 0: Pre Arrival | Pre Arrival | HITACHI
6841 | PRL-O-046-O1 | HVDC-ADOPT-HE-0483 | DAS | EQ-002 | EXFU6713544 | 1 | Outdoor | NYTRO 10XN Transformer Oil | 606 | 244 | 259 | 38.2968 | 21000 | 21000 | Stackable | 27102090 | USD | 42751.8 | DUBAI EXPRESS | BELGIUM | Antwerp | Khalifa port | 2025-09-05 | 2025-10-17 | [14 empty] | CASE_LIST |  |  | Pre Arrival | Pre Arrival |  | Pre Arrival | 0 | 0 | 0 | 0 | 14.79 | 1 | 14.79 | HITACHI(HE) |  | 0 | 0 | 0 | 0 | Flow 0: Pre Arrival | Pre Arrival | HITACHI
6842 | PRL-O-046-O1 | HVDC-ADOPT-HE-0483 | DAS | EQ-002 | EXFU6664624 | 1 | Outdoor | NYTRO 10XN Transformer Oil | 606 | 244 | 259 | 38.2968 | 21020 | 21020 | Stackable | 27102090 | USD | 42792.52 | DUBAI EXPRESS | BELGIUM | Antwerp | Khalifa port | 2025-09-05 | 2025-10-17 | [14 empty] | CASE_LIST |  |  | Pre Arrival | Pre Arrival |  | Pre Arrival | 0 | 0 | 0 | 0 | 14.79 | 1 | 14.79 | HITACHI(HE) |  | 0 | 0 | 0 | 0 | Flow 0: Pre Arrival | Pre Arrival | HITACHI
6843 | PRL-O-046-O1 | HVDC-ADOPT-HE-0483 | DAS | EQ-002 | FLNU6805851 | 1 | Outdoor | NYTRO 10XN Transformer Oil | 606 | 244 | 259 | 38.2968 | 20860 | 20860 | Stackable | 27102090 | USD | 42466.8 | DUBAI EXPRESS | BELGIUM | Antwerp | Khalifa port | 2025-09-05 | 2025-10-17 | [14 empty] | CASE_LIST |  |  | Pre Arrival | Pre Arrival |  | Pre Arrival | 0 | 0 | 0 | 0 | 14.79 | 1 | 14.79 | HITACHI(HE) |  | 0 | 0 | 0 | 0 | Flow 0: Pre Arrival | Pre Arrival | HITACHI
6844 | PRL-O-046-O1 | HVDC-ADOPT-HE-0483 | DAS | EQ-002 | SLZU2680479 | 1 | Outdoor | NYTRO 10XN Transformer Oil | 606 | 244 | 259 | 38.2968 | 21140 | 21140 | Stackable | 27102090 | USD | 43036.81 | DUBAI EXPRESS | BELGIUM | Antwerp | Khalifa port | 2025-09-05 | 2025-10-17 | [14 empty] | CASE_LIST |  |  | Pre Arrival | Pre Arrival |  | Pre Arrival | 0 | 0 | 0 | 0 | 14.79 | 1 | 14.79 | HITACHI(HE) |  | 0 | 0 | 0 | 0 | Flow 0: Pre Arrival | Pre Arrival | HITACHI
6478 | PRL-CS-045-O | HVDC-ADOPT-HE-0482 | DAS | EQ-364 | 209517 | 1 | Indoor | GROUNDING EQUIPMENT | 120 | 80 | 71 | 0.6816 | 191 | 232 | Stackable 3 tier | 8535 9000 | SEK | 178497 | MSC MELATILDE | SWEDEN | Gothenburg | Khalifa port | 2025-07-17 | 2025-08-26 | [6 empty] | 2025-08-11 | [7 empty] | CASE_LIST | 1 |  | warehouse | MOSB | 2025-08-11 | warehouse | 1 | 1 | -1 | 0 | 0.96 | 3 | 0.96 | HITACHI(HE) |  | 0 | 1 | 1 | 5 | Flow 5: Mixed / Waiting / Incomplete leg | MOSB | HITACHI
6479 | PRL-CS-045-O | HVDC-ADOPT-HE-0482 | SHU | EQ-364 | 192635 | 1 | Indoor | GROUNDING EQUIPMENT | 120 | 80 | 73 | 0.7008 | 209 | 259 | Stackable 3 tier | 8535 9000 | SEK | 194868.7 | MSC MELATILDE | SWEDEN | Gothenburg | Khalifa port | 2025-07-17 | 2025-08-26 | [11 empty] | 2025-09-21 |  |  | CASE_LIST |  | 1 | site | SHU | 2025-09-21 | site | 0 | 1 | 1 | 2 | 0.96 | 3 | 0.96 | HITACHI(HE) |  | 1 | 1 | 0 | 1 | Flow 1: Port → Site | SHU | HITACHI
6274 | PRL-DAS-037-A | HVDC-ADOPT-HE-0480 | DAS | EQ-354 | 208947 | 1 | Outdoor Covered | Das Main Airfreight 1 - Cannectors | 115 | 80 | 105 | 0.966 | 160 | 225 | Stackable 3 tier | 8536 9010 | EUR | 9530.852 | EY0154 | Austria | Linz | Abu Dhabi Airport | 2025-08-12 | 2025-08-15 | [12 empty] | 2025-08-22 |  | CASE_LIST |  | 1 | site | DAS | 2025-08-22 | site | 0 | 1 | 1 | 2 | 0.92 | 3 | 0.92 | HITACHI(HE) |  | 1 | 1 | 0 | 1 | Flow 1: Port → Site | DAS | HITACHI
6275 | PRL-DAS-037-A | HVDC-ADOPT-HE-0480 | DAS | EQ-354 | 208948 | 1 | Outdoor Covered | Das Main Airfreight 2 - Cannectors | 115 | 80 | 105 | 0.966 | 160 | 225 | Stackable 3 tier | 8536 9010 | EUR | 9530.852 | EY0154 | Austria | Linz | Abu Dhabi Airport | 2025-08-12 | 2025-08-15 | [12 empty] | 2025-08-22 |  | CASE_LIST |  | 1 | site | DAS | 2025-08-22 | site | 0 | 1 | 1 | 2 | 0.92 | 3 | 0.92 | HITACHI(HE) |  | 1 | 1 | 0 | 1 | Flow 1: Port → Site | DAS | HITACHI
6276 | PRL-DAS-037-A | HVDC-ADOPT-HE-0480 | DAS | EQ-354 | 208949 | 1 | Outdoor Covered | Das Main Airfreight 3 - Cannectors | 115 | 80 | 105 | 0.966 | 334 | 399 | Stackable 3 tier | 8536 9010 | EUR | 9530.852 | EY0154 | Austria | Linz | Abu Dhabi Airport | 2025-08-12 | 2025-08-15 | [12 empty] | 2025-08-22 |  | CASE_LIST |  | 1 | site | DAS | 2025-08-22 | site | 0 | 1 | 1 | 2 | 0.92 | 3 | 0.92 | HITACHI(HE) |  | 1 | 1 | 0 | 1 | Flow 1: Port → Site | DAS | HITACHI
6277 | PRL-DAS-037-A | HVDC-ADOPT-HE-0480 | DAS | EQ-354 | 208950 | 1 | Outdoor Covered | Das Main Airfreight 4 - Cannectors | 115 | 80 | 105 | 0.966 | 303 | 368 | Stackable 3 tier | 8536 9010 | EUR | 9530.852 | EY0154 | Austria | Linz | Abu Dhabi Airport | 2025-08-12 | 2025-08-15 | [12 empty] | 2025-08-22 |  | CASE_LIST |  | 1 | site | DAS | 2025-08-22 | site | 0 | 1 | 1 | 2 | 0.92 | 3 | 0.92 | HITACHI(HE) |  | 1 | 1 | 0 | 1 | Flow 1: Port → Site | DAS | HITACHI
6278 | PRL-DAS-037-A | HVDC-ADOPT-HE-0480 | DAS | EQ-354 | 208951 | 1 | Outdoor Covered | Das Main Airfreight 5 - Cannectors | 115 | 80 | 105 | 0.966 | 371 | 436 | Stackable 3 tier | 8536 9010 | EUR | 9530.852 | EY0154 | Austria | Linz | Abu Dhabi Airport | 2025-08-12 | 2025-08-15 | [12 empty] | 2025-08-22 |  | CASE_LIST |  | 1 | site | DAS | 2025-08-22 | site | 0 | 1 | 1 | 2 | 0.92 | 3 | 0.92 | HITACHI(HE) |  | 1 | 1 | 0 | 1 | Flow 1: Port → Site | DAS | HITACHI
6279 | PRL-DAS-037-A | HVDC-ADOPT-HE-0480 | DAS | EQ-354 | 208952 | 1 | Outdoor Covered | Das Main Airfreight 6 - Cannectors | 115 | 80 | 105 | 0.966 | 444 | 509 | Stackable 3 tier | 8536 9010 | EUR | 9530.852 | EY0154 | Austria | Linz | Abu Dhabi Airport | 2025-08-12 | 2025-08-15 | [12 empty] | 2025-08-22 |  | CASE_LIST |  | 1 | site | DAS | 2025-08-22 | site | 0 | 1 | 1 | 2 | 0.92 | 3 | 0.92 | HITACHI(HE) |  | 1 | 1 | 0 | 1 | Flow 1: Port → Site | DAS | HITACHI
6280 | PRL-DAS-037-A | HVDC-ADOPT-HE-0480 | DAS | EQ-354 | 208953 | 1 | Outdoor Covered | Das Main Airfreight 7 - Cannectors | 115 | 80 | 105 | 0.966 | 239 | 304 | Stackable 3 tier | 8536 9010 | EUR | 9530.852 | EY0154 | Austria | Linz | Abu Dhabi Airport | 2025-08-12 | 2025-08-15 | [12 empty] | 2025-08-22 |  | CASE_LIST |  | 1 | site | DAS | 2025-08-22 | site | 0 | 1 | 1 | 2 | 0.92 | 3 | 0.92 | HITACHI(HE) |  | 1 | 1 | 0 | 1 | Flow 1: Port → Site | DAS | HITACHI
6439 | PRL-SHU-079-A2 | HVDC-ADOPT-HE-0477-2 | SHU | EQ-011 | 192547 | 1 | Outdoor | CORONA PROTECTOR | 377 | 278 | 80 | 8.3845 | 648 | 1134 | Stackable 1 tier | 7610 9090 | SEK | 405882 | EY914 | NETHERLANDS | Amsterdam | Abu Dhabi Airport | 2025-08-18 | 2025-08-26 | [11 empty] | 2025-08-28 |  |  | CASE_LIST |  | 1 | site | SHU | 2025-08-28 | site | 0 | 1 | 1 | 2 | 10.48 | 1 | 10.48 | HITACHI(HE) |  | 1 | 1 | 0 | 1 | Flow 1: Port → Site | SHU | HITACHI
6281 | PRL-SHU-079-A1 | HVDC-ADOPT-HE-0477-1 | SHU | EQ-011 | 192540 | 1 | Outdoor | Bpack | 330 | 215 | 90 | 6.3855 | 2535 | 2850 | Stackable 1 tier | 7326 9098 | SEK | 405882 | EY918 | NETHERLANDS | Amsterdam | Abu Dhabi Airport | 2025-08-14 | 2025-08-19 | [11 empty] | 2025-08-21 |  |  | CASE_LIST |  | 1 | site | SHU | 2025-08-21 | site | 0 | 1 | 1 | 2 | 7.09 | 1 | 7.09 | HITACHI(HE) |  | 1 | 1 | 0 | 1 | Flow 1: Port → Site | SHU | HITACHI
6282 | PRL-SHU-079-A1 | HVDC-ADOPT-HE-0477-1 | SHU | EQ-011 | 192541 | 1 | Outdoor | Busbar, Corona bell, Bus support | 420 | 70 | 52 | 1.5288 | 143 | 283 | Stackable 1 tier | 8535 9000 | SEK | 405882 | EY918 | NETHERLANDS | Amsterdam | Abu Dhabi Airport | 2025-08-14 | 2025-08-19 | [11 empty] | 2025-08-21 |  |  | CASE_LIST |  | 1 | site | SHU | 2025-08-21 | site | 0 | 1 | 1 | 2 | 2.94 | 1 | 2.94 | HITACHI(HE) |  | 1 | 1 | 0 | 1 | Flow 1: Port → Site | SHU | HITACHI
6283 | PRL-SHU-079-A1 | HVDC-ADOPT-HE-0477-1 | SHU | EQ-011 | 192542 | 1 | Outdoor | Foundation Plate | 115 | 117 | 73 | 0.98221 | 2796 | 2914 | Stackable 1 tier | 7208 9080 | SEK | 405882 | EY918 | NETHERLANDS | Amsterdam | Abu Dhabi Airport | 2025-08-14 | 2025-08-19 | [11 empty] | 2025-08-21 |  |  | CASE_LIST |  | 1 | site | SHU | 2025-08-21 | site | 0 | 1 | 1 | 2 | 1.35 | 1 | 1.35 | HITACHI(HE) |  | 1 | 1 | 0 | 1 | Flow 1: Port → Site | SHU | HITACHI
6284 | PRL-SHU-079-A1 | HVDC-ADOPT-HE-0477-1 | SHU | EQ-011 | 192543 | 1 | Outdoor | Foundation Plate 1000x1000x30, PCD225 | 115 | 117 | 73 | 0.98221 | 2796 | 2914 | Stackable 1 tier | 7208 9080 | SEK | 405882 | EY918 | NETHERLANDS | Amsterdam | Abu Dhabi Airport | 2025-08-14 | 2025-08-19 | [11 empty] | 2025-08-21 |  |  | CASE_LIST |  | 1 | site | SHU | 2025-08-21 | site | 0 | 1 | 1 | 2 | 1.35 | 1 | 1.35 | HITACHI(HE) |  | 1 | 1 | 0 | 1 | Flow 1: Port → Site | SHU | HITACHI
6285 | PRL-SHU-079-A1 | HVDC-ADOPT-HE-0477-1 | SHU | EQ-011 | 192544 | 1 | Outdoor | Adapter 2x Insulator PCD 225/325 | 147 | 128 | 135 | 2.5402 | 2592 | 2790 | Not stackable | 8536 9095 | SEK | 405882 | EY918 | NETHERLANDS | Amsterdam | Abu Dhabi Airport | 2025-08-14 | 2025-08-19 | [11 empty] | 2025-08-21 |  |  | CASE_LIST |  | 1 | site | SHU | 2025-08-21 | site | 0 | 1 | 1 | 2 | 1.88 | 0 | 1.88 | HITACHI(HE) |  | 1 | 1 | 0 | 1 | Flow 1: Port → Site | SHU | HITACHI
6286 | PRL-SHU-079-A1 | HVDC-ADOPT-HE-0477-1 | SHU | EQ-011 | 192545 | 1 | Outdoor | Adapter 2x Insulator PCD 225/325 | 147 | 128 | 135 | 2.5402 | 2592 | 2790 | Not stackable | 8536 9095 | SEK | 405882 | EY918 | NETHERLANDS | Amsterdam | Abu Dhabi Airport | 2025-08-14 | 2025-08-19 | [11 empty] | 2025-08-21 |  |  | CASE_LIST |  | 1 | site | SHU | 2025-08-21 | site | 0 | 1 | 1 | 2 | 1.88 | 0 | 1.88 | HITACHI(HE) |  | 1 | 1 | 0 | 1 | Flow 1: Port → Site | SHU | HITACHI
6287 | PRL-SHU-079-A1 | HVDC-ADOPT-HE-0477-1 | SHU | EQ-011 | 192546 | 1 | Outdoor | Capacitors bank H | 195 | 240 | 188 | 8.7984 | 860 | 1260 | Stackable 1 tier | 7318 2200 | SEK | 405882 | EY918 | NETHERLANDS | Amsterdam | Abu Dhabi Airport | 2025-08-14 | 2025-08-19 | [11 empty] | 2025-08-21 |  |  | CASE_LIST |  | 1 | site | SHU | 2025-08-21 | site | 0 | 1 | 1 | 2 | 4.68 | 1 | 4.68 | HITACHI(HE) |  | 1 | 1 | 0 | 1 | Flow 1: Port → Site | SHU | HITACHI
6796 | PRL-SHU-080-T | HVDC-ADOPT-HE-0476 | SHU | EQ-211 | 192561 | 1 | Indoor | BUSDUCT-PACK-1 | 120 | 80 | 75 | 0.72 | 690 | 725 | Stackable 2 tier | 85369001 | AED | 52202.62 | Viking Orca | Turkey | Izmit | Khalifa port | 2025-08-15 | 2025-10-14 | [11 empty] | 2025-10-23 |  |  | CASE_LIST |  | 1 | site | SHU | 2025-10-23 | site | 0 | 1 | 1 | 2 | 0.96 | 2 | 0.96 | HITACHI(HE) |  | 1 | 1 | 0 | 1 | Flow 1: Port → Site | SHU | HITACHI
6797 | PRL-SHU-080-T | HVDC-ADOPT-HE-0476 | SHU | EQ-211 | 192562 | 1 | Indoor | BUSDUCT-PACK-2 | 120 | 80 | 75 | 0.72 | 580 | 615 | Stackable 2 tier | 85369001 | AED | 52202.62 | Viking Orca | Turkey | Izmit | Khalifa port | 2025-08-15 | 2025-10-14 | [11 empty] | 2025-10-23 |  |  | CASE_LIST |  | 1 | site | SHU | 2025-10-23 | site | 0 | 1 | 1 | 2 | 0.96 | 2 | 0.96 | HITACHI(HE) |  | 1 | 1 | 0 | 1 | Flow 1: Port → Site | SHU | HITACHI
6798 | PRL-SHU-080-T | HVDC-ADOPT-HE-0476 | SHU | EQ-211 | 192563 | 1 | Indoor | BUSDUCT-PACK-3 | 320 | 80 | 60 | 1.536 | 940 | 1040 | Stackable 2 tier | 85369001 | AED | 52202.62 | Viking Orca | Turkey | Izmit | Khalifa port | 2025-08-15 | 2025-10-14 | [11 empty] | 2025-10-23 |  |  | CASE_LIST |  | 1 | site | SHU | 2025-10-23 | site | 0 | 1 | 1 | 2 | 2.56 | 2 | 2.56 | HITACHI(HE) |  | 1 | 1 | 0 | 1 | Flow 1: Port → Site | SHU | HITACHI
6799 | PRL-SHU-080-T | HVDC-ADOPT-HE-0476 | SHU | EQ-211 | 192564 | 1 | Indoor | BUSDUCT-PACK-4 | 320 | 80 | 60 | 1.536 | 940 | 1040 | Stackable 2 tier | 85369001 | AED | 52202.62 | Viking Orca | Turkey | Izmit | Khalifa port | 2025-08-15 | 2025-10-14 | [11 empty] | 2025-10-23 |  |  | CASE_LIST |  | 1 | site | SHU | 2025-10-23 | site | 0 | 1 | 1 | 2 | 2.56 | 2 | 2.56 | HITACHI(HE) |  | 1 | 1 | 0 | 1 | Flow 1: Port → Site | SHU | HITACHI
6800 | PRL-SHU-080-T | HVDC-ADOPT-HE-0476 | SHU | EQ-211 | 192565 | 1 | Indoor | BUSDUCT-PACK-5 | 320 | 80 | 60 | 1.536 | 940 | 1040 | Stackable 2 tier | 85369001 | AED | 52202.62 | Viking Orca | Turkey | Izmit | Khalifa port | 2025-08-15 | 2025-10-14 | [11 empty] | 2025-10-23 |  |  | CASE_LIST |  | 1 | site | SHU | 2025-10-23 | site | 0 | 1 | 1 | 2 | 2.56 | 2 | 2.56 | HITACHI(HE) |  | 1 | 1 | 0 | 1 | Flow 1: Port → Site | SHU | HITACHI
6801 | PRL-SHU-080-T | HVDC-ADOPT-HE-0476 | SHU | EQ-211 | 192566 | 1 | Indoor | BUSDUCT-PACK-6 | 255 | 80 | 90 | 1.836 | 1050 | 1130 | Stackable 2 tier | 85369001 | AED | 52202.62 | Viking Orca | Turkey | Izmit | Khalifa port | 2025-08-15 | 2025-10-14 | [11 empty] | 2025-10-23 |  |  | CASE_LIST |  | 1 | site | SHU | 2025-10-23 | site | 0 | 1 | 1 | 2 | 2.04 | 2 | 2.04 | HITACHI(HE) |  | 1 | 1 | 0 | 1 | Flow 1: Port → Site | SHU | HITACHI
6802 | PRL-SHU-080-T | HVDC-ADOPT-HE-0476 | SHU | EQ-211 | 192567 | 1 | Indoor | BUSDUCT-PACK-7 | 125 | 95 | 60 | 0.7125 | 350 | 395 | Stackable 2 tier | 85369001 | AED | 52202.62 | Viking Orca | Turkey | Izmit | Khalifa port | 2025-08-15 | 2025-10-14 | [11 empty] | 2025-10-23 |  |  | CASE_LIST |  | 1 | site | SHU | 2025-10-23 | site | 0 | 1 | 1 | 2 | 1.19 | 2 | 1.19 | HITACHI(HE) |  | 1 | 1 | 0 | 1 | Flow 1: Port → Site | SHU | HITACHI
6803 | PRL-SHU-080-T | HVDC-ADOPT-HE-0476 | SHU | EQ-211 | 192568 | 1 | Indoor | BUSDUCT-PACK-8 | 125 | 95 | 60 | 0.7125 | 350 | 395 | Stackable 2 tier | 85369001 | AED | 52202.62 | Viking Orca | Turkey | Izmit | Khalifa port | 2025-08-15 | 2025-10-14 | [11 empty] | 2025-10-23 |  |  | CASE_LIST |  | 1 | site | SHU | 2025-10-23 | site | 0 | 1 | 1 | 2 | 1.19 | 2 | 1.19 | HITACHI(HE) |  | 1 | 1 | 0 | 1 | Flow 1: Port → Site | SHU | HITACHI
6804 | PRL-SHU-080-T | HVDC-ADOPT-HE-0476 | SHU | EQ-211 | 192569 | 1 | Indoor | BUSDUCT-PACK-9 | 120 | 80 | 60 | 0.576 | 360 | 395 | Stackable 2 tier | 85369001 | AED | 52202.62 | Viking Orca | Turkey | Izmit | Khalifa port | 2025-08-15 | 2025-10-14 | [11 empty] | 2025-10-23 |  |  | CASE_LIST |  | 1 | site | SHU | 2025-10-23 | site | 0 | 1 | 1 | 2 | 0.96 | 2 | 0.96 | HITACHI(HE) |  | 1 | 1 | 0 | 1 | Flow 1: Port → Site | SHU | HITACHI
6805 | PRL-SHU-080-T | HVDC-ADOPT-HE-0476 | SHU | EQ-211 | 192570 | 1 | Indoor | BUSDUCT-PACK-10 | 255 | 80 | 75 | 1.53 | 880 | 960 | Stackable 2 tier | 85369001 | AED | 52202.62 | Viking Orca | Turkey | Izmit | Khalifa port | 2025-08-15 | 2025-10-14 | [11 empty] | 2025-10-23 |  |  | CASE_LIST |  | 1 | site | SHU | 2025-10-23 | site | 0 | 1 | 1 | 2 | 2.04 | 2 | 2.04 | HITACHI(HE) |  | 1 | 1 | 0 | 1 | Flow 1: Port → Site | SHU | HITACHI
6806 | PRL-SHU-080-T | HVDC-ADOPT-HE-0476 | SHU | EQ-211 | 192571 | 1 | Indoor | BUSDUCT-PACK-11 | 125 | 120 | 65 | 0.975 | 345 | 395 | Stackable 2 tier | 85369001 | AED | 52202.62 | Viking Orca | Turkey | Izmit | Khalifa port | 2025-08-15 | 2025-10-14 | [11 empty] | 2025-10-23 |  |  | CASE_LIST |  | 1 | site | SHU | 2025-10-23 | site | 0 | 1 | 1 | 2 | 1.5 | 2 | 1.5 | HITACHI(HE) |  | 1 | 1 | 0 | 1 | Flow 1: Port → Site | SHU | HITACHI
6807 | PRL-SHU-080-T | HVDC-ADOPT-HE-0476 | SHU | EQ-211 | 192572 | 1 | Indoor | BUSDUCT-PACK-12 | 125 | 120 | 75 | 1.125 | 410 | 460 | Stackable 2 tier | 85369001 | AED | 52202.62 | Viking Orca | Turkey | Izmit | Khalifa port | 2025-08-15 | 2025-10-14 | [11 empty] | 2025-10-23 |  |  | CASE_LIST |  | 1 | site | SHU | 2025-10-23 | site | 0 | 1 | 1 | 2 | 1.5 | 2 | 1.5 | HITACHI(HE) |  | 1 | 1 | 0 | 1 | Flow 1: Port → Site | SHU | HITACHI
6808 | PRL-SHU-080-T | HVDC-ADOPT-HE-0476 | SHU | EQ-211 | 192573 | 1 | Indoor | BUSDUCT-PACK-13 | 125 | 95 | 60 | 0.7125 | 350 | 395 | Stackable 2 tier | 85369001 | AED | 52202.62 | Viking Orca | Turkey | Izmit | Khalifa port | 2025-08-15 | 2025-10-14 | [11 empty] | 2025-10-23 |  |  | CASE_LIST |  | 1 | site | SHU | 2025-10-23 | site | 0 | 1 | 1 | 2 | 1.19 | 2 | 1.19 | HITACHI(HE) |  | 1 | 1 | 0 | 1 | Flow 1: Port → Site | SHU | HITACHI
6809 | PRL-SHU-080-T | HVDC-ADOPT-HE-0476 | SHU | EQ-211 | 192574 | 1 | Indoor | BUSDUCT-PACK-14 | 120 | 80 | 45 | 0.432 | 185 | 220 | Stackable 2 tier | 85369001 | AED | 52202.62 | Viking Orca | Turkey | Izmit | Khalifa port | 2025-08-15 | 2025-10-14 | [11 empty] | 2025-10-23 |  |  | CASE_LIST |  | 1 | site | SHU | 2025-10-23 | site | 0 | 1 | 1 | 2 | 0.96 | 2 | 0.96 | HITACHI(HE) |  | 1 | 1 | 0 | 1 | Flow 1: Port → Site | SHU | HITACHI
6810 | PRL-SHU-080-T | HVDC-ADOPT-HE-0476 | SHU | EQ-211 | 192575 | 1 | Indoor | BUSDUCT-PACK-15 | 126 | 96 | 96 | 1.1612 | 105 | 190 | Stackable 2 tier | 85369001 | AED | 52202.62 | Viking Orca | Turkey | Izmit | Khalifa port | 2025-08-15 | 2025-10-14 | [11 empty] | 2025-10-23 |  |  | CASE_LIST |  | 1 | site | SHU | 2025-10-23 | site | 0 | 1 | 1 | 2 | 1.21 | 2 | 1.21 | HITACHI(HE) |  | 1 | 1 | 0 | 1 | Flow 1: Port → Site | SHU | HITACHI
6811 | PRL-SHU-080-T | HVDC-ADOPT-HE-0476 | SHU | EQ-211 | 192576 | 1 | Indoor | BUSDUCT-PACK-16 | 121 | 82 | 114 | 1.1311 | 84 | 169 | Stackable 2 tier | 85369001 | AED | 52202.62 | Viking Orca | Turkey | Izmit | Khalifa port | 2025-08-15 | 2025-10-14 | [11 empty] | 2025-10-23 |  |  | CASE_LIST |  | 1 | site | SHU | 2025-10-23 | site | 0 | 1 | 1 | 2 | 0.99 | 2 | 0.99 | HITACHI(HE) |  | 1 | 1 | 0 | 1 | Flow 1: Port → Site | SHU | HITACHI
6812 | PRL-SHU-080-T | HVDC-ADOPT-HE-0476 | SHU | EQ-211 | 192577 | 1 | Indoor | BUSDUCT-PACK-17 | 120 | 81 | 64 | 0.62208 | 59 | 87 | Stackable 2 tier | 85369001 | AED | 52202.62 | Viking Orca | Turkey | Izmit | Khalifa port | 2025-08-15 | 2025-10-14 | [11 empty] | 2025-10-23 |  |  | CASE_LIST |  | 1 | site | SHU | 2025-10-23 | site | 0 | 1 | 1 | 2 | 0.97 | 2 | 0.97 | HITACHI(HE) |  | 1 | 1 | 0 | 1 | Flow 1: Port → Site | SHU | HITACHI
6813 | PRL-SHU-080-T | HVDC-ADOPT-HE-0476 | SHU | EQ-211 | 192578 | 1 | Indoor | BUSDUCT-PACK-18 | 120 | 81 | 61 | 0.59292 | 337 | 365 | Stackable 2 tier | 85369001 | AED | 52202.62 | Viking Orca | Turkey | Izmit | Khalifa port | 2025-08-15 | 2025-10-14 | [11 empty] | 2025-10-23 |  |  | CASE_LIST |  | 1 | site | SHU | 2025-10-23 | site | 0 | 1 | 1 | 2 | 0.97 | 2 | 0.97 | HITACHI(HE) |  | 1 | 1 | 0 | 1 | Flow 1: Port → Site | SHU | HITACHI
6814 | PRL-SHU-080-T | HVDC-ADOPT-HE-0476 | SHU | EQ-211 | 192579 | 1 | Indoor | BUSDUCT-PACK-19 | 120 | 81 | 62 | 0.60264 | 335 | 363 | Stackable 2 tier | 85369001 | AED | 52202.62 | Viking Orca | Turkey | Izmit | Khalifa port | 2025-08-15 | 2025-10-14 | [11 empty] | 2025-10-23 |  |  | CASE_LIST |  | 1 | site | SHU | 2025-10-23 | site | 0 | 1 | 1 | 2 | 0.97 | 2 | 0.97 | HITACHI(HE) |  | 1 | 1 | 0 | 1 | Flow 1: Port → Site | SHU | HITACHI
6815 | PRL-SHU-080-T | HVDC-ADOPT-HE-0476 | SHU | EQ-211 | 192580 | 1 | Indoor | BUSDUCT-PACK-20 | 120 | 81 | 82 | 0.79704 | 429 | 457 | Stackable 2 tier | 85369001 | AED | 52202.62 | Viking Orca | Turkey | Izmit | Khalifa port | 2025-08-15 | 2025-10-14 | [11 empty] | 2025-10-23 |  |  | CASE_LIST |  | 1 | site | SHU | 2025-10-23 | site | 0 | 1 | 1 | 2 | 0.97 | 2 | 0.97 | HITACHI(HE) |  | 1 | 1 | 0 | 1 | Flow 1: Port → Site | SHU | HITACHI
6816 | PRL-SHU-080-T | HVDC-ADOPT-HE-0476 | SHU | EQ-211 | 192581 | 1 | Indoor | BUSDUCT-PACK-21 | 317 | 81 | 62 | 1.592 | 941 | 999 | Stackable 2 tier | 85369001 | AED | 52202.62 | Viking Orca | Turkey | Izmit | Khalifa port | 2025-08-15 | 2025-10-14 | [11 empty] | 2025-10-23 |  |  | CASE_LIST |  | 1 | site | SHU | 2025-10-23 | site | 0 | 1 | 1 | 2 | 2.57 | 2 | 2.57 | HITACHI(HE) |  | 1 | 1 | 0 | 1 | Flow 1: Port → Site | SHU | HITACHI
6817 | PRL-SHU-080-T | HVDC-ADOPT-HE-0476 | SHU | EQ-211 | 192582 | 1 | Indoor | BUSDUCT-PACK-22 | 255 | 80 | 79 | 1.6116 | 715 | 764 | Stackable 2 tier | 85369001 | AED | 52202.62 | Viking Orca | Turkey | Izmit | Khalifa port | 2025-08-15 | 2025-10-14 | [11 empty] | 2025-10-23 |  |  | CASE_LIST |  | 1 | site | SHU | 2025-10-23 | site | 0 | 1 | 1 | 2 | 2.04 | 2 | 2.04 | HITACHI(HE) |  | 1 | 1 | 0 | 1 | Flow 1: Port → Site | SHU | HITACHI
6818 | PRL-SHU-080-T | HVDC-ADOPT-HE-0476 | SHU | EQ-211 | 192583 | 1 | Indoor | BUSDUCT-PACK-23 | 317 | 81 | 62 | 1.592 | 945 | 1003 | Stackable 2 tier | 85369001 | AED | 52202.62 | Viking Orca | Turkey | Izmit | Khalifa port | 2025-08-15 | 2025-10-14 | [11 empty] | 2025-10-23 |  |  | CASE_LIST |  | 1 | site | SHU | 2025-10-23 | site | 0 | 1 | 1 | 2 | 2.57 | 2 | 2.57 | HITACHI(HE) |  | 1 | 1 | 0 | 1 | Flow 1: Port → Site | SHU | HITACHI
6819 | PRL-SHU-080-T | HVDC-ADOPT-HE-0476 | SHU | EQ-211 | 192584 | 1 | Indoor | BUSDUCT-PACK-24 | 255 | 81 | 61 | 1.26 | 605 | 654 | Stackable 2 tier | 85369001 | AED | 52202.62 | Viking Orca | Turkey | Izmit | Khalifa port | 2025-08-15 | 2025-10-14 | [11 empty] | 2025-10-23 |  |  | CASE_LIST |  | 1 | site | SHU | 2025-10-23 | site | 0 | 1 | 1 | 2 | 2.07 | 2 | 2.07 | HITACHI(HE) |  | 1 | 1 | 0 | 1 | Flow 1: Port → Site | SHU | HITACHI
6820 | PRL-SHU-080-T | HVDC-ADOPT-HE-0476 | SHU | EQ-211 | 192585 | 1 | Indoor | BUSDUCT-PACK-25 | 317 | 81 | 78 | 2.0028 | 947 | 1005 | Stackable 2 tier | 85369001 | AED | 52202.62 | Viking Orca | Turkey | Izmit | Khalifa port | 2025-08-15 | 2025-10-14 | [11 empty] | 2025-10-23 |  |  | CASE_LIST |  | 1 | site | SHU | 2025-10-23 | site | 0 | 1 | 1 | 2 | 2.57 | 2 | 2.57 | HITACHI(HE) |  | 1 | 1 | 0 | 1 | Flow 1: Port → Site | SHU | HITACHI
6821 | PRL-SHU-080-T | HVDC-ADOPT-HE-0476 | SHU | EQ-211 | 192586 | 1 | Indoor | BUSDUCT-PACK-26 | 317 | 81 | 44 | 1.1298 | 446 | 504 | Stackable 2 tier | 85369001 | AED | 52202.62 | Viking Orca | Turkey | Izmit | Khalifa port | 2025-08-15 | 2025-10-14 | [11 empty] | 2025-10-23 |  |  | CASE_LIST |  | 1 | site | SHU | 2025-10-23 | site | 0 | 1 | 1 | 2 | 2.57 | 2 | 2.57 | HITACHI(HE) |  | 1 | 1 | 0 | 1 | Flow 1: Port → Site | SHU | HITACHI
6822 | PRL-SHU-080-T | HVDC-ADOPT-HE-0476 | SHU | EQ-211 | 192587 | 1 | Indoor | BUSDUCT-PACK-27 | 255 | 81 | 62 | 1.2806 | 654 | 703 | Stackable 2 tier | 85369001 | AED | 52202.62 | Viking Orca | Turkey | Izmit | Khalifa port | 2025-08-15 | 2025-10-14 | [11 empty] | 2025-10-23 |  |  | CASE_LIST |  | 1 | site | SHU | 2025-10-23 | site | 0 | 1 | 1 | 2 | 2.07 | 2 | 2.07 | HITACHI(HE) |  | 1 | 1 | 0 | 1 | Flow 1: Port → Site | SHU | HITACHI
6823 | PRL-SHU-080-T | HVDC-ADOPT-HE-0476 | SHU | EQ-211 | 192588 | 1 | Indoor | BUSDUCT-PACK-28 | 317 | 81 | 62 | 1.592 | 913 | 971 | Stackable 2 tier | 85369001 | AED | 52202.62 | Viking Orca | Turkey | Izmit | Khalifa port | 2025-08-15 | 2025-10-14 | [11 empty] | 2025-10-23 |  |  | CASE_LIST |  | 1 | site | SHU | 2025-10-23 | site | 0 | 1 | 1 | 2 | 2.57 | 2 | 2.57 | HITACHI(HE) |  | 1 | 1 | 0 | 1 | Flow 1: Port → Site | SHU | HITACHI
6824 | PRL-SHU-080-T | HVDC-ADOPT-HE-0476 | SHU | EQ-211 | 192589 | 1 | Indoor | BUSDUCT-PACK-29 | 125 | 95 | 81 | 0.96188 | 454 | 490 | Stackable 2 tier | 85369001 | AED | 52202.62 | Viking Orca | Turkey | Izmit | Khalifa port | 2025-08-15 | 2025-10-14 | [11 empty] | 2025-10-23 |  |  | CASE_LIST |  | 1 | site | SHU | 2025-10-23 | site | 0 | 1 | 1 | 2 | 1.19 | 2 | 1.19 | HITACHI(HE) |  | 1 | 1 | 0 | 1 | Flow 1: Port → Site | SHU | HITACHI
6825 | PRL-SHU-080-T | HVDC-ADOPT-HE-0476 | SHU | EQ-211 | 192590 | 1 | Indoor | BUSDUCT-PACK-30 | 317 | 81 | 61 | 1.5663 | 947 | 1005 | Stackable 2 tier | 85369001 | AED | 52202.62 | Viking Orca | Turkey | Izmit | Khalifa port | 2025-08-15 | 2025-10-14 | [11 empty] | 2025-10-23 |  |  | CASE_LIST |  | 1 | site | SHU | 2025-10-23 | site | 0 | 1 | 1 | 2 | 2.57 | 2 | 2.57 | HITACHI(HE) |  | 1 | 1 | 0 | 1 | Flow 1: Port → Site | SHU | HITACHI
6826 | PRL-SHU-080-T | HVDC-ADOPT-HE-0476 | SHU | EQ-211 | 192591 | 1 | Indoor | BUSDUCT-PACK-31 | 128 | 104 | 99 | 1.3179 | 154 | 190 | Stackable 2 tier | 85369001 | AED | 52202.62 | Viking Orca | Turkey | Izmit | Khalifa port | 2025-08-15 | 2025-10-14 | [11 empty] | 2025-10-23 |  |  | CASE_LIST |  | 1 | site | SHU | 2025-10-23 | site | 0 | 1 | 1 | 2 | 1.33 | 2 | 1.33 | HITACHI(HE) |  | 1 | 1 | 0 | 1 | Flow 1: Port → Site | SHU | HITACHI
6827 | PRL-SHU-080-T | HVDC-ADOPT-HE-0476 | SHU | EQ-211 | 192592 | 1 | Indoor | BUSDUCT-PACK-32 | 120 | 81 | 70 | 0.6804 | 81 | 109 | Stackable 2 tier | 85369001 | AED | 52202.62 | Viking Orca | Turkey | Izmit | Khalifa port | 2025-08-15 | 2025-10-14 | [11 empty] | 2025-10-23 |  |  | CASE_LIST |  | 1 | site | SHU | 2025-10-23 | site | 0 | 1 | 1 | 2 | 0.97 | 2 | 0.97 | HITACHI(HE) |  | 1 | 1 | 0 | 1 | Flow 1: Port → Site | SHU | HITACHI
6828 | PRL-SHU-080-T | HVDC-ADOPT-HE-0476 | SHU | EQ-211 | 192593 | 1 | Indoor | BUSDUCT-PACK-33 | 120 | 80 | 69 | 0.6624 | 77 | 105 | Stackable 2 tier | 85369001 | AED | 52202.62 | Viking Orca | Turkey | Izmit | Khalifa port | 2025-08-15 | 2025-10-14 | [11 empty] | 2025-10-23 |  |  | CASE_LIST |  | 1 | site | SHU | 2025-10-23 | site | 0 | 1 | 1 | 2 | 0.96 | 2 | 0.96 | HITACHI(HE) |  | 1 | 1 | 0 | 1 | Flow 1: Port → Site | SHU | HITACHI
6829 | PRL-SHU-080-T | HVDC-ADOPT-HE-0476 | SHU | EQ-211 | 192594 | 1 | Indoor | BUSDUCT-PACK-34 | 120 | 81 | 97 | 0.94284 | 60 | 130 | Stackable 2 tier | 85369001 | AED | 52202.62 | Viking Orca | Turkey | Izmit | Khalifa port | 2025-08-15 | 2025-10-14 | [11 empty] | 2025-10-23 |  |  | CASE_LIST |  | 1 | site | SHU | 2025-10-23 | site | 0 | 1 | 1 | 2 | 0.97 | 2 | 0.97 | HITACHI(HE) |  | 1 | 1 | 0 | 1 | Flow 1: Port → Site | SHU | HITACHI
6830 | PRL-SHU-080-T | HVDC-ADOPT-HE-0476 | SHU | EQ-211 | 192660 | 1 | Indoor | BUSDUCT-PACK-36 | 147 | 114 | 81 | 1.3574 | 620 | 690 | Stackable 2 tier | 85369001 | AED | 52202.62 | Viking Orca | Turkey | Izmit | Khalifa port | 2025-08-15 | 2025-10-14 | [11 empty] | 2025-10-23 |  |  | CASE_LIST |  | 1 | site | SHU | 2025-10-23 | site | 0 | 1 | 1 | 2 | 1.68 | 2 | 1.68 | HITACHI(HE) |  | 1 | 1 | 0 | 1 | Flow 1: Port → Site | SHU | HITACHI
6831 | PRL-SHU-080-T | HVDC-ADOPT-HE-0476 | SHU | EQ-211 | 192661 | 1 | Indoor | BUSDUCT-PACK-37 | 215 | 80 | 76 | 1.3072 | 880 | 960 | Stackable 2 tier | 85369001 | AED | 52202.62 | Viking Orca | Turkey | Izmit | Khalifa port | 2025-08-15 | 2025-10-14 | [11 empty] | 2025-10-23 |  |  | CASE_LIST |  | 1 | site | SHU | 2025-10-23 | site | 0 | 1 | 1 | 2 | 1.72 | 2 | 1.72 | HITACHI(HE) |  | 1 | 1 | 0 | 1 | Flow 1: Port → Site | SHU | HITACHI
6832 | PRL-SHU-080-T | HVDC-ADOPT-HE-0476 | SHU | EQ-211 | 192662 | 1 | Indoor | BUSDUCT-PACK-38 | 135 | 80 | 60 | 0.648 | 400 | 450 | Stackable 2 tier | 85369001 | AED | 52202.62 | Viking Orca | Turkey | Izmit | Khalifa port | 2025-08-15 | 2025-10-14 | [11 empty] | 2025-10-23 |  |  | CASE_LIST |  | 1 | site | SHU | 2025-10-23 | site | 0 | 1 | 1 | 2 | 1.08 | 2 | 1.08 | HITACHI(HE) |  | 1 | 1 | 0 | 1 | Flow 1: Port → Site | SHU | HITACHI
6833 | PRL-SHU-080-T | HVDC-ADOPT-HE-0476 | SHU | EQ-211 | 192663 | 1 | Indoor | BUSDUCT-PACK-39 | 320 | 80 | 65 | 1.664 | 1050 | 1190 | Stackable 2 tier | 85369001 | AED | 52202.62 | Viking Orca | Turkey | Izmit | Khalifa port | 2025-08-15 | 2025-10-14 | [11 empty] | 2025-10-23 |  |  | CASE_LIST |  | 1 | site | SHU | 2025-10-23 | site | 0 | 1 | 1 | 2 | 2.56 | 2 | 2.56 | HITACHI(HE) |  | 1 | 1 | 0 | 1 | Flow 1: Port → Site | SHU | HITACHI
6834 | PRL-SHU-080-T | HVDC-ADOPT-HE-0476 | SHU | EQ-211 | 192664 | 1 | Indoor | BUSDUCT-PACK-40 | 317 | 90 | 65 | 1.8544 | 1050 | 1190 | Stackable 2 tier | 85369001 | AED | 52202.62 | Viking Orca | Turkey | Izmit | Khalifa port | 2025-08-15 | 2025-10-14 | [11 empty] | 2025-10-23 |  |  | CASE_LIST |  | 1 | site | SHU | 2025-10-23 | site | 0 | 1 | 1 | 2 | 2.85 | 2 | 2.85 | HITACHI(HE) |  | 1 | 1 | 0 | 1 | Flow 1: Port → Site | SHU | HITACHI
6769 | PRL-O-040-O5 | HVDC-ADOPT-HE-0475 | MIR | EQ-002 | FLNU6808892 | 1 | Outdoor | NYTRO 10XN Transformer Oil | 606 | 244 | 259 | 38.2968 | 21420 | 21420 | Stackable | 27102090 | USD | 43606.84 | CMA CGM GEMINI | BELGIUM | Antwerp | Khalifa port | 2025-08-18 | 2025-09-21 | [14 empty] | CASE_LIST |  |  | Pre Arrival | Pre Arrival |  | Pre Arrival | 0 | 0 | 0 | 0 | 14.79 | 1 | 14.79 | HITACHI(HE) |  | 0 | 0 | 0 | 0 | Flow 0: Pre Arrival | Pre Arrival | HITACHI
6770 | PRL-O-040-O5 | HVDC-ADOPT-HE-0475 | MIR | EQ-002 | FLNU6803294 | 1 | Outdoor | NYTRO 10XN Transformer Oil | 606 | 244 | 259 | 38.2968 | 20600 | 20600 | Stackable | 27102090 | USD | 41937.48 | CMA CGM GEMINI | BELGIUM | Antwerp | Khalifa port | 2025-08-18 | 2025-09-21 | [14 empty] | CASE_LIST |  |  | Pre Arrival | Pre Arrival |  | Pre Arrival | 0 | 0 | 0 | 0 | 14.79 | 1 | 14.79 | HITACHI(HE) |  | 0 | 0 | 0 | 0 | Flow 0: Pre Arrival | Pre Arrival | HITACHI
6771 | PRL-O-040-O5 | HVDC-ADOPT-HE-0475 | MIR | EQ-002 | SLZU2682893 | 1 | Outdoor | NYTRO 10XN Transformer Oil | 606 | 244 | 259 | 38.2968 | 21420 | 21420 | Stackable | 27102090 | USD | 43606.84 | CMA CGM GEMINI | BELGIUM | Antwerp | Khalifa port | 2025-08-18 | 2025-09-21 | [14 empty] | CASE_LIST |  |  | Pre Arrival | Pre Arrival |  | Pre Arrival | 0 | 0 | 0 | 0 | 14.79 | 1 | 14.79 | HITACHI(HE) |  | 0 | 0 | 0 | 0 | Flow 0: Pre Arrival | Pre Arrival | HITACHI
6772 | PRL-O-040-O5 | HVDC-ADOPT-HE-0475 | MIR | EQ-002 | SLZU2606384 | 1 | Outdoor | NYTRO 10XN Transformer Oil | 606 | 244 | 259 | 38.2968 | 21600 | 21600 | Stackable | 27102090 | USD | 43973.28 | CMA CGM GEMINI | BELGIUM | Antwerp | Khalifa port | 2025-08-18 | 2025-09-21 | [14 empty] | CASE_LIST |  |  | Pre Arrival | Pre Arrival |  | Pre Arrival | 0 | 0 | 0 | 0 | 14.79 | 1 | 14.79 | HITACHI(HE) |  | 0 | 0 | 0 | 0 | Flow 0: Pre Arrival | Pre Arrival | HITACHI
6376 | PRL-O-040-O4 | HVDC-ADOPT-HE-0473 | MIR | EQ-002 | FLNU5000359 | 1 | Outdoor | NYTRO 10XN Transformer Oil | 606 | 244 | 259 | 38.2968 | 20480 | 20480 | Stackable | 2710 2090 | USD | 41693.18 | COSCO GLORY | BELGIUM | Antwerp | Khalifa port | 2025-07-29 | 2025-08-31 | [10 empty] | 2025-09-18 |  |  |  | CASE_LIST |  | 1 | site | MIR | 2025-09-18 | site | 0 | 1 | 1 | 2 | 14.79 | 1 | 14.79 | HITACHI(HE) |  | 1 | 1 | 0 | 1 | Flow 1: Port → Site | MIR | HITACHI
6377 | PRL-O-040-O4 | HVDC-ADOPT-HE-0473 | MIR | EQ-002 | SLZU2827596 | 1 | Outdoor | NYTRO 10XN Transformer Oil | 606 | 244 | 259 | 38.2968 | 20640 | 20640 | Stackable | 2710 2090 | USD | 42018.91 | COSCO GLORY | BELGIUM | Antwerp | Khalifa port | 2025-07-29 | 2025-08-31 | [10 empty] | 2025-09-22 |  |  |  | CASE_LIST |  | 1 | site | MIR | 2025-09-22 | site | 0 | 1 | 1 | 2 | 14.79 | 1 | 14.79 | HITACHI(HE) |  | 1 | 1 | 0 | 1 | Flow 1: Port → Site | MIR | HITACHI
6378 | PRL-O-040-O4 | HVDC-ADOPT-HE-0473 | MIR | EQ-002 | BTLU2591971 | 1 | Outdoor | NYTRO 10XN Transformer Oil | 606 | 244 | 259 | 38.2968 | 20660 | 20660 | Stackable | 2710 2090 | USD | 42059.63 | COSCO GLORY | BELGIUM | Antwerp | Khalifa port | 2025-07-29 | 2025-08-31 | [10 empty] | 2025-09-22 |  |  |  | CASE_LIST |  | 1 | site | MIR | 2025-09-22 | site | 0 | 1 | 1 | 2 | 14.79 | 1 | 14.79 | HITACHI(HE) |  | 1 | 1 | 0 | 1 | Flow 1: Port → Site | MIR | HITACHI
6379 | PRL-O-040-O4 | HVDC-ADOPT-HE-0473 | MIR | EQ-002 | SLZU2828397 | 1 | Outdoor | NYTRO 10XN Transformer Oil | 606 | 244 | 259 | 38.2968 | 20640 | 20640 | Stackable | 2710 2090 | USD | 42018.91 | COSCO GLORY | BELGIUM | Antwerp | Khalifa port | 2025-07-29 | 2025-08-31 | [10 empty] | 2025-09-22 |  |  |  | CASE_LIST |  | 1 | site | MIR | 2025-09-22 | site | 0 | 1 | 1 | 2 | 14.79 | 1 | 14.79 | HITACHI(HE) |  | 1 | 1 | 0 | 1 | Flow 1: Port → Site | MIR | HITACHI
6380 | PRL-O-040-O4 | HVDC-ADOPT-HE-0473 | MIR | EQ-002 | FLNU6812070 | 1 | Outdoor | NYTRO 10XN Transformer Oil | 606 | 244 | 259 | 38.2968 | 21440 | 21440 | Stackable | 2710 2090 | USD | 43647.55 | COSCO GLORY | BELGIUM | Antwerp | Khalifa port | 2025-07-29 | 2025-08-31 | [14 empty] | CASE_LIST |  |  | Pre Arrival | Pre Arrival |  | Pre Arrival | 0 | 0 | 0 | 0 | 14.79 | 1 | 14.79 | HITACHI(HE) |  | 0 | 0 | 0 | 0 | Flow 0: Pre Arrival | Pre Arrival | HITACHI
6381 | PRL-O-040-O4 | HVDC-ADOPT-HE-0473 | MIR | EQ-002 | FLNU5018086 | 1 | Outdoor | NYTRO 10XN Transformer Oil | 606 | 244 | 259 | 38.2968 | 20720 | 20720 | Stackable | 2710 2090 | USD | 42181.78 | COSCO GLORY | BELGIUM | Antwerp | Khalifa port | 2025-07-29 | 2025-08-31 | [14 empty] | CASE_LIST |  |  | Pre Arrival | Pre Arrival |  | Pre Arrival | 0 | 0 | 0 | 0 | 14.79 | 1 | 14.79 | HITACHI(HE) |  | 0 | 0 | 0 | 0 | Flow 0: Pre Arrival | Pre Arrival | HITACHI
6382 | PRL-O-040-O4 | HVDC-ADOPT-HE-0473 | MIR | EQ-002 | SLZU2575684 | 1 | Outdoor | NYTRO 10XN Transformer Oil | 606 | 244 | 259 | 38.2968 | 20660 | 20660 | Stackable | 2710 2090 | USD | 42059.63 | COSCO GLORY | BELGIUM | Antwerp | Khalifa port | 2025-07-29 | 2025-08-31 | [14 empty] | CASE_LIST |  |  | Pre Arrival | Pre Arrival |  | Pre Arrival | 0 | 0 | 0 | 0 | 14.79 | 1 | 14.79 | HITACHI(HE) |  | 0 | 0 | 0 | 0 | Flow 0: Pre Arrival | Pre Arrival | HITACHI
6370 | PRL-O-040-O3 | HVDC-ADOPT-HE-0472 | MIR | EQ-002 | FLNU5018208 | 1 | Outdoor | NYTRO 10XN Transformer Oil | 606 | 244 | 259 | 38.2968 | 20660 | 20660 | Stackable | 2710 2090 | USD | 42056.63 | COSCO GLORY | BELGIUM | Antwerp | Khalifa port | 2025-07-29 | 2025-08-31 | [10 empty] | 2025-09-11 |  |  |  | CASE_LIST |  | 1 | site | MIR | 2025-09-11 | site | 0 | 1 | 1 | 2 | 14.79 | 1 | 14.79 | HITACHI(HE) |  | 1 | 1 | 0 | 1 | Flow 1: Port → Site | MIR | HITACHI
6371 | PRL-O-040-O3 | HVDC-ADOPT-HE-0472 | MIR | EQ-002 | FLNU5022770 | 1 | Outdoor | NYTRO 10XN Transformer Oil | 606 | 244 | 259 | 38.2968 | 20560 | 20560 | Stackable | 2710 2090 | USD | 41856.05 | COSCO GLORY | BELGIUM | Antwerp | Khalifa port | 2025-07-29 | 2025-08-31 | [10 empty] | 2025-09-11 |  |  |  | CASE_LIST |  | 1 | site | MIR | 2025-09-11 | site | 0 | 1 | 1 | 2 | 14.79 | 1 | 14.79 | HITACHI(HE) |  | 1 | 1 | 0 | 1 | Flow 1: Port → Site | MIR | HITACHI
6372 | PRL-O-040-O3 | HVDC-ADOPT-HE-0472 | MIR | EQ-002 | BTLU2591117 | 1 | Outdoor | NYTRO 10XN Transformer Oil | 606 | 244 | 259 | 38.2968 | 20760 | 20760 | Stackable | 2710 2090 | USD | 42263.21 | COSCO GLORY | BELGIUM | Antwerp | Khalifa port | 2025-07-29 | 2025-08-31 | [10 empty] | 2025-09-11 |  |  |  | CASE_LIST |  | 1 | site | MIR | 2025-09-11 | site | 0 | 1 | 1 | 2 | 14.79 | 1 | 14.79 | HITACHI(HE) |  | 1 | 1 | 0 | 1 | Flow 1: Port → Site | MIR | HITACHI
6373 | PRL-O-040-O3 | HVDC-ADOPT-HE-0472 | MIR | EQ-002 | RLTU2048687 | 1 | Outdoor | NYTRO 10XN Transformer Oil | 606 | 244 | 259 | 38.2968 | 20720 | 20720 | Stackable | 2710 2090 | USD | 42181.78 | COSCO GLORY | BELGIUM | Antwerp | Khalifa port | 2025-07-29 | 2025-08-31 | [10 empty] | 2025-09-17 |  |  |  | CASE_LIST |  | 1 | site | MIR | 2025-09-17 | site | 0 | 1 | 1 | 2 | 14.79 | 1 | 14.79 | HITACHI(HE) |  | 1 | 1 | 0 | 1 | Flow 1: Port → Site | MIR | HITACHI
6374 | PRL-O-040-O3 | HVDC-ADOPT-HE-0472 | MIR | EQ-002 | BTLU2590609 | 1 | Outdoor | NYTRO 10XN Transformer Oil | 606 | 244 | 259 | 38.2968 | 20740 | 20740 | Stackable | 2710 2090 | USD | 42222.49 | COSCO GLORY | BELGIUM | Antwerp | Khalifa port | 2025-07-29 | 2025-08-31 | [10 empty] | 2025-09-17 |  |  |  | CASE_LIST |  | 1 | site | MIR | 2025-09-17 | site | 0 | 1 | 1 | 2 | 14.79 | 1 | 14.79 | HITACHI(HE) |  | 1 | 1 | 0 | 1 | Flow 1: Port → Site | MIR | HITACHI
6375 | PRL-O-040-O3 | HVDC-ADOPT-HE-0472 | MIR | EQ-002 | EXFU0716633 | 1 | Outdoor | NYTRO 10XN Transformer Oil | 606 | 244 | 259 | 38.2968 | 20560 | 20560 | Stackable | 2710 2090 | USD | 41856.05 | COSCO GLORY | BELGIUM | Antwerp | Khalifa port | 2025-07-29 | 2025-08-31 | [10 empty] | 2025-09-17 |  |  |  | CASE_LIST |  | 1 | site | MIR | 2025-09-17 | site | 0 | 1 | 1 | 2 | 14.79 | 1 | 14.79 | HITACHI(HE) |  | 1 | 1 | 0 | 1 | Flow 1: Port → Site | MIR | HITACHI
6366 | PRL-O-040-O2 | HVDC-ADOPT-HE-0471 | MIR | EQ-002 | CRXU8662038 | 1 | Outdoor | NYTRO 10XN Transformer Oil | 606 | 244 | 259 | 38.2968 | 21440 | 21440 | Stackable | 2710 2090 | USD | 43647.55 | COSCO GLORY | BELGIUM | Antwerp | Khalifa port | 2025-07-29 | 2025-08-31 | [10 empty] | 2025-09-07 |  |  |  | CASE_LIST |  | 1 | site | MIR | 2025-09-07 | site | 0 | 1 | 1 | 2 | 14.79 | 1 | 14.79 | HITACHI(HE) |  | 1 | 1 | 0 | 1 | Flow 1: Port → Site | MIR | HITACHI
6367 | PRL-O-040-O2 | HVDC-ADOPT-HE-0471 | MIR | EQ-002 | GMCU3161800 | 1 | Outdoor | NYTRO 10XN Transformer Oil | 606 | 244 | 259 | 38.2968 | 21420 | 21420 | Stackable | 2710 2090 | USD | 43606.84 | COSCO GLORY | BELGIUM | Antwerp | Khalifa port | 2025-07-29 | 2025-08-31 | [10 empty] | 2025-09-07 |  |  |  | CASE_LIST |  | 1 | site | MIR | 2025-09-07 | site | 0 | 1 | 1 | 2 | 14.79 | 1 | 14.79 | HITACHI(HE) |  | 1 | 1 | 0 | 1 | Flow 1: Port → Site | MIR | HITACHI
6368 | PRL-O-040-O2 | HVDC-ADOPT-HE-0471 | MIR | EQ-002 | FLNU6016323 | 1 | Outdoor | NYTRO 10XN Transformer Oil | 606 | 244 | 259 | 38.2968 | 21340 | 21340 | Stackable | 2710 2090 | USD | 43443.97 | COSCO GLORY | BELGIUM | Antwerp | Khalifa port | 2025-07-29 | 2025-08-31 | [10 empty] | 2025-09-07 |  |  |  | CASE_LIST |  | 1 | site | MIR | 2025-09-07 | site | 0 | 1 | 1 | 2 | 14.79 | 1 | 14.79 | HITACHI(HE) |  | 1 | 1 | 0 | 1 | Flow 1: Port → Site | MIR | HITACHI
6369 | PRL-O-040-O2 | HVDC-ADOPT-HE-0471 | MIR | EQ-002 | FLNU6811978 | 1 | Outdoor | NYTRO 10XN Transformer Oil | 606 | 244 | 259 | 38.2968 | 21540 | 21540 | Stackable | 2710 2090 | USD | 43851.13 | COSCO GLORY | BELGIUM | Antwerp | Khalifa port | 2025-07-29 | 2025-08-31 | [10 empty] | 2025-09-07 |  |  |  | CASE_LIST |  | 1 | site | MIR | 2025-09-07 | site | 0 | 1 | 1 | 2 | 14.79 | 1 | 14.79 | HITACHI(HE) |  | 1 | 1 | 0 | 1 | Flow 1: Port → Site | MIR | HITACHI
6598 | PRL-ZAK-030-O | HVDC-ADOPT-HE-0470 | AGI | EQ-353 | 366704 | 1 | Outdoor | AC hall (outdoors) Insulators 301 | 84 | 84 | 188.8 | 1.3322 | 450 | 558 | Stackable 2 tier | 8546 2000 | EUR | 4181.76 | MSC Marie Leslie | CHINA | Shanghai | Khalifa port | 2025-08-11 | 2025-09-08 |  |  |  |  | 2025-09-15 | [9 empty] | CASE_LIST | 1 |  | warehouse | DSV Outdoor | 2025-09-15 | warehouse | 1 | 1 | -1 | 0 | 0.71 | 2 | 0.71 | HITACHI(HE) |  | 0 | 1 | 1 | 2 | Flow 2: Port → WH → Site | DSV Outdoor | HITACHI
6599 | PRL-ZAK-030-O | HVDC-ADOPT-HE-0470 | AGI | EQ-353 | 366705 | 1 | Outdoor | AC hall (outdoors) Insulators 301 | 84 | 84 | 188.8 | 1.3322 | 450 | 558 | Stackable 2 tier | 8546 2000 | EUR | 4181.76 | MSC Marie Leslie | CHINA | Shanghai | Khalifa port | 2025-08-11 | 2025-09-08 |  |  |  |  | 2025-09-15 | [9 empty] | CASE_LIST | 1 |  | warehouse | DSV Outdoor | 2025-09-15 | warehouse | 1 | 1 | -1 | 0 | 0.71 | 2 | 0.71 | HITACHI(HE) |  | 0 | 1 | 1 | 2 | Flow 2: Port → WH → Site | DSV Outdoor | HITACHI
6600 | PRL-ZAK-030-O | HVDC-ADOPT-HE-0470 | AGI | EQ-353 | 366706 | 1 | Outdoor | AC hall (outdoors) Insulators 301 | 84 | 84 | 188.8 | 1.3322 | 450 | 558 | Stackable 2 tier | 8546 2000 | EUR | 4181.76 | MSC Marie Leslie | CHINA | Shanghai | Khalifa port | 2025-08-11 | 2025-09-08 |  |  |  |  | 2025-09-15 | [9 empty] | CASE_LIST | 1 |  | warehouse | DSV Outdoor | 2025-09-15 | warehouse | 1 | 1 | -1 | 0 | 0.71 | 2 | 0.71 | HITACHI(HE) |  | 0 | 1 | 1 | 2 | Flow 2: Port → WH → Site | DSV Outdoor | HITACHI
6601 | PRL-ZAK-030-O | HVDC-ADOPT-HE-0470 | AGI | EQ-353 | 366707 | 1 | Outdoor | AC hall (outdoors) Insulators 301 | 84 | 84 | 188.8 | 1.3322 | 450 | 558 | Stackable 2 tier | 8546 2000 | EUR | 4181.76 | MSC Marie Leslie | CHINA | Shanghai | Khalifa port | 2025-08-11 | 2025-09-08 |  |  |  |  | 2025-09-15 | [9 empty] | CASE_LIST | 1 |  | warehouse | DSV Outdoor | 2025-09-15 | warehouse | 1 | 1 | -1 | 0 | 0.71 | 2 | 0.71 | HITACHI(HE) |  | 0 | 1 | 1 | 2 | Flow 2: Port → WH → Site | DSV Outdoor | HITACHI
6602 | PRL-ZAK-030-O | HVDC-ADOPT-HE-0470 | AGI | EQ-353 | 366708 | 1 | Outdoor | AC hall (outdoors) Insulators 301 | 84 | 84 | 188.8 | 1.3322 | 400 | 508 | Stackable 2 tier | 8546 2000 | EUR | 4181.76 | MSC Marie Leslie | CHINA | Shanghai | Khalifa port | 2025-08-11 | 2025-09-08 |  |  |  |  | 2025-09-15 | [9 empty] | CASE_LIST | 1 |  | warehouse | DSV Outdoor | 2025-09-15 | warehouse | 1 | 1 | -1 | 0 | 0.71 | 2 | 0.71 | HITACHI(HE) |  | 0 | 1 | 1 | 2 | Flow 2: Port → WH → Site | DSV Outdoor | HITACHI
6603 | PRL-ZAK-030-O | HVDC-ADOPT-HE-0470 | AGI | EQ-353 | 366709 | 1 | Outdoor | TERTIARY AREA INSULATOR 303B | 84 | 84 | 74.8 | 0.52779 | 234 | 302 | Stackable 2 tier | 8546 2000 | EUR | 1946.25 | MSC Marie Leslie | CHINA | Shanghai | Khalifa port | 2025-08-11 | 2025-09-08 |  |  |  |  | 2025-09-15 | [9 empty] | CASE_LIST | 1 |  | warehouse | DSV Outdoor | 2025-09-15 | warehouse | 1 | 1 | -1 | 0 | 0.71 | 2 | 0.71 | HITACHI(HE) |  | 0 | 1 | 1 | 2 | Flow 2: Port → WH → Site | DSV Outdoor | HITACHI
6604 | PRL-ZAK-030-O | HVDC-ADOPT-HE-0470 | AGI | EQ-353 | 366710 | 1 | Outdoor | TERTIARY AREA INSULATOR 303B | 84 | 84 | 74.8 | 0.52779 | 234 | 302 | Stackable 2 tier | 8546 2000 | EUR | 1946.25 | MSC Marie Leslie | CHINA | Shanghai | Khalifa port | 2025-08-11 | 2025-09-08 |  |  |  |  | 2025-09-15 | [9 empty] | CASE_LIST | 1 |  | warehouse | DSV Outdoor | 2025-09-15 | warehouse | 1 | 1 | -1 | 0 | 0.71 | 2 | 0.71 | HITACHI(HE) |  | 0 | 1 | 1 | 2 | Flow 2: Port → WH → Site | DSV Outdoor | HITACHI
6605 | PRL-ZAK-030-O | HVDC-ADOPT-HE-0470 | AGI | EQ-353 | 366711 | 1 | Outdoor | TERTIARY AREA INSULATOR 303B | 84 | 84 | 74.8 | 0.52779 | 208 | 276 | Stackable 2 tier | 8546 2000 | EUR | 1946.25 | MSC Marie Leslie | CHINA | Shanghai | Khalifa port | 2025-08-11 | 2025-09-08 |  |  |  |  | 2025-09-15 | [9 empty] | CASE_LIST | 1 |  | warehouse | DSV Outdoor | 2025-09-15 | warehouse | 1 | 1 | -1 | 0 | 0.71 | 2 | 0.71 | HITACHI(HE) |  | 0 | 1 | 1 | 2 | Flow 2: Port → WH → Site | DSV Outdoor | HITACHI
6606 | PRL-ZAK-030-O | HVDC-ADOPT-HE-0470 | AGI | EQ-353 | 366712 | 1 | Outdoor | TRANSFORMAER NEUTRAL INSULATOR 304 | 84 | 84 | 95.8 | 0.67597 | 198 | 274 | Stackable 2 tier | 8546 2000 | EUR | 2391.66 | MSC Marie Leslie | CHINA | Shanghai | Khalifa port | 2025-08-11 | 2025-09-08 |  |  |  |  | 2025-09-15 | [9 empty] | CASE_LIST | 1 |  | warehouse | DSV Outdoor | 2025-09-15 | warehouse | 1 | 1 | -1 | 0 | 0.71 | 2 | 0.71 | HITACHI(HE) |  | 0 | 1 | 1 | 2 | Flow 2: Port → WH → Site | DSV Outdoor | HITACHI
6607 | PRL-ZAK-030-O | HVDC-ADOPT-HE-0470 | AGI | EQ-353 | 366713 | 1 | Outdoor | TRANSFORMAER NEUTRAL INSULATOR 304 | 84 | 84 | 95.8 | 0.67597 | 198 | 274 | Stackable 2 tier | 8546 2000 | EUR | 2391.66 | MSC Marie Leslie | CHINA | Shanghai | Khalifa port | 2025-08-11 | 2025-09-08 |  |  |  |  | 2025-09-15 | [9 empty] | CASE_LIST | 1 |  | warehouse | DSV Outdoor | 2025-09-15 | warehouse | 1 | 1 | -1 | 0 | 0.71 | 2 | 0.71 | HITACHI(HE) |  | 0 | 1 | 1 | 2 | Flow 2: Port → WH → Site | DSV Outdoor | HITACHI
6608 | PRL-ZAK-030-O | HVDC-ADOPT-HE-0470 | AGI | EQ-353 | 366714 | 1 | Outdoor | TRANSFORMAER NEUTRAL INSULATOR 304 | 84 | 84 | 95.8 | 0.67597 | 198 | 274 | Stackable 2 tier | 8546 2000 | EUR | 2391.66 | MSC Marie Leslie | CHINA | Shanghai | Khalifa port | 2025-08-11 | 2025-09-08 |  |  |  |  | 2025-09-15 | [9 empty] | CASE_LIST | 1 |  | warehouse | DSV Outdoor | 2025-09-15 | warehouse | 1 | 1 | -1 | 0 | 0.71 | 2 | 0.71 | HITACHI(HE) |  | 0 | 1 | 1 | 2 | Flow 2: Port → WH → Site | DSV Outdoor | HITACHI
6609 | PRL-ZAK-030-O | HVDC-ADOPT-HE-0470 | AGI | EQ-353 | 366715 | 1 | Outdoor | TRANSFORMAER NEUTRAL INSULATOR 304 | 84 | 84 | 95.8 | 0.67597 | 198 | 274 | Stackable 2 tier | 8546 2000 | EUR | 2391.66 | MSC Marie Leslie | CHINA | Shanghai | Khalifa port | 2025-08-11 | 2025-09-08 |  |  |  |  | 2025-09-15 | [9 empty] | CASE_LIST | 1 |  | warehouse | DSV Outdoor | 2025-09-15 | warehouse | 1 | 1 | -1 | 0 | 0.71 | 2 | 0.71 | HITACHI(HE) |  | 0 | 1 | 1 | 2 | Flow 2: Port → WH → Site | DSV Outdoor | HITACHI
6610 | PRL-ZAK-030-O | HVDC-ADOPT-HE-0470 | AGI | EQ-353 | 366716 | 1 | Outdoor | TRANSFORMAER NEUTRAL INSULATOR 304 | 84 | 84 | 95.8 | 0.67597 | 154 | 230 | Stackable 2 tier | 8546 2000 | EUR | 2391.66 | MSC Marie Leslie | CHINA | Shanghai | Khalifa port | 2025-08-11 | 2025-09-08 |  |  |  |  | 2025-09-15 | [9 empty] | CASE_LIST | 1 |  | warehouse | DSV Outdoor | 2025-09-15 | warehouse | 1 | 1 | -1 | 0 | 0.71 | 2 | 0.71 | HITACHI(HE) |  | 0 | 1 | 1 | 2 | Flow 2: Port → WH → Site | DSV Outdoor | HITACHI
6611 | PRL-ZAK-030-O | HVDC-ADOPT-HE-0470 | AGI | EQ-353 | 366717 | 1 | Outdoor | TRANSFORMAER NEUTRAL INSULATOR 305 | 264 | 102 | 83.5 | 2.2485 | 630 | 863 | Stackable 2 tier | 8546 2000 | EUR | 3534.3 | MSC Marie Leslie | CHINA | Shanghai | Khalifa port | 2025-08-11 | 2025-09-08 |  |  |  |  | 2025-09-15 | [9 empty] | CASE_LIST | 1 |  | warehouse | DSV Outdoor | 2025-09-15 | warehouse | 1 | 1 | -1 | 0 | 2.69 | 2 | 2.69 | HITACHI(HE) |  | 0 | 1 | 1 | 2 | Flow 2: Port → WH → Site | DSV Outdoor | HITACHI
6612 | PRL-ZAK-030-O | HVDC-ADOPT-HE-0470 | AGI | EQ-353 | 366718 | 1 | Outdoor | TRANSFORMAER NEUTRAL INSULATOR 305 | 264 | 102 | 83.5 | 2.2485 | 630 | 863 | Stackable 2 tier | 8546 2000 | EUR | 3534.3 | MSC Marie Leslie | CHINA | Shanghai | Khalifa port | 2025-08-11 | 2025-09-08 |  |  |  |  | 2025-09-15 | [9 empty] | CASE_LIST | 1 |  | warehouse | DSV Outdoor | 2025-09-15 | warehouse | 1 | 1 | -1 | 0 | 2.69 | 2 | 2.69 | HITACHI(HE) |  | 0 | 1 | 1 | 2 | Flow 2: Port → WH → Site | DSV Outdoor | HITACHI
6613 | PRL-ZAK-030-O | HVDC-ADOPT-HE-0470 | AGI | EQ-353 | 366719 | 1 | Outdoor | TRANSFORMAER NEUTRAL INSULATOR 305 | 264 | 102 | 83.5 | 2.2485 | 630 | 863 | Stackable 2 tier | 8546 2000 | EUR | 3534.3 | MSC Marie Leslie | CHINA | Shanghai | Khalifa port | 2025-08-11 | 2025-09-08 |  |  |  |  | 2025-09-15 | [9 empty] | CASE_LIST | 1 |  | warehouse | DSV Outdoor | 2025-09-15 | warehouse | 1 | 1 | -1 | 0 | 2.69 | 2 | 2.69 | HITACHI(HE) |  | 0 | 1 | 1 | 2 | Flow 2: Port → WH → Site | DSV Outdoor | HITACHI
6614 | PRL-ZAK-030-O | HVDC-ADOPT-HE-0470 | AGI | EQ-353 | 366720 | 1 | Outdoor | TRANSFORMAER NEUTRAL INSULATOR 305 | 264 | 102 | 83.5 | 2.2485 | 630 | 863 | Stackable 2 tier | 8546 2000 | EUR | 3534.3 | MSC Marie Leslie | CHINA | Shanghai | Khalifa port | 2025-08-11 | 2025-09-08 |  |  |  |  | 2025-09-15 | [9 empty] | CASE_LIST | 1 |  | warehouse | DSV Outdoor | 2025-09-15 | warehouse | 1 | 1 | -1 | 0 | 2.69 | 2 | 2.69 | HITACHI(HE) |  | 0 | 1 | 1 | 2 | Flow 2: Port → WH → Site | DSV Outdoor | HITACHI
6615 | PRL-ZAK-030-O | HVDC-ADOPT-HE-0470 | AGI | EQ-353 | 366721 | 1 | Outdoor | TRANSFORMAER NEUTRAL INSULATOR 305 | 264 | 102 | 83.5 | 2.2485 | 630 | 863 | Stackable 2 tier | 8546 2000 | EUR | 3534.3 | MSC Marie Leslie | CHINA | Shanghai | Khalifa port | 2025-08-11 | 2025-09-08 |  |  |  |  | 2025-09-15 | [9 empty] | CASE_LIST | 1 |  | warehouse | DSV Outdoor | 2025-09-15 | warehouse | 1 | 1 | -1 | 0 | 2.69 | 2 | 2.69 | HITACHI(HE) |  | 0 | 1 | 1 | 2 | Flow 2: Port → WH → Site | DSV Outdoor | HITACHI
6616 | PRL-ZAK-030-O | HVDC-ADOPT-HE-0470 | AGI | EQ-353 | 366722 | 1 | Outdoor | TRANSFORMAER NEUTRAL INSULATOR 305 | 264 | 102 | 83.5 | 2.2485 | 630 | 863 | Stackable 2 tier | 8546 2000 | EUR | 3534.3 | MSC Marie Leslie | CHINA | Shanghai | Khalifa port | 2025-08-11 | 2025-09-08 |  |  |  |  | 2025-09-15 | [9 empty] | CASE_LIST | 1 |  | warehouse | DSV Outdoor | 2025-09-15 | warehouse | 1 | 1 | -1 | 0 | 2.69 | 2 | 2.69 | HITACHI(HE) |  | 0 | 1 | 1 | 2 | Flow 2: Port → WH → Site | DSV Outdoor | HITACHI
6617 | PRL-ZAK-030-O | HVDC-ADOPT-HE-0470 | AGI | EQ-353 | 366723 | 1 | Outdoor | TRANSFORMAER NEUTRAL INSULATOR 305 | 264 | 102 | 83.5 | 2.2485 | 630 | 863 | Stackable 2 tier | 8546 2000 | EUR | 3534.3 | MSC Marie Leslie | CHINA | Shanghai | Khalifa port | 2025-08-11 | 2025-09-08 |  |  |  |  | 2025-09-15 | [9 empty] | CASE_LIST | 1 |  | warehouse | DSV Outdoor | 2025-09-15 | warehouse | 1 | 1 | -1 | 0 | 2.69 | 2 | 2.69 | HITACHI(HE) |  | 0 | 1 | 1 | 2 | Flow 2: Port → WH → Site | DSV Outdoor | HITACHI
6618 | PRL-ZAK-030-O | HVDC-ADOPT-HE-0470 | AGI | EQ-353 | 366724 | 1 | Outdoor | TRANSFORMAER NEUTRAL INSULATOR 305 | 264 | 102 | 83.5 | 2.2485 | 630 | 863 | Stackable 2 tier | 8546 2000 | EUR | 3534.3 | MSC Marie Leslie | CHINA | Shanghai | Khalifa port | 2025-08-11 | 2025-09-08 |  |  |  |  | 2025-09-15 | [9 empty] | CASE_LIST | 1 |  | warehouse | DSV Outdoor | 2025-09-15 | warehouse | 1 | 1 | -1 | 0 | 2.69 | 2 | 2.69 | HITACHI(HE) |  | 0 | 1 | 1 | 2 | Flow 2: Port → WH → Site | DSV Outdoor | HITACHI
6619 | PRL-ZAK-030-O | HVDC-ADOPT-HE-0470 | AGI | EQ-353 | 366725 | 1 | Outdoor | TRANSFORMAER NEUTRAL INSULATOR 305 | 264 | 102 | 83.5 | 2.2485 | 630 | 863 | Stackable 2 tier | 8546 2000 | EUR | 3534.3 | MSC Marie Leslie | CHINA | Shanghai | Khalifa port | 2025-08-11 | 2025-09-08 |  |  |  |  | 2025-09-15 | [9 empty] | CASE_LIST | 1 |  | warehouse | DSV Outdoor | 2025-09-15 | warehouse | 1 | 1 | -1 | 0 | 2.69 | 2 | 2.69 | HITACHI(HE) |  | 0 | 1 | 1 | 2 | Flow 2: Port → WH → Site | DSV Outdoor | HITACHI
6620 | PRL-ZAK-030-O | HVDC-ADOPT-HE-0470 | AGI | EQ-353 | 366726 | 1 | Outdoor | TRANSFORMAER NEUTRAL INSULATOR 305 | 264 | 102 | 83.5 | 2.2485 | 630 | 863 | Stackable 2 tier | 8546 2000 | EUR | 3534.3 | MSC Marie Leslie | CHINA | Shanghai | Khalifa port | 2025-08-11 | 2025-09-08 |  |  |  |  | 2025-09-15 | [9 empty] | CASE_LIST | 1 |  | warehouse | DSV Outdoor | 2025-09-15 | warehouse | 1 | 1 | -1 | 0 | 2.69 | 2 | 2.69 | HITACHI(HE) |  | 0 | 1 | 1 | 2 | Flow 2: Port → WH → Site | DSV Outdoor | HITACHI
6621 | PRL-ZAK-030-O | HVDC-ADOPT-HE-0470 | AGI | EQ-353 | 366727 | 1 | Outdoor | TRANSFORMAER NEUTRAL INSULATOR 305 | 264 | 102 | 83.5 | 2.2485 | 630 | 863 | Stackable 2 tier | 8546 2000 | EUR | 3534.3 | MSC Marie Leslie | CHINA | Shanghai | Khalifa port | 2025-08-11 | 2025-09-08 |  |  |  |  | 2025-09-15 | [9 empty] | CASE_LIST | 1 |  | warehouse | DSV Outdoor | 2025-09-15 | warehouse | 1 | 1 | -1 | 0 | 2.69 | 2 | 2.69 | HITACHI(HE) |  | 0 | 1 | 1 | 2 | Flow 2: Port → WH → Site | DSV Outdoor | HITACHI
6622 | PRL-ZAK-030-O | HVDC-ADOPT-HE-0470 | AGI | EQ-353 | 366728 | 1 | Outdoor | TRANSFORMAER NEUTRAL INSULATOR 305--Corona ring | 374 | 119.5 | 97.5 | 4.3576 | 126 | 228 | Stackable 2 tier | 8546 2000 | EUR | 3534.3 | MSC Marie Leslie | CHINA | Shanghai | Khalifa port | 2025-08-11 | 2025-09-08 |  |  |  |  | 2025-09-15 | [9 empty] | CASE_LIST | 1 |  | warehouse | DSV Outdoor | 2025-09-15 | warehouse | 1 | 1 | -1 | 0 | 4.47 | 2 | 4.47 | HITACHI(HE) |  | 0 | 1 | 1 | 2 | Flow 2: Port → WH → Site | DSV Outdoor | HITACHI
6623 | PRL-ZAK-030-O | HVDC-ADOPT-HE-0470 | AGI | EQ-353 | 366729 | 1 | Outdoor | TRANSFORMAER NEUTRAL INSULATOR 305--Corona ring | 374 | 119.5 | 97.5 | 4.3576 | 126 | 228 | Stackable 2 tier | 8546 2000 | EUR | 3534.3 | MSC Marie Leslie | CHINA | Shanghai | Khalifa port | 2025-08-11 | 2025-09-08 |  |  |  |  | 2025-09-15 | [9 empty] | CASE_LIST | 1 |  | warehouse | DSV Outdoor | 2025-09-15 | warehouse | 1 | 1 | -1 | 0 | 4.47 | 2 | 4.47 | HITACHI(HE) |  | 0 | 1 | 1 | 2 | Flow 2: Port → WH → Site | DSV Outdoor | HITACHI
6624 | PRL-ZAK-030-O | HVDC-ADOPT-HE-0470 | AGI | EQ-353 | 366730 | 1 | Outdoor | TRANSFORMAER NEUTRAL INSULATOR 305--Corona ring | 374 | 119.5 | 97.5 | 4.3576 | 126 | 228 | Stackable 2 tier | 8546 2000 | EUR | 3534.3 | MSC Marie Leslie | CHINA | Shanghai | Khalifa port | 2025-08-11 | 2025-09-08 |  |  |  |  | 2025-09-15 | [9 empty] | CASE_LIST | 1 |  | warehouse | DSV Outdoor | 2025-09-15 | warehouse | 1 | 1 | -1 | 0 | 4.47 | 2 | 4.47 | HITACHI(HE) |  | 0 | 1 | 1 | 2 | Flow 2: Port → WH → Site | DSV Outdoor | HITACHI
6625 | PRL-ZAK-030-O | HVDC-ADOPT-HE-0470 | AGI | EQ-353 | 366731 | 1 | Outdoor | TRANSFORMAER NEUTRAL INSULATOR 305--Corona ring | 284 | 101.5 | 80.5 | 2.3205 | 84 | 186 | Stackable 2 tier | 8546 2000 | EUR | 3534.3 | MSC Marie Leslie | CHINA | Shanghai | Khalifa port | 2025-08-11 | 2025-09-08 |  |  |  |  | 2025-09-15 | [9 empty] | CASE_LIST | 1 |  | warehouse | DSV Outdoor | 2025-09-15 | warehouse | 1 | 1 | -1 | 0 | 2.88 | 2 | 2.88 | HITACHI(HE) |  | 0 | 1 | 1 | 2 | Flow 2: Port → WH → Site | DSV Outdoor | HITACHI
6626 | PRL-ZAK-030-O | HVDC-ADOPT-HE-0470 | AGI | EQ-353 | 366732 | 1 | Outdoor | REACTOR HALL INSULATOR 306A | 294 | 102 | 83.5 | 2.504 | 630 | 830 | Stackable 2 tier | 8546 2000 | EUR | 2952 | MSC Marie Leslie | CHINA | Shanghai | Khalifa port | 2025-08-11 | 2025-09-08 |  |  |  |  | 2025-09-15 | [9 empty] | CASE_LIST | 1 |  | warehouse | DSV Outdoor | 2025-09-15 | warehouse | 1 | 1 | -1 | 0 | 3 | 2 | 3 | HITACHI(HE) |  | 0 | 1 | 1 | 2 | Flow 2: Port → WH → Site | DSV Outdoor | HITACHI
6627 | PRL-ZAK-030-O | HVDC-ADOPT-HE-0470 | AGI | EQ-353 | 366733 | 1 | Outdoor | REACTOR HALL INSULATOR 306A | 294 | 102 | 83.5 | 2.504 | 630 | 830 | Stackable 2 tier | 8546 2000 | EUR | 2952 | MSC Marie Leslie | CHINA | Shanghai | Khalifa port | 2025-08-11 | 2025-09-08 |  |  |  |  | 2025-09-15 | [9 empty] | CASE_LIST | 1 |  | warehouse | DSV Outdoor | 2025-09-15 | warehouse | 1 | 1 | -1 | 0 | 3 | 2 | 3 | HITACHI(HE) |  | 0 | 1 | 1 | 2 | Flow 2: Port → WH → Site | DSV Outdoor | HITACHI
6628 | PRL-ZAK-030-O | HVDC-ADOPT-HE-0470 | AGI | EQ-353 | 366734 | 1 | Outdoor | REACTOR HALL INSULATOR 306A | 294 | 102 | 83.5 | 2.504 | 630 | 830 | Stackable 2 tier | 8546 2000 | EUR | 2952 | MSC Marie Leslie | CHINA | Shanghai | Khalifa port | 2025-08-11 | 2025-09-08 |  |  |  |  | 2025-09-15 | [9 empty] | CASE_LIST | 1 |  | warehouse | DSV Outdoor | 2025-09-15 | warehouse | 1 | 1 | -1 | 0 | 3 | 2 | 3 | HITACHI(HE) |  | 0 | 1 | 1 | 2 | Flow 2: Port → WH → Site | DSV Outdoor | HITACHI
6629 | PRL-ZAK-030-O | HVDC-ADOPT-HE-0470 | AGI | EQ-353 | 366735 | 1 | Outdoor | REACTOR HALL INSULATOR 306A | 294 | 102 | 83.5 | 2.504 | 630 | 830 | Stackable 2 tier | 8546 2000 | EUR | 2952 | MSC Marie Leslie | CHINA | Shanghai | Khalifa port | 2025-08-11 | 2025-09-08 |  |  |  |  | 2025-09-15 | [9 empty] | CASE_LIST | 1 |  | warehouse | DSV Outdoor | 2025-09-15 | warehouse | 1 | 1 | -1 | 0 | 3 | 2 | 3 | HITACHI(HE) |  | 0 | 1 | 1 | 2 | Flow 2: Port → WH → Site | DSV Outdoor | HITACHI
6630 | PRL-ZAK-030-O | HVDC-ADOPT-HE-0470 | AGI | EQ-353 | 366736 | 1 | Outdoor | REACTOR HALL INSULATOR 306A | 294 | 102 | 83.5 | 2.504 | 630 | 830 | Stackable 2 tier | 8546 2000 | EUR | 2952 | MSC Marie Leslie | CHINA | Shanghai | Khalifa port | 2025-08-11 | 2025-09-08 |  |  |  |  | 2025-09-15 | [9 empty] | CASE_LIST | 1 |  | warehouse | DSV Outdoor | 2025-09-15 | warehouse | 1 | 1 | -1 | 0 | 3 | 2 | 3 | HITACHI(HE) |  | 0 | 1 | 1 | 2 | Flow 2: Port → WH → Site | DSV Outdoor | HITACHI
6631 | PRL-ZAK-030-O | HVDC-ADOPT-HE-0470 | AGI | EQ-353 | 366737 | 1 | Outdoor | REACTOR HALL INSULATOR 306A | 294 | 102 | 83.5 | 2.504 | 630 | 830 | Stackable 2 tier | 8546 2000 | EUR | 2952 | MSC Marie Leslie | CHINA | Shanghai | Khalifa port | 2025-08-11 | 2025-09-08 |  |  |  |  | 2025-09-15 | [9 empty] | CASE_LIST | 1 |  | warehouse | DSV Outdoor | 2025-09-15 | warehouse | 1 | 1 | -1 | 0 | 3 | 2 | 3 | HITACHI(HE) |  | 0 | 1 | 1 | 2 | Flow 2: Port → WH → Site | DSV Outdoor | HITACHI
6632 | PRL-ZAK-030-O | HVDC-ADOPT-HE-0470 | AGI | EQ-353 | 366738 | 1 | Outdoor | REACTOR HALL INSULATOR 306A | 293 | 40.5 | 51.5 | 0.61113 | 105 | 185 | Stackable 2 tier | 8546 2000 | EUR | 2952 | MSC Marie Leslie | CHINA | Shanghai | Khalifa port | 2025-08-11 | 2025-09-08 |  |  |  |  | 2025-09-15 | [9 empty] | CASE_LIST | 1 |  | warehouse | DSV Outdoor | 2025-09-15 | warehouse | 1 | 1 | -1 | 0 | 1.19 | 2 | 1.19 | HITACHI(HE) |  | 0 | 1 | 1 | 2 | Flow 2: Port → WH → Site | DSV Outdoor | HITACHI
6633 | PRL-ZAK-030-O | HVDC-ADOPT-HE-0470 | AGI | EQ-353 | 366739 | 1 | Outdoor | REACTOR HALL INSULATOR 306A | 293 | 40.5 | 51.5 | 0.61113 | 105 | 185 | Stackable 2 tier | 8546 2000 | EUR | 2952 | MSC Marie Leslie | CHINA | Shanghai | Khalifa port | 2025-08-11 | 2025-09-08 |  |  |  |  | 2025-09-15 | [9 empty] | CASE_LIST | 1 |  | warehouse | DSV Outdoor | 2025-09-15 | warehouse | 1 | 1 | -1 | 0 | 1.19 | 2 | 1.19 | HITACHI(HE) |  | 0 | 1 | 1 | 2 | Flow 2: Port → WH → Site | DSV Outdoor | HITACHI
6634 | PRL-ZAK-030-O | HVDC-ADOPT-HE-0470 | AGI | EQ-353 | 366740 | 1 | Outdoor | REACTOR HALL INSULATOR 306A | 293 | 40.5 | 51.5 | 0.61113 | 105 | 185 | Stackable 2 tier | 8546 2000 | EUR | 2952 | MSC Marie Leslie | CHINA | Shanghai | Khalifa port | 2025-08-11 | 2025-09-08 |  |  |  |  | 2025-09-15 | [9 empty] | CASE_LIST | 1 |  | warehouse | DSV Outdoor | 2025-09-15 | warehouse | 1 | 1 | -1 | 0 | 1.19 | 2 | 1.19 | HITACHI(HE) |  | 0 | 1 | 1 | 2 | Flow 2: Port → WH → Site | DSV Outdoor | HITACHI
6635 | PRL-ZAK-030-O | HVDC-ADOPT-HE-0470 | AGI | EQ-353 | 366741 | 1 | Outdoor | REACTOR HALL INSULATOR 306A | 293 | 40.5 | 51.5 | 0.61113 | 105 | 185 | Stackable 2 tier | 8546 2000 | EUR | 2952 | MSC Marie Leslie | CHINA | Shanghai | Khalifa port | 2025-08-11 | 2025-09-08 |  |  |  |  | 2025-09-15 | [9 empty] | CASE_LIST | 1 |  | warehouse | DSV Outdoor | 2025-09-15 | warehouse | 1 | 1 | -1 | 0 | 1.19 | 2 | 1.19 | HITACHI(HE) |  | 0 | 1 | 1 | 2 | Flow 2: Port → WH → Site | DSV Outdoor | HITACHI
6636 | PRL-ZAK-030-O | HVDC-ADOPT-HE-0470 | AGI | EQ-353 | 366742 | 1 | Outdoor | REACTOR HALL INSULATOR 306A--Corona ring | 374 | 119.5 | 97.5 | 4.3576 | 140 | 382 | Stackable 2 tier | 8546 2000 | EUR | 2952 | MSC Marie Leslie | CHINA | Shanghai | Khalifa port | 2025-08-11 | 2025-09-08 |  |  |  |  | 2025-09-15 | [9 empty] | CASE_LIST | 1 |  | warehouse | DSV Outdoor | 2025-09-15 | warehouse | 1 | 1 | -1 | 0 | 4.47 | 2 | 4.47 | HITACHI(HE) |  | 0 | 1 | 1 | 2 | Flow 2: Port → WH → Site | DSV Outdoor | HITACHI
6637 | PRL-ZAK-030-O | HVDC-ADOPT-HE-0470 | AGI | EQ-353 | 366743 | 1 | Outdoor | REACTOR HALL INSULATOR 306A--Corona ring | 374 | 119.5 | 97.5 | 4.3576 | 140 | 382 | Stackable 2 tier | 8546 2000 | EUR | 2952 | MSC Marie Leslie | CHINA | Shanghai | Khalifa port | 2025-08-11 | 2025-09-08 |  |  |  |  | 2025-09-15 | [9 empty] | CASE_LIST | 1 |  | warehouse | DSV Outdoor | 2025-09-15 | warehouse | 1 | 1 | -1 | 0 | 4.47 | 2 | 4.47 | HITACHI(HE) |  | 0 | 1 | 1 | 2 | Flow 2: Port → WH → Site | DSV Outdoor | HITACHI
6638 | PRL-ZAK-030-O | HVDC-ADOPT-HE-0470 | AGI | EQ-353 | 366744 | 1 | Outdoor | REACTOR HALL INSULATOR 306B | 294 | 102 | 83.5 | 2.504 | 630 | 830 | Stackable 2 tier | 8546 2000 | EUR | 3763.8 | MSC Marie Leslie | CHINA | Shanghai | Khalifa port | 2025-08-11 | 2025-09-08 |  |  |  |  | 2025-09-15 | [9 empty] | CASE_LIST | 1 |  | warehouse | DSV Outdoor | 2025-09-15 | warehouse | 1 | 1 | -1 | 0 | 3 | 2 | 3 | HITACHI(HE) |  | 0 | 1 | 1 | 2 | Flow 2: Port → WH → Site | DSV Outdoor | HITACHI
6639 | PRL-ZAK-030-O | HVDC-ADOPT-HE-0470 | AGI | EQ-353 | 366745 | 1 | Outdoor | REACTOR HALL INSULATOR 306B | 294 | 102 | 83.5 | 2.504 | 630 | 830 | Stackable 2 tier | 8546 2000 | EUR | 3763.8 | MSC Marie Leslie | CHINA | Shanghai | Khalifa port | 2025-08-11 | 2025-09-08 |  |  |  |  | 2025-09-15 | [9 empty] | CASE_LIST | 1 |  | warehouse | DSV Outdoor | 2025-09-15 | warehouse | 1 | 1 | -1 | 0 | 3 | 2 | 3 | HITACHI(HE) |  | 0 | 1 | 1 | 2 | Flow 2: Port → WH → Site | DSV Outdoor | HITACHI
6640 | PRL-ZAK-030-O | HVDC-ADOPT-HE-0470 | AGI | EQ-353 | 366746 | 1 | Outdoor | REACTOR HALL INSULATOR 306B | 294 | 102 | 83.5 | 2.504 | 525 | 725 | Stackable 2 tier | 8546 2000 | EUR | 3763.8 | MSC Marie Leslie | CHINA | Shanghai | Khalifa port | 2025-08-11 | 2025-09-08 |  |  |  |  | 2025-09-15 | [9 empty] | CASE_LIST | 1 |  | warehouse | DSV Outdoor | 2025-09-15 | warehouse | 1 | 1 | -1 | 0 | 3 | 2 | 3 | HITACHI(HE) |  | 0 | 1 | 1 | 2 | Flow 2: Port → WH → Site | DSV Outdoor | HITACHI
6641 | PRL-ZAK-030-O | HVDC-ADOPT-HE-0470 | AGI | EQ-353 | 366747 | 1 | Outdoor | REACTOR HALL INSULATOR 306B--Corona ring | 374 | 119.5 | 97.5 | 4.3576 | 119 | 361 | Stackable 2 tier | 8546 2000 | EUR | 3763.8 | MSC Marie Leslie | CHINA | Shanghai | Khalifa port | 2025-08-11 | 2025-09-08 |  |  |  |  | 2025-09-15 | [9 empty] | CASE_LIST | 1 |  | warehouse | DSV Outdoor | 2025-09-15 | warehouse | 1 | 1 | -1 | 0 | 4.47 | 2 | 4.47 | HITACHI(HE) |  | 0 | 1 | 1 | 2 | Flow 2: Port → WH → Site | DSV Outdoor | HITACHI
6642 | PRL-ZAK-030-O | HVDC-ADOPT-HE-0470 | AGI | EQ-353 | 366748 | 1 | Outdoor | VALVE HALL DC-SIDE INSULATOR 308A | 324 | 102 | 83.5 | 2.7595 | 678 | 944 | Stackable 2 tier | 8546 2000 | EUR | 4457.7 | MSC Marie Leslie | CHINA | Shanghai | Khalifa port | 2025-08-11 | 2025-09-08 |  |  |  |  | 2025-09-15 | [9 empty] | CASE_LIST | 1 |  | warehouse | DSV Outdoor | 2025-09-15 | warehouse | 1 | 1 | -1 | 0 | 3.3 | 2 | 3.3 | HITACHI(HE) |  | 0 | 1 | 1 | 2 | Flow 2: Port → WH → Site | DSV Outdoor | HITACHI
6643 | PRL-ZAK-030-O | HVDC-ADOPT-HE-0470 | AGI | EQ-353 | 366749 | 1 | Outdoor | VALVE HALL DC-SIDE INSULATOR 308A | 324 | 102 | 83.5 | 2.7595 | 678 | 944 | Stackable 2 tier | 8546 2000 | EUR | 4457.7 | MSC Marie Leslie | CHINA | Shanghai | Khalifa port | 2025-08-11 | 2025-09-08 |  |  |  |  | 2025-09-15 | [9 empty] | CASE_LIST | 1 |  | warehouse | DSV Outdoor | 2025-09-15 | warehouse | 1 | 1 | -1 | 0 | 3.3 | 2 | 3.3 | HITACHI(HE) |  | 0 | 1 | 1 | 2 | Flow 2: Port → WH → Site | DSV Outdoor | HITACHI
6644 | PRL-ZAK-030-O | HVDC-ADOPT-HE-0470 | AGI | EQ-353 | 366750 | 1 | Outdoor | VALVE HALL DC-SIDE INSULATOR 308A | 323 | 40.5 | 51.5 | 0.6737 | 113 | 180 | Stackable 2 tier | 8546 2000 | EUR | 4457.7 | MSC Marie Leslie | CHINA | Shanghai | Khalifa port | 2025-08-11 | 2025-09-08 |  |  |  |  | 2025-09-15 | [9 empty] | CASE_LIST | 1 |  | warehouse | DSV Outdoor | 2025-09-15 | warehouse | 1 | 1 | -1 | 0 | 1.31 | 2 | 1.31 | HITACHI(HE) |  | 0 | 1 | 1 | 2 | Flow 2: Port → WH → Site | DSV Outdoor | HITACHI
6645 | PRL-ZAK-030-O | HVDC-ADOPT-HE-0470 | AGI | EQ-353 | 366751 | 1 | Outdoor | DC HALL INSULATOR 308B | 324 | 102 | 83.5 | 2.7595 | 678 | 944 | Stackable 2 tier | 8546 2000 | EUR | 4320.54 | MSC Marie Leslie | CHINA | Shanghai | Khalifa port | 2025-08-11 | 2025-09-08 |  |  |  |  | 2025-09-15 | [9 empty] | CASE_LIST | 1 |  | warehouse | DSV Outdoor | 2025-09-15 | warehouse | 1 | 1 | -1 | 0 | 3.3 | 2 | 3.3 | HITACHI(HE) |  | 0 | 1 | 1 | 2 | Flow 2: Port → WH → Site | DSV Outdoor | HITACHI
6646 | PRL-ZAK-030-O | HVDC-ADOPT-HE-0470 | AGI | EQ-353 | 366752 | 1 | Outdoor | DC HALL INSULATOR 308B | 324 | 102 | 83.5 | 2.7595 | 678 | 944 | Stackable 2 tier | 8546 2000 | EUR | 4320.54 | MSC Marie Leslie | CHINA | Shanghai | Khalifa port | 2025-08-11 | 2025-09-08 |  |  |  |  | 2025-09-15 | [9 empty] | CASE_LIST | 1 |  | warehouse | DSV Outdoor | 2025-09-15 | warehouse | 1 | 1 | -1 | 0 | 3.3 | 2 | 3.3 | HITACHI(HE) |  | 0 | 1 | 1 | 2 | Flow 2: Port → WH → Site | DSV Outdoor | HITACHI
6647 | PRL-ZAK-030-O | HVDC-ADOPT-HE-0470 | AGI | EQ-353 | 366753 | 1 | Outdoor | DC HALL INSULATOR 308B | 324 | 102 | 83.5 | 2.7595 | 678 | 944 | Stackable 2 tier | 8546 2000 | EUR | 4320.54 | MSC Marie Leslie | CHINA | Shanghai | Khalifa port | 2025-08-11 | 2025-09-08 |  |  |  |  | 2025-09-15 | [9 empty] | CASE_LIST | 1 |  | warehouse | DSV Outdoor | 2025-09-15 | warehouse | 1 | 1 | -1 | 0 | 3.3 | 2 | 3.3 | HITACHI(HE) |  | 0 | 1 | 1 | 2 | Flow 2: Port → WH → Site | DSV Outdoor | HITACHI
6648 | PRL-ZAK-030-O | HVDC-ADOPT-HE-0470 | AGI | EQ-353 | 366754 | 1 | Outdoor | DC HALL INSULATOR 308B | 324 | 102 | 83.5 | 2.7595 | 678 | 944 | Stackable 2 tier | 8546 2000 | EUR | 4320.54 | MSC Marie Leslie | CHINA | Shanghai | Khalifa port | 2025-08-11 | 2025-09-08 |  |  |  |  | 2025-09-15 | [9 empty] | CASE_LIST | 1 |  | warehouse | DSV Outdoor | 2025-09-15 | warehouse | 1 | 1 | -1 | 0 | 3.3 | 2 | 3.3 | HITACHI(HE) |  | 0 | 1 | 1 | 2 | Flow 2: Port → WH → Site | DSV Outdoor | HITACHI
6649 | PRL-ZAK-030-O | HVDC-ADOPT-HE-0470 | AGI | EQ-353 | 366755 | 1 | Outdoor | DC HALL INSULATOR 308B | 324 | 102 | 83.5 | 2.7595 | 678 | 944 | Stackable 2 tier | 8546 2000 | EUR | 4320.54 | MSC Marie Leslie | CHINA | Shanghai | Khalifa port | 2025-08-11 | 2025-09-08 |  |  |  |  | 2025-09-15 | [9 empty] | CASE_LIST | 1 |  | warehouse | DSV Outdoor | 2025-09-15 | warehouse | 1 | 1 | -1 | 0 | 3.3 | 2 | 3.3 | HITACHI(HE) |  | 0 | 1 | 1 | 2 | Flow 2: Port → WH → Site | DSV Outdoor | HITACHI
6650 | PRL-ZAK-030-O | HVDC-ADOPT-HE-0470 | AGI | EQ-353 | 366756 | 1 | Outdoor | DC HALL INSULATOR 308B | 324 | 102 | 83.5 | 2.7595 | 678 | 944 | Stackable 2 tier | 8546 2000 | EUR | 4320.54 | MSC Marie Leslie | CHINA | Shanghai | Khalifa port | 2025-08-11 | 2025-09-08 |  |  |  |  | 2025-09-15 | [9 empty] | CASE_LIST | 1 |  | warehouse | DSV Outdoor | 2025-09-15 | warehouse | 1 | 1 | -1 | 0 | 3.3 | 2 | 3.3 | HITACHI(HE) |  | 0 | 1 | 1 | 2 | Flow 2: Port → WH → Site | DSV Outdoor | HITACHI
6651 | PRL-ZAK-030-O | HVDC-ADOPT-HE-0470 | AGI | EQ-353 | 366757 | 1 | Outdoor | DC HALL INSULATOR 308B | 324 | 102 | 83.5 | 2.7595 | 678 | 944 | Stackable 2 tier | 8546 2000 | EUR | 4320.54 | MSC Marie Leslie | CHINA | Shanghai | Khalifa port | 2025-08-11 | 2025-09-08 |  |  |  |  | 2025-09-15 | [9 empty] | CASE_LIST | 1 |  | warehouse | DSV Outdoor | 2025-09-15 | warehouse | 1 | 1 | -1 | 0 | 3.3 | 2 | 3.3 | HITACHI(HE) |  | 0 | 1 | 1 | 2 | Flow 2: Port → WH → Site | DSV Outdoor | HITACHI
6652 | PRL-ZAK-030-O | HVDC-ADOPT-HE-0470 | AGI | EQ-353 | 366758 | 1 | Outdoor | DC HALL INSULATOR 308B--Corona ring | 374 | 119.5 | 97.5 | 4.3576 | 126 | 228 | Stackable 2 tier | 8546 2000 | EUR | 4320.54 | MSC Marie Leslie | CHINA | Shanghai | Khalifa port | 2025-08-11 | 2025-09-08 |  |  |  |  | 2025-09-15 | [9 empty] | CASE_LIST | 1 |  | warehouse | DSV Outdoor | 2025-09-15 | warehouse | 1 | 1 | -1 | 0 | 4.47 | 2 | 4.47 | HITACHI(HE) |  | 0 | 1 | 1 | 2 | Flow 2: Port → WH → Site | DSV Outdoor | HITACHI
6653 | PRL-ZAK-030-O | HVDC-ADOPT-HE-0470 | AGI | EQ-353 | 366759 | 1 | Outdoor | DC HALL INSULATOR 308B--Corona ring | 284 | 101.5 | 80.5 | 2.3205 | 84 | 186 | Stackable 2 tier | 8546 2000 | EUR | 4320.54 | MSC Marie Leslie | CHINA | Shanghai | Khalifa port | 2025-08-11 | 2025-09-08 |  |  |  |  | 2025-09-15 | [9 empty] | CASE_LIST | 1 |  | warehouse | DSV Outdoor | 2025-09-15 | warehouse | 1 | 1 | -1 | 0 | 2.88 | 2 | 2.88 | HITACHI(HE) |  | 0 | 1 | 1 | 2 | Flow 2: Port → WH → Site | DSV Outdoor | HITACHI
6654 | PRL-ZAK-030-O | HVDC-ADOPT-HE-0470 | AGI | EQ-353 | 366760 | 1 | Outdoor | DC HALL INSULATOR 308B--Corona ring | 284 | 101.5 | 80.5 | 2.3205 | 84 | 186 | Stackable 2 tier | 8546 2000 | EUR | 4320.54 | MSC Marie Leslie | CHINA | Shanghai | Khalifa port | 2025-08-11 | 2025-09-08 |  |  |  |  | 2025-09-15 | [9 empty] | CASE_LIST | 1 |  | warehouse | DSV Outdoor | 2025-09-15 | warehouse | 1 | 1 | -1 | 0 | 2.88 | 2 | 2.88 | HITACHI(HE) |  | 0 | 1 | 1 | 2 | Flow 2: Port → WH → Site | DSV Outdoor | HITACHI
6655 | PRL-ZAK-030-O | HVDC-ADOPT-HE-0470 | AGI | EQ-353 | 366761 | 1 | Outdoor | 307 VALVE HALL AC SIDE 307 | 294 | 102 | 83.5 | 2.504 | 630 | 830 | Stackable 2 tier | 8546 2000 | EUR | 2302.56 | MSC Marie Leslie | CHINA | Shanghai | Khalifa port | 2025-08-11 | 2025-09-08 |  |  |  |  | 2025-09-15 | [9 empty] | CASE_LIST | 1 |  | warehouse | DSV Outdoor | 2025-09-15 | warehouse | 1 | 1 | -1 | 0 | 3 | 2 | 3 | HITACHI(HE) |  | 0 | 1 | 1 | 2 | Flow 2: Port → WH → Site | DSV Outdoor | HITACHI
6656 | PRL-ZAK-030-O | HVDC-ADOPT-HE-0470 | AGI | EQ-353 | 366762 | 1 | Outdoor | 307 VALVE HALL AC SIDE 307 | 294 | 102 | 83.5 | 2.504 | 630 | 830 | Stackable 2 tier | 8546 2000 | EUR | 2302.56 | MSC Marie Leslie | CHINA | Shanghai | Khalifa port | 2025-08-11 | 2025-09-08 |  |  |  |  | 2025-09-15 | [9 empty] | CASE_LIST | 1 |  | warehouse | DSV Outdoor | 2025-09-15 | warehouse | 1 | 1 | -1 | 0 | 3 | 2 | 3 | HITACHI(HE) |  | 0 | 1 | 1 | 2 | Flow 2: Port → WH → Site | DSV Outdoor | HITACHI
6657 | PRL-ZAK-030-O | HVDC-ADOPT-HE-0470 | AGI | EQ-353 | 366763 | 1 | Outdoor | 307 VALVE HALL AC SIDE 307 | 293 | 40.5 | 51.5 | 0.61113 | 105 | 185 | Stackable 2 tier | 8546 2000 | EUR | 2302.56 | MSC Marie Leslie | CHINA | Shanghai | Khalifa port | 2025-08-11 | 2025-09-08 |  |  |  |  | 2025-09-15 | [9 empty] | CASE_LIST | 1 |  | warehouse | DSV Outdoor | 2025-09-15 | warehouse | 1 | 1 | -1 | 0 | 1.19 | 2 | 1.19 | HITACHI(HE) |  | 0 | 1 | 1 | 2 | Flow 2: Port → WH → Site | DSV Outdoor | HITACHI
6658 | PRL-ZAK-030-O | HVDC-ADOPT-HE-0470 | AGI | EQ-353 | 366764 | 1 | Outdoor | 307 VALVE HALL AC SIDE 307--Corona ring | 284 | 101.5 | 80.5 | 2.3205 | 84 | 183 | Stackable 2 tier | 8546 2000 | EUR | 2302.56 | MSC Marie Leslie | CHINA | Shanghai | Khalifa port | 2025-08-11 | 2025-09-08 |  |  |  |  | 2025-09-15 | [9 empty] | CASE_LIST | 1 |  | warehouse | DSV Outdoor | 2025-09-15 | warehouse | 1 | 1 | -1 | 0 | 2.88 | 2 | 2.88 | HITACHI(HE) |  | 0 | 1 | 1 | 2 | Flow 2: Port → WH → Site | DSV Outdoor | HITACHI
6659 | PRL-ZAK-030-O | HVDC-ADOPT-HE-0470 | AGI | EQ-353 | 366765 | 1 | Outdoor | 307 VALVE HALL AC SIDE 307--Corona ring | 79 | 79 | 52 | 0.32453 | 7 | 60 | Stackable 2 tier | 8546 2000 | EUR | 2302.56 | MSC Marie Leslie | CHINA | Shanghai | Khalifa port | 2025-08-11 | 2025-09-08 |  |  |  |  | 2025-09-15 | [9 empty] | CASE_LIST | 1 |  | warehouse | DSV Outdoor | 2025-09-15 | warehouse | 1 | 1 | -1 | 0 | 0.62 | 2 | 0.62 | HITACHI(HE) |  | 0 | 1 | 1 | 2 | Flow 2: Port → WH → Site | DSV Outdoor | HITACHI
6660 | PRL-ZAK-030-O | HVDC-ADOPT-HE-0470 | AGI | EQ-353 | 366766 | 1 | Outdoor | 308C DC HALL | 324 | 102 | 83.5 | 2.7595 | 550 | 816 | Stackable 2 tier | 8546 2000 | EUR | 2571.75 | MSC Marie Leslie | CHINA | Shanghai | Khalifa port | 2025-08-11 | 2025-09-08 |  |  |  |  | 2025-09-15 | [9 empty] | CASE_LIST | 1 |  | warehouse | DSV Outdoor | 2025-09-15 | warehouse | 1 | 1 | -1 | 0 | 3.3 | 2 | 3.3 | HITACHI(HE) |  | 0 | 1 | 1 | 2 | Flow 2: Port → WH → Site | DSV Outdoor | HITACHI
6661 | PRL-ZAK-030-O | HVDC-ADOPT-HE-0470 | AGI | EQ-353 | 366767 | 1 | Outdoor | 308C DC HALL--Corona ring | 274 | 101.5 | 80.5 | 2.2388 | 35 | 195 | Stackable 2 tier | 8546 2000 | EUR | 2571.75 | MSC Marie Leslie | CHINA | Shanghai | Khalifa port | 2025-08-11 | 2025-09-08 |  |  |  |  | 2025-09-15 | [9 empty] | CASE_LIST | 1 |  | warehouse | DSV Outdoor | 2025-09-15 | warehouse | 1 | 1 | -1 | 0 | 2.78 | 2 | 2.78 | HITACHI(HE) |  | 0 | 1 | 1 | 2 | Flow 2: Port → WH → Site | DSV Outdoor | HITACHI
6662 | PRL-ZAK-030-O | HVDC-ADOPT-HE-0470 | AGI | EQ-353 | 366768 | 1 | Outdoor | AC hall (outdoors) Insulators 302 | 91.5 | 91.5 | 165.2 | 1.3831 | 360 | 446 | Stackable 2 tier | 8546 2000 | EUR | 3373.65 | MSC Marie Leslie | CHINA | Shanghai | Khalifa port | 2025-08-11 | 2025-09-08 |  |  |  |  | 2025-09-15 | [9 empty] | CASE_LIST | 1 |  | warehouse | DSV Outdoor | 2025-09-15 | warehouse | 1 | 1 | -1 | 0 | 0.84 | 2 | 0.84 | HITACHI(HE) |  | 0 | 1 | 1 | 2 | Flow 2: Port → WH → Site | DSV Outdoor | HITACHI
6663 | PRL-ZAK-030-O | HVDC-ADOPT-HE-0470 | AGI | EQ-353 | 366769 | 1 | Outdoor | AC hall (outdoors) Insulators 302 | 91.5 | 91.5 | 165.2 | 1.3831 | 320 | 406 | Stackable 2 tier | 8546 2000 | EUR | 3373.65 | MSC Marie Leslie | CHINA | Shanghai | Khalifa port | 2025-08-11 | 2025-09-08 |  |  |  |  | 2025-09-15 | [9 empty] | CASE_LIST | 1 |  | warehouse | DSV Outdoor | 2025-09-15 | warehouse | 1 | 1 | -1 | 0 | 0.84 | 2 | 0.84 | HITACHI(HE) |  | 0 | 1 | 1 | 2 | Flow 2: Port → WH → Site | DSV Outdoor | HITACHI
6664 | PRL-ZAK-030-O | HVDC-ADOPT-HE-0470 | AGI | EQ-353 | 366770 | 1 | Outdoor | TERTIARY AREA INSULATOR 303A | 84 | 84 | 74.8 | 0.52779 | 198 | 266 | Stackable 2 tier | 8546 2000 | EUR | 1167.75 | MSC Marie Leslie | CHINA | Shanghai | Khalifa port | 2025-08-11 | 2025-09-08 |  |  |  |  | 2025-09-15 | [9 empty] | CASE_LIST | 1 |  | warehouse | DSV Outdoor | 2025-09-15 | warehouse | 1 | 1 | -1 | 0 | 0.71 | 2 | 0.71 | HITACHI(HE) |  | 0 | 1 | 1 | 2 | Flow 2: Port → WH → Site | DSV Outdoor | HITACHI
6665 | PRL-ZAK-030-O | HVDC-ADOPT-HE-0470 | AGI | EQ-353 | 366771 | 1 | Outdoor | TERTIARY AREA INSULATOR 303A | 84 | 84 | 74.8 | 0.52779 | 198 | 266 | Stackable 2 tier | 8546 2000 | EUR | 1167.75 | MSC Marie Leslie | CHINA | Shanghai | Khalifa port | 2025-08-11 | 2025-09-08 |  |  |  |  | 2025-09-15 | [9 empty] | CASE_LIST | 1 |  | warehouse | DSV Outdoor | 2025-09-15 | warehouse | 1 | 1 | -1 | 0 | 0.71 | 2 | 0.71 | HITACHI(HE) |  | 0 | 1 | 1 | 2 | Flow 2: Port → WH → Site | DSV Outdoor | HITACHI
6666 | PRL-ZAK-030-O | HVDC-ADOPT-HE-0470 | AGI | EQ-353 | 366772 | 1 | Outdoor | TERTIARY AREA INSULATOR 303A | 84 | 84 | 74.8 | 0.52779 | 198 | 266 | Stackable 2 tier | 8546 2000 | EUR | 1167.75 | MSC Marie Leslie | CHINA | Shanghai | Khalifa port | 2025-08-11 | 2025-09-08 |  |  |  |  | 2025-09-15 | [9 empty] | CASE_LIST | 1 |  | warehouse | DSV Outdoor | 2025-09-15 | warehouse | 1 | 1 | -1 | 0 | 0.71 | 2 | 0.71 | HITACHI(HE) |  | 0 | 1 | 1 | 2 | Flow 2: Port → WH → Site | DSV Outdoor | HITACHI
6667 | PRL-ZAK-030-O | HVDC-ADOPT-HE-0470 | AGI | EQ-353 | 366773 | 1 | Outdoor | TERTIARY AREA INSULATOR 303A | 69 | 37.5 | 49 | 0.12679 | 22 | 44 | Stackable 2 tier | 8546 2000 | EUR | 1167.75 | MSC Marie Leslie | CHINA | Shanghai | Khalifa port | 2025-08-11 | 2025-09-08 |  |  |  |  | 2025-09-15 | [9 empty] | CASE_LIST | 1 |  | warehouse | DSV Outdoor | 2025-09-15 | warehouse | 1 | 1 | -1 | 0 | 0.26 | 2 | 0.26 | HITACHI(HE) |  | 0 | 1 | 1 | 2 | Flow 2: Port → WH → Site | DSV Outdoor | HITACHI
6668 | PRL-ZAK-030-O | HVDC-ADOPT-HE-0470 | AGI | EQ-353 | 366774 | 1 | Outdoor | TERTIARY AREA INSULATOR 303A | 69 | 37.5 | 49 | 0.12679 | 22 | 44 | Stackable 2 tier | 8546 2000 | EUR | 1167.75 | MSC Marie Leslie | CHINA | Shanghai | Khalifa port | 2025-08-11 | 2025-09-08 |  |  |  |  | 2025-09-15 | [9 empty] | CASE_LIST | 1 |  | warehouse | DSV Outdoor | 2025-09-15 | warehouse | 1 | 1 | -1 | 0 | 0.26 | 2 | 0.26 | HITACHI(HE) |  | 0 | 1 | 1 | 2 | Flow 2: Port → WH → Site | DSV Outdoor | HITACHI
6669 | PRL-ZAK-030-O | HVDC-ADOPT-HE-0470 | AGI | EQ-353 | 366775 | 1 | Outdoor | TERTIARY AREA INSULATOR 303A | 69 | 37.5 | 49 | 0.12679 | 22 | 44 | Stackable 2 tier | 8546 2000 | EUR | 1167.75 | MSC Marie Leslie | CHINA | Shanghai | Khalifa port | 2025-08-11 | 2025-09-08 |  |  |  |  | 2025-09-15 | [9 empty] | CASE_LIST | 1 |  | warehouse | DSV Outdoor | 2025-09-15 | warehouse | 1 | 1 | -1 | 0 | 0.26 | 2 | 0.26 | HITACHI(HE) |  | 0 | 1 | 1 | 2 | Flow 2: Port → WH → Site | DSV Outdoor | HITACHI
5645 | PRL-DAS-041-A3 | HVDC-ADOPT-HE-0469 | DAS | EQ-358 | 209514 | 1 | Indoor | Bolts & Turnbuckles - Pallet 1 | 120 | 80 | 55 | 0.528 | 246 | 260 | Not Stackable | 73181595 | SEK | 135501 | EY178 | Denmark | Copenhagen | Abu Dhabi Airport | 2025-07-31 | 2025-07-31 | [6 empty] | 2025-08-05 | [5 empty] | 2025-08-10 |  | CASE_LIST | 1 | 1 | site | DAS | 2025-08-10 | site | 1 | 2 | 0 | 2 | 0.96 | 0 | 0.96 | HITACHI(HE) |  | 1 | 2 | 1 | 3 | Flow 3: Port → MOSB → Site | DAS | HITACHI
5646 | PRL-DAS-041-A3 | HVDC-ADOPT-HE-0469 | DAS | EQ-358 | 209534 | 1 | Indoor | Bolts & Turnbuckles - Pallet 2 | 120 | 80 | 60 | 0.576 | 182 | 190 | Not Stackable | 73181595 | SEK | 101625.8 | EY178 | Denmark | Copenhagen | Abu Dhabi Airport | 2025-07-31 | 2025-07-31 | [6 empty] | 2025-08-05 | [5 empty] | 2025-08-10 |  | CASE_LIST | 1 | 1 | site | DAS | 2025-08-10 | site | 1 | 2 | 0 | 2 | 0.96 | 0 | 0.96 | HITACHI(HE) |  | 1 | 2 | 1 | 3 | Flow 3: Port → MOSB → Site | DAS | HITACHI
5647 | PRL-DAS-041-A3 | HVDC-ADOPT-HE-0469 | DAS | EQ-358 | 209535 | 1 | Indoor | Bolts & Turnbuckles - Parcel | 45 | 16 | 23 | 0.01656 | 6.8 | 7 | stackable | 73181595 | SEK | 33875.26 | EY178 | Denmark | Copenhagen | Abu Dhabi Airport | 2025-07-31 | 2025-07-31 | [6 empty] | 2025-08-05 | [5 empty] | 2025-08-10 |  | CASE_LIST | 1 | 1 | site | DAS | 2025-08-10 | site | 1 | 2 | 0 | 2 | 0.07 | 1 | 0.07 | HITACHI(HE) |  | 1 | 2 | 1 | 3 | Flow 3: Port → MOSB → Site | DAS | HITACHI
6737 | PRL-MIR-053-O SPARE | HVDC-ADOPT-HE-0468 | MIR | EQ-072 | 281149 | 1 | Outdoor covered | Outdoor Current Transformer GSWF 24 | 143 | 60 | 80 | 0.6864 | 250 | 309 | Not stackable | 8504 3300 | EUR | 13838.85 | MSC MARA | BELGIUM | Antwerp | Khalifa port | 2025-08-14 | 2025-09-15 | [10 empty] | 2025-09-30 |  |  |  | CASE_LIST |  | 1 | site | MIR | 2025-09-30 | site | 0 | 1 | 1 | 2 | 0.86 | 0 | 0.86 | HITACHI(HE) |  | 1 | 1 | 0 | 1 | Flow 1: Port → Site | MIR | HITACHI
6738 | PRL-MIR-053-O SPARE | HVDC-ADOPT-HE-0468 | MIR | EQ-072 | 281285 | 1 | Outdoor covered | Outdoor Current Transformer GSWF 24 | 80 | 60 | 80 | 0.384 | 79 | 118.6 | Not stackable | 8504 3300 | EUR | 4618.35 | MSC MARA | BELGIUM | Antwerp | Khalifa port | 2025-08-14 | 2025-09-15 | [10 empty] | 2025-09-30 |  |  |  | CASE_LIST |  | 1 | site | MIR | 2025-09-30 | site | 0 | 1 | 1 | 2 | 0.48 | 0 | 0.48 | HITACHI(HE) |  | 1 | 1 | 0 | 1 | Flow 1: Port → Site | MIR | HITACHI
6733 | PRL-CS-046-O SPARE | HVDC-ADOPT-HE-0467 | DAS | EQ-072 | 209429 | 1 | Outdoor covered | Outdoor Current Tranformer GSWF 24 | 143 | 60 | 80 | 0.6864 | 244 | 304 | Not stackable | 8504 3300 | EUR | 13805.1 | MSC MARA | BELGIUM | Antwerp | Khalifa port | 2025-08-14 | 2025-09-15 | [6 empty] | 2025-09-27 | [5 empty] | 2025-10-02 |  | CASE_LIST | 1 | 1 | site | DAS | 2025-10-02 | site | 1 | 2 | 0 | 2 | 0.86 | 0 | 0.86 | HITACHI(HE) |  | 1 | 2 | 1 | 3 | Flow 3: Port → MOSB → Site | DAS | HITACHI
6734 | PRL-CS-046-O SPARE | HVDC-ADOPT-HE-0467 | DAS | EQ-072 | 209436 | 1 | Outdoor covered | Outdoor Current Transformer GSWF 24 | 80 | 60 | 80 | 0.384 | 81 | 118.4 | Not stackable | 8504 3300 | EUR | 4587.3 | MSC MARA | BELGIUM | Antwerp | Khalifa port | 2025-08-14 | 2025-09-15 | [6 empty] | 2025-09-27 | [5 empty] | 2025-10-02 |  | CASE_LIST | 1 | 1 | site | DAS | 2025-10-02 | site | 1 | 2 | 0 | 2 | 0.48 | 0 | 0.48 | HITACHI(HE) |  | 1 | 2 | 1 | 3 | Flow 3: Port → MOSB → Site | DAS | HITACHI
6735 | PRL-CS-046-O SPARE | HVDC-ADOPT-HE-0467 | AGI | EQ-072 | 366526 | 1 | Outdoor covered | Outdoor Current Transformer GSWF 24 | 143 | 60 | 80 | 0.6864 | 244 | 303 | Not stackable | 8504 3300 | EUR | 13805.1 | MSC MARA | BELGIUM | Antwerp | Khalifa port | 2025-08-14 | 2025-09-15 | [6 empty] | 2025-09-27 | [6 empty] | 2025-10-02 | CASE_LIST | 1 | 1 | site | AGI | 2025-10-02 | site | 1 | 2 | 0 | 2 | 0.86 | 0 | 0.86 | HITACHI(HE) |  | 1 | 2 | 1 | 3 | Flow 3: Port → MOSB → Site | AGI | HITACHI
6736 | PRL-CS-046-O SPARE | HVDC-ADOPT-HE-0467 | AGI | EQ-072 | 366582 | 1 | Outdoor covered | Outdoor Current Transformer GSWF 24 | 80 | 60 | 80 | 0.384 | 81 | 117.8 | Not stackable | 8504 3300 | EUR | 4587.3 | MSC MARA | BELGIUM | Antwerp | Khalifa port | 2025-08-14 | 2025-09-15 | [6 empty] | 2025-09-27 | [6 empty] | 2025-10-02 | CASE_LIST | 1 | 1 | site | AGI | 2025-10-02 | site | 1 | 2 | 0 | 2 | 0.48 | 0 | 0.48 | HITACHI(HE) |  | 1 | 2 | 1 | 3 | Flow 3: Port → MOSB → Site | AGI | HITACHI
6731 | PRL-SHU-078-O SPARE | HVDC-ADOPT-HE-0466 | SHU | EQ-072 | 192493 | 1 | Outdoor covered | Outdoor Current Transformer GSWF 24 | 143 | 60 | 80 | 0.6864 | 251 | 309 | Not stackable | 8504 3300 | EUR | 13941.45 | MSC MARA | BELGIUM | Antwerp | Khalifa port | 2025-08-14 | 2025-09-15 | [11 empty] | 2025-09-25 |  |  | CASE_LIST |  | 1 | site | SHU | 2025-09-25 | site | 0 | 1 | 1 | 2 | 0.86 | 0 | 0.86 | HITACHI(HE) |  | 1 | 1 | 0 | 1 | Flow 1: Port → Site | SHU | HITACHI
6732 | PRL-SHU-078-O SPARE | HVDC-ADOPT-HE-0466 | SHU | EQ-072 | 192560 | 1 | Outdoor covered | Outdoor Current Transformer GSWF 24 | 80 | 60 | 80 | 0.384 | 79 | 117.6 | Not stackable | 8504 3300 | EUR | 4618.35 | MSC MARA | BELGIUM | Antwerp | Khalifa port | 2025-08-14 | 2025-09-15 | [11 empty] | 2025-09-25 |  |  | CASE_LIST |  | 1 | site | SHU | 2025-09-25 | site | 0 | 1 | 1 | 2 | 0.48 | 0 | 0.48 | HITACHI(HE) |  | 1 | 1 | 0 | 1 | Flow 1: Port → Site | SHU | HITACHI
6569 | PRL-MIR-046-O2 | HVDC-ADOPT-HE-0465 | MIR | EQ-353 | 281358 | 1 | Outdoor | DC Hall Insulator 307 | 324 | 102 | 83.5 | 2.7595 | 678 | 944 | Stackable 2 tier | 8546 2000 | EUR | 3956.538 | MSC Marie Leslie | CHINA | Shanghai | Khalifa port | 2025-08-11 | 2025-09-08 | [10 empty] | 2025-09-28 |  |  |  | CASE_LIST |  | 1 | site | MIR | 2025-09-28 | site | 0 | 1 | 1 | 2 | 3.3 | 2 | 3.3 | HITACHI(HE) |  | 1 | 1 | 0 | 1 | Flow 1: Port → Site | MIR | HITACHI
6570 | PRL-MIR-046-O2 | HVDC-ADOPT-HE-0465 | MIR | EQ-353 | 281359 | 1 | Outdoor | DC Hall Insulator 307 | 324 | 102 | 83.5 | 2.7595 | 678 | 944 | Stackable 2 tier | 8546 2000 | EUR | 3956.538 | MSC Marie Leslie | CHINA | Shanghai | Khalifa port | 2025-08-11 | 2025-09-08 | [10 empty] | 2025-09-28 |  |  |  | CASE_LIST |  | 1 | site | MIR | 2025-09-28 | site | 0 | 1 | 1 | 2 | 3.3 | 2 | 3.3 | HITACHI(HE) |  | 1 | 1 | 0 | 1 | Flow 1: Port → Site | MIR | HITACHI
6571 | PRL-MIR-046-O2 | HVDC-ADOPT-HE-0465 | MIR | EQ-353 | 281360 | 1 | Outdoor | DC Hall Insulator 307 | 324 | 102 | 83.5 | 2.7595 | 678 | 944 | Stackable 2 tier | 8546 2000 | EUR | 3956.538 | MSC Marie Leslie | CHINA | Shanghai | Khalifa port | 2025-08-11 | 2025-09-08 | [10 empty] | 2025-09-28 |  |  |  | CASE_LIST |  | 1 | site | MIR | 2025-09-28 | site | 0 | 1 | 1 | 2 | 3.3 | 2 | 3.3 | HITACHI(HE) |  | 1 | 1 | 0 | 1 | Flow 1: Port → Site | MIR | HITACHI
6572 | PRL-MIR-046-O2 | HVDC-ADOPT-HE-0465 | MIR | EQ-353 | 281361 | 1 | Outdoor | DC Hall Insulator 307 | 324 | 102 | 83.5 | 2.7595 | 678 | 944 | Stackable 2 tier | 8546 2000 | EUR | 3956.538 | MSC Marie Leslie | CHINA | Shanghai | Khalifa port | 2025-08-11 | 2025-09-08 | [10 empty] | 2025-09-28 |  |  |  | CASE_LIST |  | 1 | site | MIR | 2025-09-28 | site | 0 | 1 | 1 | 2 | 3.3 | 2 | 3.3 | HITACHI(HE) |  | 1 | 1 | 0 | 1 | Flow 1: Port → Site | MIR | HITACHI
6573 | PRL-MIR-046-O2 | HVDC-ADOPT-HE-0465 | MIR | EQ-353 | 281362 | 1 | Outdoor | DC Hall Insulator 307 | 324 | 102 | 83.5 | 2.7595 | 678 | 944 | Stackable 2 tier | 8546 2000 | EUR | 3956.538 | MSC Marie Leslie | CHINA | Shanghai | Khalifa port | 2025-08-11 | 2025-09-08 | [10 empty] | 2025-09-28 |  |  |  | CASE_LIST |  | 1 | site | MIR | 2025-09-28 | site | 0 | 1 | 1 | 2 | 3.3 | 2 | 3.3 | HITACHI(HE) |  | 1 | 1 | 0 | 1 | Flow 1: Port → Site | MIR | HITACHI
6574 | PRL-MIR-046-O2 | HVDC-ADOPT-HE-0465 | MIR | EQ-353 | 281363 | 1 | Outdoor | DC Hall Insulator 307 | 324 | 102 | 83.5 | 2.7595 | 678 | 944 | Stackable 2 tier | 8546 2000 | EUR | 3956.538 | MSC Marie Leslie | CHINA | Shanghai | Khalifa port | 2025-08-11 | 2025-09-08 | [10 empty] | 2025-09-28 |  |  |  | CASE_LIST |  | 1 | site | MIR | 2025-09-28 | site | 0 | 1 | 1 | 2 | 3.3 | 2 | 3.3 | HITACHI(HE) |  | 1 | 1 | 0 | 1 | Flow 1: Port → Site | MIR | HITACHI
6575 | PRL-MIR-046-O2 | HVDC-ADOPT-HE-0465 | MIR | EQ-353 | 281364 | 1 | Outdoor | DC Hall Insulator 307 | 324 | 102 | 83.5 | 2.7595 | 678 | 944 | Stackable 2 tier | 8546 2000 | EUR | 3956.538 | MSC Marie Leslie | CHINA | Shanghai | Khalifa port | 2025-08-11 | 2025-09-08 | [10 empty] | 2025-09-28 |  |  |  | CASE_LIST |  | 1 | site | MIR | 2025-09-28 | site | 0 | 1 | 1 | 2 | 3.3 | 2 | 3.3 | HITACHI(HE) |  | 1 | 1 | 0 | 1 | Flow 1: Port → Site | MIR | HITACHI
6576 | PRL-MIR-046-O2 | HVDC-ADOPT-HE-0465 | MIR | EQ-353 | 281365 | 1 | Outdoor | DC Hall Insulator 307 | 324 | 102 | 83.5 | 2.7595 | 678 | 944 | Stackable 2 tier | 8546 2000 | EUR | 3956.538 | MSC Marie Leslie | CHINA | Shanghai | Khalifa port | 2025-08-11 | 2025-09-08 | [10 empty] | 2025-09-28 |  |  |  | CASE_LIST |  | 1 | site | MIR | 2025-09-28 | site | 0 | 1 | 1 | 2 | 3.3 | 2 | 3.3 | HITACHI(HE) |  | 1 | 1 | 0 | 1 | Flow 1: Port → Site | MIR | HITACHI
6577 | PRL-MIR-046-O2 | HVDC-ADOPT-HE-0465 | MIR | EQ-353 | 281366 | 1 | Outdoor | DC Hall Insulator 307 | 323 | 40.5 | 51.5 | 0.6737 | 113 | 180 | Stackable 2 tier | 8546 2000 | EUR | 3956.538 | MSC Marie Leslie | CHINA | Shanghai | Khalifa port | 2025-08-11 | 2025-09-08 | [10 empty] | 2025-09-28 |  |  |  | CASE_LIST |  | 1 | site | MIR | 2025-09-28 | site | 0 | 1 | 1 | 2 | 1.31 | 2 | 1.31 | HITACHI(HE) |  | 1 | 1 | 0 | 1 | Flow 1: Port → Site | MIR | HITACHI
6578 | PRL-MIR-046-O2 | HVDC-ADOPT-HE-0465 | MIR | EQ-353 | 281367 | 1 | Outdoor | DC Hall Insulator 307 | 323 | 40.5 | 51.5 | 0.6737 | 113 | 180 | Stackable 2 tier | 8546 2000 | EUR | 3956.538 | MSC Marie Leslie | CHINA | Shanghai | Khalifa port | 2025-08-11 | 2025-09-08 | [10 empty] | 2025-09-28 |  |  |  | CASE_LIST |  | 1 | site | MIR | 2025-09-28 | site | 0 | 1 | 1 | 2 | 1.31 | 2 | 1.31 | HITACHI(HE) |  | 1 | 1 | 0 | 1 | Flow 1: Port → Site | MIR | HITACHI
6579 | PRL-MIR-046-O2 | HVDC-ADOPT-HE-0465 | MIR | EQ-353 | 281368 | 1 | Outdoor | DC Hall Insulator 307-Corona ring | 374 | 119.5 | 97.5 | 4.3576 | 140 | 242 | Stackable 2 tier | 8546 2000 | EUR | 3956.538 | MSC Marie Leslie | CHINA | Shanghai | Khalifa port | 2025-08-11 | 2025-09-08 | [10 empty] | 2025-09-28 |  |  |  | CASE_LIST |  | 1 | site | MIR | 2025-09-28 | site | 0 | 1 | 1 | 2 | 4.47 | 2 | 4.47 | HITACHI(HE) |  | 1 | 1 | 0 | 1 | Flow 1: Port → Site | MIR | HITACHI
6580 | PRL-MIR-046-O2 | HVDC-ADOPT-HE-0465 | MIR | EQ-353 | 281369 | 1 | Outdoor | DC Hall Insulator 307-Corona ring | 374 | 119.5 | 97.5 | 4.3576 | 140 | 242 | Stackable 2 tier | 8546 2000 | EUR | 3956.538 | MSC Marie Leslie | CHINA | Shanghai | Khalifa port | 2025-08-11 | 2025-09-08 | [10 empty] | 2025-09-28 |  |  |  | CASE_LIST |  | 1 | site | MIR | 2025-09-28 | site | 0 | 1 | 1 | 2 | 4.47 | 2 | 4.47 | HITACHI(HE) |  | 1 | 1 | 0 | 1 | Flow 1: Port → Site | MIR | HITACHI
6581 | PRL-MIR-046-O2 | HVDC-ADOPT-HE-0465 | MIR | EQ-353 | 281370 | 1 | Outdoor | DC Hall Insulator 307-Corona ring | 284 | 101.5 | 80.5 | 2.3205 | 70 | 172 | Stackable 2 tier | 8546 2000 | EUR | 3956.538 | MSC Marie Leslie | CHINA | Shanghai | Khalifa port | 2025-08-11 | 2025-09-08 | [10 empty] | 2025-09-28 |  |  |  | CASE_LIST |  | 1 | site | MIR | 2025-09-28 | site | 0 | 1 | 1 | 2 | 2.88 | 2 | 2.88 | HITACHI(HE) |  | 1 | 1 | 0 | 1 | Flow 1: Port → Site | MIR | HITACHI
6582 | PRL-MIR-046-O2 | HVDC-ADOPT-HE-0465 | MIR | EQ-353 | 281371 | 1 | Outdoor | 307B DC HALL | 324 | 102 | 83.5 | 2.7595 | 550 | 816 | Stackable 2 tier | 8546 2000 | EUR | 2571.75 | MSC Marie Leslie | CHINA | Shanghai | Khalifa port | 2025-08-11 | 2025-09-08 | [10 empty] | 2025-09-28 |  |  |  | CASE_LIST |  | 1 | site | MIR | 2025-09-28 | site | 0 | 1 | 1 | 2 | 3.3 | 2 | 3.3 | HITACHI(HE) |  | 1 | 1 | 0 | 1 | Flow 1: Port → Site | MIR | HITACHI
6583 | PRL-MIR-046-O2 | HVDC-ADOPT-HE-0465 | MIR | EQ-353 | 281372 | 1 | Outdoor | 307B DC HALL-Corona ring | 274 | 101.5 | 80.5 | 2.2388 | 35 | 195 | Stackable 2 tier | 8546 2000 | EUR | 2571.75 | MSC Marie Leslie | CHINA | Shanghai | Khalifa port | 2025-08-11 | 2025-09-08 | [10 empty] | 2025-09-28 |  |  |  | CASE_LIST |  | 1 | site | MIR | 2025-09-28 | site | 0 | 1 | 1 | 2 | 2.78 | 2 | 2.78 | HITACHI(HE) |  | 1 | 1 | 0 | 1 | Flow 1: Port → Site | MIR | HITACHI
6584 | PRL-MIR-046-O2 | HVDC-ADOPT-HE-0465 | MIR | EQ-353 | 281373 | 1 | Outdoor | TRANSFORMER AREA (OUTDOORS)301 | 374 | 119.5 | 97.5 | 4.3576 | 588 | 830 | Stackable 2 tier | 8546 2000 | EUR | 4962.6 | MSC Marie Leslie | CHINA | Shanghai | Khalifa port | 2025-08-11 | 2025-09-08 | [10 empty] | 2025-09-28 |  |  |  | CASE_LIST |  | 1 | site | MIR | 2025-09-28 | site | 0 | 1 | 1 | 2 | 4.47 | 2 | 4.47 | HITACHI(HE) |  | 1 | 1 | 0 | 1 | Flow 1: Port → Site | MIR | HITACHI
6585 | PRL-MIR-046-O2 | HVDC-ADOPT-HE-0465 | MIR | EQ-353 | 281374 | 1 | Outdoor | TRANSFORMER AREA (OUTDOORS)301 | 374 | 119.5 | 97.5 | 4.3576 | 588 | 830 | Stackable 2 tier | 8546 2000 | EUR | 4962.6 | MSC Marie Leslie | CHINA | Shanghai | Khalifa port | 2025-08-11 | 2025-09-08 | [10 empty] | 2025-09-28 |  |  |  | CASE_LIST |  | 1 | site | MIR | 2025-09-28 | site | 0 | 1 | 1 | 2 | 4.47 | 2 | 4.47 | HITACHI(HE) |  | 1 | 1 | 0 | 1 | Flow 1: Port → Site | MIR | HITACHI
6586 | PRL-MIR-046-O2 | HVDC-ADOPT-HE-0465 | MIR | EQ-353 | 281375 | 1 | Outdoor | TRANSFORMER AREA (OUTDOORS)301 | 374 | 119.5 | 97.5 | 4.3576 | 588 | 830 | Stackable 2 tier | 8546 2000 | EUR | 4962.6 | MSC Marie Leslie | CHINA | Shanghai | Khalifa port | 2025-08-11 | 2025-09-08 | [10 empty] | 2025-09-28 |  |  |  | CASE_LIST |  | 1 | site | MIR | 2025-09-28 | site | 0 | 1 | 1 | 2 | 4.47 | 2 | 4.47 | HITACHI(HE) |  | 1 | 1 | 0 | 1 | Flow 1: Port → Site | MIR | HITACHI
6587 | PRL-MIR-046-O2 | HVDC-ADOPT-HE-0465 | MIR | EQ-353 | 281376 | 1 | Outdoor | TRANSFORMER AREA (OUTDOORS)301 | 374 | 119.5 | 97.5 | 4.3576 | 588 | 830 | Stackable 2 tier | 8546 2000 | EUR | 4962.6 | MSC Marie Leslie | CHINA | Shanghai | Khalifa port | 2025-08-11 | 2025-09-08 | [10 empty] | 2025-09-28 |  |  |  | CASE_LIST |  | 1 | site | MIR | 2025-09-28 | site | 0 | 1 | 1 | 2 | 4.47 | 2 | 4.47 | HITACHI(HE) |  | 1 | 1 | 0 | 1 | Flow 1: Port → Site | MIR | HITACHI
6588 | PRL-MIR-046-O2 | HVDC-ADOPT-HE-0465 | MIR | EQ-353 | 281377 | 1 | Outdoor | TRANSFORMER AREA (OUTDOORS)301 | 374 | 119.5 | 97.5 | 4.3576 | 588 | 830 | Stackable 2 tier | 8546 2000 | EUR | 4962.6 | MSC Marie Leslie | CHINA | Shanghai | Khalifa port | 2025-08-11 | 2025-09-08 | [10 empty] | 2025-09-28 |  |  |  | CASE_LIST |  | 1 | site | MIR | 2025-09-28 | site | 0 | 1 | 1 | 2 | 4.47 | 2 | 4.47 | HITACHI(HE) |  | 1 | 1 | 0 | 1 | Flow 1: Port → Site | MIR | HITACHI
6589 | PRL-MIR-046-O2 | HVDC-ADOPT-HE-0465 | MIR | EQ-353 | 281378 | 1 | Outdoor | TRANSFORMER AREA (OUTDOORS)301 | 374 | 119.5 | 97.5 | 4.3576 | 588 | 830 | Stackable 2 tier | 8546 2000 | EUR | 4962.6 | MSC Marie Leslie | CHINA | Shanghai | Khalifa port | 2025-08-11 | 2025-09-08 | [10 empty] | 2025-09-28 |  |  |  | CASE_LIST |  | 1 | site | MIR | 2025-09-28 | site | 0 | 1 | 1 | 2 | 4.47 | 2 | 4.47 | HITACHI(HE) |  | 1 | 1 | 0 | 1 | Flow 1: Port → Site | MIR | HITACHI
6590 | PRL-MIR-046-O2 | HVDC-ADOPT-HE-0465 | MIR | EQ-353 | 281379 | 1 | Outdoor | TRANSFORMER AREA (OUTDOORS)301 | 374 | 119.5 | 97.5 | 4.3576 | 588 | 830 | Stackable 2 tier | 8546 2000 | EUR | 4962.6 | MSC Marie Leslie | CHINA | Shanghai | Khalifa port | 2025-08-11 | 2025-09-08 | [10 empty] | 2025-09-28 |  |  |  | CASE_LIST |  | 1 | site | MIR | 2025-09-28 | site | 0 | 1 | 1 | 2 | 4.47 | 2 | 4.47 | HITACHI(HE) |  | 1 | 1 | 0 | 1 | Flow 1: Port → Site | MIR | HITACHI
6591 | PRL-MIR-046-O2 | HVDC-ADOPT-HE-0465 | MIR | EQ-353 | 281380 | 1 | Outdoor | TRANSFORMER AREA (OUTDOORS)301 | 374 | 119.5 | 97.5 | 4.3576 | 588 | 830 | Stackable 2 tier | 8546 2000 | EUR | 4962.6 | MSC Marie Leslie | CHINA | Shanghai | Khalifa port | 2025-08-11 | 2025-09-08 | [10 empty] | 2025-09-28 |  |  |  | CASE_LIST |  | 1 | site | MIR | 2025-09-28 | site | 0 | 1 | 1 | 2 | 4.47 | 2 | 4.47 | HITACHI(HE) |  | 1 | 1 | 0 | 1 | Flow 1: Port → Site | MIR | HITACHI
6592 | PRL-MIR-046-O2 | HVDC-ADOPT-HE-0465 | MIR | EQ-353 | 281381 | 1 | Outdoor | TRANSFORMER AREA (OUTDOORS)301 | 374 | 119.5 | 97.5 | 4.3576 | 588 | 830 | Stackable 2 tier | 8546 2000 | EUR | 4962.6 | MSC Marie Leslie | CHINA | Shanghai | Khalifa port | 2025-08-11 | 2025-09-08 | [10 empty] | 2025-09-28 |  |  |  | CASE_LIST |  | 1 | site | MIR | 2025-09-28 | site | 0 | 1 | 1 | 2 | 4.47 | 2 | 4.47 | HITACHI(HE) |  | 1 | 1 | 0 | 1 | Flow 1: Port → Site | MIR | HITACHI
6593 | PRL-MIR-046-O2 | HVDC-ADOPT-HE-0465 | MIR | EQ-353 | 281382 | 1 | Outdoor | TRANSFORMER AREA (OUTDOORS)301 | 373 | 51 | 59.5 | 1.1319 | 98 | 234 | Stackable 2 tier | 8546 2000 | EUR | 4962.6 | MSC Marie Leslie | CHINA | Shanghai | Khalifa port | 2025-08-11 | 2025-09-08 | [10 empty] | 2025-09-28 |  |  |  | CASE_LIST |  | 1 | site | MIR | 2025-09-28 | site | 0 | 1 | 1 | 2 | 1.9 | 2 | 1.9 | HITACHI(HE) |  | 1 | 1 | 0 | 1 | Flow 1: Port → Site | MIR | HITACHI
6594 | PRL-MIR-046-O2 | HVDC-ADOPT-HE-0465 | MIR | EQ-353 | 281383 | 1 | Outdoor | TRANSFORMER AREA (OUTDOORS)301 | 373 | 51 | 59.5 | 1.1319 | 98 | 234 | Stackable 2 tier | 8546 2000 | EUR | 4962.6 | MSC Marie Leslie | CHINA | Shanghai | Khalifa port | 2025-08-11 | 2025-09-08 | [10 empty] | 2025-09-28 |  |  |  | CASE_LIST |  | 1 | site | MIR | 2025-09-28 | site | 0 | 1 | 1 | 2 | 1.9 | 2 | 1.9 | HITACHI(HE) |  | 1 | 1 | 0 | 1 | Flow 1: Port → Site | MIR | HITACHI
6595 | PRL-MIR-046-O2 | HVDC-ADOPT-HE-0465 | MIR | EQ-353 | 281384 | 1 | Outdoor | TRANSFORMER AREA (OUTDOORS)301-Corona ring | 374 | 119.5 | 97.5 | 4.3576 | 133 | 375 | Stackable 2 tier | 8546 2000 | EUR | 4962.6 | MSC Marie Leslie | CHINA | Shanghai | Khalifa port | 2025-08-11 | 2025-09-08 | [10 empty] | 2025-09-28 |  |  |  | CASE_LIST |  | 1 | site | MIR | 2025-09-28 | site | 0 | 1 | 1 | 2 | 4.47 | 2 | 4.47 | HITACHI(HE) |  | 1 | 1 | 0 | 1 | Flow 1: Port → Site | MIR | HITACHI
6596 | PRL-MIR-046-O2 | HVDC-ADOPT-HE-0465 | MIR | EQ-353 | 281385 | 1 | Outdoor | TRANSFORMER AREA (OUTDOORS)301-Corona ring | 374 | 119.5 | 97.5 | 4.3576 | 133 | 375 | Stackable 2 tier | 8546 2000 | EUR | 4962.6 | MSC Marie Leslie | CHINA | Shanghai | Khalifa port | 2025-08-11 | 2025-09-08 | [10 empty] | 2025-09-28 |  |  |  | CASE_LIST |  | 1 | site | MIR | 2025-09-28 | site | 0 | 1 | 1 | 2 | 4.47 | 2 | 4.47 | HITACHI(HE) |  | 1 | 1 | 0 | 1 | Flow 1: Port → Site | MIR | HITACHI
6597 | PRL-MIR-046-O2 | HVDC-ADOPT-HE-0465 | MIR | EQ-353 | 281386 | 1 | Outdoor | TRANSFORMER AREA (OUTDOORS)301-Corona ring | 374 | 119.5 | 97.5 | 4.3576 | 126 | 368 | Stackable 2 tier | 8546 2000 | EUR | 4962.6 | MSC Marie Leslie | CHINA | Shanghai | Khalifa port | 2025-08-11 | 2025-09-08 | [10 empty] | 2025-09-28 |  |  |  | CASE_LIST |  | 1 | site | MIR | 2025-09-28 | site | 0 | 1 | 1 | 2 | 4.47 | 2 | 4.47 | HITACHI(HE) |  | 1 | 1 | 0 | 1 | Flow 1: Port → Site | MIR | HITACHI
6554 | PRL-DAS-039-O3 | HVDC-ADOPT-HE-0464 | DAS | EQ-353 | 209519 | 1 | Outdoor | Reactor hall Insulator 307 | 274 | 101.5 | 80.5 | 2.2388 | 594 | 823 | Stackable 2 tier | 8546 2000 | EUR | 2158.65 | MSC Marie Leslie | CHINA | Shanghai | Khalifa port | 2025-08-11 | 2025-09-08 | [6 empty] | 2025-09-18 | [7 empty] | CASE_LIST | 1 |  | warehouse | MOSB | 2025-09-18 | warehouse | 1 | 1 | -1 | 0 | 2.78 | 2 | 2.78 | HITACHI(HE) |  | 0 | 1 | 1 | 5 | Flow 5: Mixed / Waiting / Incomplete leg | MOSB | HITACHI
6555 | PRL-DAS-039-O3 | HVDC-ADOPT-HE-0464 | DAS | EQ-353 | 209520 | 1 | Outdoor | Reactor hall Insulator 307 | 274 | 101.5 | 80.5 | 2.2388 | 594 | 823 | Stackable 2 tier | 8546 2000 | EUR | 2158.65 | MSC Marie Leslie | CHINA | Shanghai | Khalifa port | 2025-08-11 | 2025-09-08 | [6 empty] | 2025-09-18 | [7 empty] | CASE_LIST | 1 |  | warehouse | MOSB | 2025-09-18 | warehouse | 1 | 1 | -1 | 0 | 2.78 | 2 | 2.78 | HITACHI(HE) |  | 0 | 1 | 1 | 5 | Flow 5: Mixed / Waiting / Incomplete leg | MOSB | HITACHI
6556 | PRL-DAS-039-O3 | HVDC-ADOPT-HE-0464 | DAS | EQ-353 | 209521 | 1 | Outdoor | Reactor hall Insulator 307 | 273 | 40.5 | 51.5 | 0.56941 | 99 | 175 | Stackable 2 tier | 8546 2000 | EUR | 2158.65 | MSC Marie Leslie | CHINA | Shanghai | Khalifa port | 2025-08-11 | 2025-09-08 | [6 empty] | 2025-09-18 | [7 empty] | CASE_LIST | 1 |  | warehouse | MOSB | 2025-09-18 | warehouse | 1 | 1 | -1 | 0 | 1.11 | 2 | 1.11 | HITACHI(HE) |  | 0 | 1 | 1 | 5 | Flow 5: Mixed / Waiting / Incomplete leg | MOSB | HITACHI
6557 | PRL-DAS-039-O3 | HVDC-ADOPT-HE-0464 | DAS | EQ-353 | 209522 | 1 | Outdoor | Reactor hall Insulator 307--Corona ring | 284 | 101.5 | 80.5 | 2.3205 | 84 | 249 | Stackable 2 tier | 8546 2000 | EUR | 2158.65 | MSC Marie Leslie | CHINA | Shanghai | Khalifa port | 2025-08-11 | 2025-09-08 | [6 empty] | 2025-09-18 | [7 empty] | CASE_LIST | 1 |  | warehouse | MOSB | 2025-09-18 | warehouse | 1 | 1 | -1 | 0 | 2.88 | 2 | 2.88 | HITACHI(HE) |  | 0 | 1 | 1 | 5 | Flow 5: Mixed / Waiting / Incomplete leg | MOSB | HITACHI
6558 | PRL-DAS-039-O3 | HVDC-ADOPT-HE-0464 | DAS | EQ-353 | 209523 | 1 | Outdoor | Reactor hall Insulator 307--Corona ring | 79 | 79 | 52 | 0.32453 | 7 | 47 | Stackable 2 tier | 8546 2000 | EUR | 2158.65 | MSC Marie Leslie | CHINA | Shanghai | Khalifa port | 2025-08-11 | 2025-09-08 | [6 empty] | 2025-09-18 | [5 empty] | 2025-09-21 |  | CASE_LIST | 1 | 1 | site | DAS | 2025-09-21 | site | 1 | 2 | 0 | 2 | 0.62 | 2 | 0.62 | HITACHI(HE) |  | 1 | 2 | 1 | 3 | Flow 3: Port → MOSB → Site | DAS | HITACHI
6559 | PRL-DAS-039-O3 | HVDC-ADOPT-HE-0464 | DAS | EQ-353 | 209524 | 1 | Outdoor | AC HALL (OUTDOORS) INSULATORS 302 | 90 | 90 | 188.8 | 1.5293 | 675 | 791 | Stackable 2 tier | 8546 2000 | EUR | 1147.77 | MSC Marie Leslie | CHINA | Shanghai | Khalifa port | 2025-08-11 | 2025-09-08 | [6 empty] | 2025-09-18 | [7 empty] | CASE_LIST | 1 |  | warehouse | MOSB | 2025-09-18 | warehouse | 1 | 1 | -1 | 0 | 0.81 | 2 | 0.81 | HITACHI(HE) |  | 0 | 1 | 1 | 5 | Flow 5: Mixed / Waiting / Incomplete leg | MOSB | HITACHI
6560 | PRL-DAS-039-O3 | HVDC-ADOPT-HE-0464 | DAS | EQ-353 | 209525 | 1 | Outdoor | AC HALL (OUTDOORS) INSULATORS 302 | 183 | 43.5 | 51.5 | 0.40997 | 75 | 131 | Stackable 2 tier | 8546 2000 | EUR | 1147.77 | MSC Marie Leslie | CHINA | Shanghai | Khalifa port | 2025-08-11 | 2025-09-08 | [6 empty] | 2025-09-18 | [7 empty] | CASE_LIST | 1 |  | warehouse | MOSB | 2025-09-18 | warehouse | 1 | 1 | -1 | 0 | 0.8 | 2 | 0.8 | HITACHI(HE) |  | 0 | 1 | 1 | 5 | Flow 5: Mixed / Waiting / Incomplete leg | MOSB | HITACHI
6561 | PRL-DAS-039-O3 | HVDC-ADOPT-HE-0464 | DAS | EQ-353 | 209526 | 1 | Outdoor | AC HALL (OUTDOORS) INSULATORS 302 | 183 | 43.5 | 51.5 | 0.40997 | 75 | 131 | Stackable 2 tier | 8546 2000 | EUR | 1147.77 | MSC Marie Leslie | CHINA | Shanghai | Khalifa port | 2025-08-11 | 2025-09-08 | [6 empty] | 2025-09-18 | [7 empty] | CASE_LIST | 1 |  | warehouse | MOSB | 2025-09-18 | warehouse | 1 | 1 | -1 | 0 | 0.8 | 2 | 0.8 | HITACHI(HE) |  | 0 | 1 | 1 | 5 | Flow 5: Mixed / Waiting / Incomplete leg | MOSB | HITACHI
6562 | PRL-DAS-039-O3 | HVDC-ADOPT-HE-0464 | DAS | EQ-353 | 209527 | 1 | Outdoor | AC HALL (OUTDOORS) INSULATORS 302 | 183 | 43.5 | 51.5 | 0.40997 | 75 | 131 | Stackable 2 tier | 8546 2000 | EUR | 1147.77 | MSC Marie Leslie | CHINA | Shanghai | Khalifa port | 2025-08-11 | 2025-09-08 | [6 empty] | 2025-09-18 | [5 empty] | 2025-09-21 |  | CASE_LIST | 1 | 1 | site | DAS | 2025-09-21 | site | 1 | 2 | 0 | 2 | 0.8 | 2 | 0.8 | HITACHI(HE) |  | 1 | 2 | 1 | 3 | Flow 3: Port → MOSB → Site | DAS | HITACHI
6563 | PRL-DAS-039-O3 | HVDC-ADOPT-HE-0464 | DAS | EQ-353 | 209528 | 1 | Outdoor | AC HALL (OUTDOORS) INSULATORS 302 | 183 | 43.5 | 51.5 | 0.40997 | 75 | 131 | Stackable 2 tier | 8546 2000 | EUR | 1147.77 | MSC Marie Leslie | CHINA | Shanghai | Khalifa port | 2025-08-11 | 2025-09-08 | [6 empty] | 2025-09-18 | [5 empty] | 2025-09-21 |  | CASE_LIST | 1 | 1 | site | DAS | 2025-09-21 | site | 1 | 2 | 0 | 2 | 0.8 | 2 | 0.8 | HITACHI(HE) |  | 1 | 2 | 1 | 3 | Flow 3: Port → MOSB → Site | DAS | HITACHI
6564 | PRL-DAS-039-O3 | HVDC-ADOPT-HE-0464 | DAS | EQ-353 | 209529 | 1 | Outdoor | 308 VALUE HALL AC -SIDE 308 | 274 | 101.5 | 80.5 | 2.2388 | 594 | 823 | Stackable 2 tier | 8546 2000 | EUR | 2225.34 | MSC Marie Leslie | CHINA | Shanghai | Khalifa port | 2025-08-11 | 2025-09-08 | [6 empty] | 2025-09-18 | [7 empty] | CASE_LIST | 1 |  | warehouse | MOSB | 2025-09-18 | warehouse | 1 | 1 | -1 | 0 | 2.78 | 2 | 2.78 | HITACHI(HE) |  | 0 | 1 | 1 | 5 | Flow 5: Mixed / Waiting / Incomplete leg | MOSB | HITACHI
6565 | PRL-DAS-039-O3 | HVDC-ADOPT-HE-0464 | DAS | EQ-353 | 209530 | 1 | Outdoor | 308 VALUE HALL AC -SIDE 308 | 274 | 101.5 | 80.5 | 2.2388 | 594 | 823 | Stackable 2 tier | 8546 2000 | EUR | 2225.34 | MSC Marie Leslie | CHINA | Shanghai | Khalifa port | 2025-08-11 | 2025-09-08 | [6 empty] | 2025-09-18 | [7 empty] | CASE_LIST | 1 |  | warehouse | MOSB | 2025-09-18 | warehouse | 1 | 1 | -1 | 0 | 2.78 | 2 | 2.78 | HITACHI(HE) |  | 0 | 1 | 1 | 5 | Flow 5: Mixed / Waiting / Incomplete leg | MOSB | HITACHI
6566 | PRL-DAS-039-O3 | HVDC-ADOPT-HE-0464 | DAS | EQ-353 | 209531 | 1 | Outdoor | 308 VALUE HALL AC -SIDE 308 | 273 | 40.5 | 51.5 | 0.56941 | 99 | 175 | Stackable 2 tier | 8546 2000 | EUR | 2225.34 | MSC Marie Leslie | CHINA | Shanghai | Khalifa port | 2025-08-11 | 2025-09-08 | [6 empty] | 2025-09-18 | [7 empty] | CASE_LIST | 1 |  | warehouse | MOSB | 2025-09-18 | warehouse | 1 | 1 | -1 | 0 | 1.11 | 2 | 1.11 | HITACHI(HE) |  | 0 | 1 | 1 | 5 | Flow 5: Mixed / Waiting / Incomplete leg | MOSB | HITACHI
6567 | PRL-DAS-039-O3 | HVDC-ADOPT-HE-0464 | DAS | EQ-353 | 209532 | 1 | Outdoor | 308 VALUE HALL AC -SIDE 308--Corona ring | 284 | 101.5 | 80.5 | 2.3205 | 84 | 249 | Stackable 2 tier | 8546 2000 | EUR | 2225.34 | MSC Marie Leslie | CHINA | Shanghai | Khalifa port | 2025-08-11 | 2025-09-08 | [6 empty] | 2025-09-18 | [7 empty] | CASE_LIST | 1 |  | warehouse | MOSB | 2025-09-18 | warehouse | 1 | 1 | -1 | 0 | 2.88 | 2 | 2.88 | HITACHI(HE) |  | 0 | 1 | 1 | 5 | Flow 5: Mixed / Waiting / Incomplete leg | MOSB | HITACHI
6568 | PRL-DAS-039-O3 | HVDC-ADOPT-HE-0464 | DAS | EQ-353 | 209533 | 1 | Outdoor | 308 VALUE HALL AC -SIDE 308--Corona ring | 79 | 79 | 52 | 0.32453 | 7 | 47 | Stackable 2 tier | 8546 2000 | EUR | 2225.34 | MSC Marie Leslie | CHINA | Shanghai | Khalifa port | 2025-08-11 | 2025-09-08 | [6 empty] | 2025-09-18 | [7 empty] | CASE_LIST | 1 |  | warehouse | MOSB | 2025-09-18 | warehouse | 1 | 1 | -1 | 0 | 0.62 | 2 | 0.62 | HITACHI(HE) |  | 0 | 1 | 1 | 5 | Flow 5: Mixed / Waiting / Incomplete leg | MOSB | HITACHI
5641 | PRL-SHU-073-A2 | HVDC-ADOPT-HE-0463 | SHU | EQ-358 | 192656 | 1 | Indoor | Bolts & Turnbuckles | 80 | 60 | 35 | 0.167 | 68 | 75 | stackable | 73181595 | SEK | 22575.72 | EY178 | Denmark | Copenhagen | Abu Dhabi Airport | 2025-07-24 | 2025-07-24 | [11 empty] | 2025-07-26 |  |  | CASE_LIST |  | 1 | site | SHU | 2025-07-26 | site | 0 | 1 | 1 | 2 | 0.48 | 1 | 0.48 | HITACHI(HE) |  | 1 | 1 | 0 | 1 | Flow 1: Port → Site | SHU | HITACHI
5642 | PRL-SHU-073-A2 | HVDC-ADOPT-HE-0463 | SHU | EQ-358 | 192657 | 1 | Indoor | Bolts & Turnbuckles | 80 | 60 | 53 | 0.2544 | 89 | 99 | stackable | 73181595 | SEK | 22575.72 | EY178 | Denmark | Copenhagen | Abu Dhabi Airport | 2025-07-24 | 2025-07-24 | [11 empty] | 2025-07-26 |  |  | CASE_LIST |  | 1 | site | SHU | 2025-07-26 | site | 0 | 1 | 1 | 2 | 0.48 | 1 | 0.48 | HITACHI(HE) |  | 1 | 1 | 0 | 1 | Flow 1: Port → Site | SHU | HITACHI
5643 | PRL-SHU-073-A2 | HVDC-ADOPT-HE-0463 | SHU | EQ-358 | 192658 | 1 | Indoor | Bolts & Turnbuckles | 120 | 80 | 34 | 0.3264 | 132 | 145 | stackable | 73181595 | SEK | 76744.61 | EY178 | Denmark | Copenhagen | Abu Dhabi Airport | 2025-07-24 | 2025-07-24 | [11 empty] | 2025-07-26 |  |  | CASE_LIST |  | 1 | site | SHU | 2025-07-26 | site | 0 | 1 | 1 | 2 | 0.96 | 1 | 0.96 | HITACHI(HE) |  | 1 | 1 | 0 | 1 | Flow 1: Port → Site | SHU | HITACHI
5644 | PRL-SHU-073-A2 | HVDC-ADOPT-HE-0463 | SHU | EQ-358 | 192659 | 1 | Indoor | Bolts & Turnbuckles | 80 | 60 | 60 | 0.288 | 136 | 146 | stackable | 73181595 | SEK | 76744.61 | EY178 | Denmark | Copenhagen | Abu Dhabi Airport | 2025-07-24 | 2025-07-24 | [11 empty] | 2025-07-26 |  |  | CASE_LIST |  | 1 | site | SHU | 2025-07-26 | site | 0 | 1 | 1 | 2 | 0.48 | 1 | 0.48 | HITACHI(HE) |  | 1 | 1 | 0 | 1 | Flow 1: Port → Site | SHU | HITACHI
5640 | PRL-DAS-041-A2 | HVDC-ADOPT-HE-0462 | DAS | EQ-358 | 209518 | 1 | Indoor | Bolts & Turnbuckles | 80 | 60 | 50 | 0.24 | 118 | 129 | stackable | 73181595 | SEK | 17477.91 | EY178 | Denmark | Copenhagen | Abu Dhabi Airport | 2025-07-24 | 2025-07-24 | [6 empty] | 2025-07-16 | [5 empty] | 2025-07-31 |  | CASE_LIST | 1 | 1 | site | DAS | 2025-07-31 | site | 1 | 2 | 0 | 2 | 0.48 | 1 | 0.48 | HITACHI(HE) |  | 1 | 2 | 1 | 3 | Flow 3: Port → MOSB → Site | DAS | HITACHI
5639 | PRL-ZAK-029-A2 | HVDC-ADOPT-HE-0461 | AGI | EQ-358 | 366646 | 1 | Indoor | Bolts & Turnbuckles | 80 | 60 | 50 | 0.24 | 112 | 123 | stackable | 32141010 | SEK | 12946.6 | EY178 | Denmark | Copenhagen | Abu Dhabi Airport | 2025-07-24 | 2025-07-24 | [6 empty] | 2025-07-16 | [7 empty] | CASE_LIST | 1 |  | warehouse | MOSB | 2025-07-16 | warehouse | 1 | 1 | -1 | 0 | 0.48 | 1 | 0.48 | HITACHI(HE) |  | 0 | 1 | 1 | 5 | Flow 5: Mixed / Waiting / Incomplete leg | MOSB | HITACHI
6513 | PRL-MIR-052-O SPARE | HVDC-ADOPT-HE-0460 | MIR | EQ-037 | 281129 | 1 | Outdoor | RESISTOR MODULE SPARE | 275 | 203 | 209 | 11.6674 | 730 | 1192 | Not stackable | 8533 2900 | EUR | 22100.88 | MSC Cristina | BELGIUM | Antwerp | Khalifa port | 2025-07-31 | 2025-09-08 | [10 empty] | 2025-09-25 |  |  |  | CASE_LIST |  | 1 | site | MIR | 2025-09-25 | site | 0 | 1 | 1 | 2 | 5.58 | 0 | 5.58 | HITACHI(HE) |  | 1 | 1 | 0 | 1 | Flow 1: Port → Site | MIR | HITACHI
6514 | PRL-MIR-052-O SPARE | HVDC-ADOPT-HE-0460 | MIR | EQ-037 | 281130 | 1 | Outdoor | SUPPORT INSULATORS AND BUSHINGS SP | 182 | 140 | 68 | 1.7326 | 690 | 850 | Not stackable | 8533 2900 | EUR | 22100.88 | MSC Cristina | BELGIUM | Antwerp | Khalifa port | 2025-07-31 | 2025-09-08 | [10 empty] | 2025-09-25 |  |  |  | CASE_LIST |  | 1 | site | MIR | 2025-09-25 | site | 0 | 1 | 1 | 2 | 2.55 | 0 | 2.55 | HITACHI(HE) |  | 1 | 1 | 0 | 1 | Flow 1: Port → Site | MIR | HITACHI
6517 | PRL-MIR-052-O | HVDC-ADOPT-HE-0459 | MIR | EQ-037 | 281093 | 1 | Outdoor | PRE INSERTION RESISTOR - LOW | 325 | 203 | 207 | 13.6568 | 734 | 1288 | Not stackable | 8533 2900 | EUR | 22100.88 | MSC Cristina | BELGIUM | Antwerp | Khalifa port | 2025-07-31 | 2025-09-08 | [10 empty] | 2025-09-24 |  |  |  | CASE_LIST |  | 1 | site | MIR | 2025-09-24 | site | 0 | 1 | 1 | 2 | 6.6 | 0 | 6.6 | HITACHI(HE) |  | 1 | 1 | 0 | 1 | Flow 1: Port → Site | MIR | HITACHI
6518 | PRL-MIR-052-O | HVDC-ADOPT-HE-0459 | MIR | EQ-037 | 281094 | 1 | Outdoor | PRE INSERTION RESISTOR - LOW | 325 | 203 | 207 | 13.6568 | 734 | 1288 | Not stackable | 8533 2900 | EUR | 22100.88 | MSC Cristina | BELGIUM | Antwerp | Khalifa port | 2025-07-31 | 2025-09-08 | [10 empty] | 2025-09-24 |  |  |  | CASE_LIST |  | 1 | site | MIR | 2025-09-24 | site | 0 | 1 | 1 | 2 | 6.6 | 0 | 6.6 | HITACHI(HE) |  | 1 | 1 | 0 | 1 | Flow 1: Port → Site | MIR | HITACHI
6519 | PRL-MIR-052-O | HVDC-ADOPT-HE-0459 | MIR | EQ-037 | 281095 | 1 | Outdoor | PRE INSERTION RESISTOR - LOW | 325 | 203 | 207 | 13.6568 | 734 | 1288 | Not stackable | 8533 2900 | EUR | 22100.88 | MSC Cristina | BELGIUM | Antwerp | Khalifa port | 2025-07-31 | 2025-09-08 | [10 empty] | 2025-09-24 |  |  |  | CASE_LIST |  | 1 | site | MIR | 2025-09-24 | site | 0 | 1 | 1 | 2 | 6.6 | 0 | 6.6 | HITACHI(HE) |  | 1 | 1 | 0 | 1 | Flow 1: Port → Site | MIR | HITACHI
6520 | PRL-MIR-052-O | HVDC-ADOPT-HE-0459 | MIR | EQ-037 | 281096 | 1 | Outdoor | PRE INSERTION RESISTOR - LOW | 325 | 203 | 207 | 13.6568 | 734 | 1288 | Not stackable | 8533 2900 | EUR | 22100.88 | MSC Cristina | BELGIUM | Antwerp | Khalifa port | 2025-07-31 | 2025-09-08 | [10 empty] | 2025-09-24 |  |  |  | CASE_LIST |  | 1 | site | MIR | 2025-09-24 | site | 0 | 1 | 1 | 2 | 6.6 | 0 | 6.6 | HITACHI(HE) |  | 1 | 1 | 0 | 1 | Flow 1: Port → Site | MIR | HITACHI
6521 | PRL-MIR-052-O | HVDC-ADOPT-HE-0459 | MIR | EQ-037 | 281097 | 1 | Outdoor | PRE INSERTION RESISTOR - LOW | 325 | 203 | 207 | 13.6568 | 734 | 1288 | Not stackable | 8533 2900 | EUR | 22100.88 | MSC Cristina | BELGIUM | Antwerp | Khalifa port | 2025-07-31 | 2025-09-08 | [10 empty] | 2025-09-24 |  |  |  | CASE_LIST |  | 1 | site | MIR | 2025-09-24 | site | 0 | 1 | 1 | 2 | 6.6 | 0 | 6.6 | HITACHI(HE) |  | 1 | 1 | 0 | 1 | Flow 1: Port → Site | MIR | HITACHI
6522 | PRL-MIR-052-O | HVDC-ADOPT-HE-0459 | MIR | EQ-037 | 281098 | 1 | Outdoor | PRE INSERTION RESISTOR - LOW | 325 | 203 | 207 | 13.6568 | 734 | 1288 | Not stackable | 8533 2900 | EUR | 22100.88 | MSC Cristina | BELGIUM | Antwerp | Khalifa port | 2025-07-31 | 2025-09-08 | [10 empty] | 2025-09-24 |  |  |  | CASE_LIST |  | 1 | site | MIR | 2025-09-24 | site | 0 | 1 | 1 | 2 | 6.6 | 0 | 6.6 | HITACHI(HE) |  | 1 | 1 | 0 | 1 | Flow 1: Port → Site | MIR | HITACHI
6523 | PRL-MIR-052-O | HVDC-ADOPT-HE-0459 | MIR | EQ-037 | 281099 | 1 | Outdoor | PRE INSERTION RESISTOR - MIDDLE | 278 | 203 | 217 | 12.2462 | 735 | 1219 | Not stackable | 8533 2900 | EUR | 22100.88 | MSC Cristina | BELGIUM | Antwerp | Khalifa port | 2025-07-31 | 2025-09-08 | [10 empty] | 2025-09-24 |  |  |  | CASE_LIST |  | 1 | site | MIR | 2025-09-24 | site | 0 | 1 | 1 | 2 | 5.64 | 0 | 5.64 | HITACHI(HE) |  | 1 | 1 | 0 | 1 | Flow 1: Port → Site | MIR | HITACHI
6524 | PRL-MIR-052-O | HVDC-ADOPT-HE-0459 | MIR | EQ-037 | 281100 | 1 | Outdoor | PRE INSERTION RESISTOR - MIDDLE | 278 | 203 | 217 | 12.2462 | 735 | 1219 | Not stackable | 8533 2900 | EUR | 22100.88 | MSC Cristina | BELGIUM | Antwerp | Khalifa port | 2025-07-31 | 2025-09-08 | [10 empty] | 2025-09-24 |  |  |  | CASE_LIST |  | 1 | site | MIR | 2025-09-24 | site | 0 | 1 | 1 | 2 | 5.64 | 0 | 5.64 | HITACHI(HE) |  | 1 | 1 | 0 | 1 | Flow 1: Port → Site | MIR | HITACHI
6525 | PRL-MIR-052-O | HVDC-ADOPT-HE-0459 | MIR | EQ-037 | 281101 | 1 | Outdoor | PRE INSERTION RESISTOR - MIDDLE | 278 | 203 | 217 | 12.2462 | 735 | 1219 | Not stackable | 8533 2900 | EUR | 22100.88 | MSC Cristina | BELGIUM | Antwerp | Khalifa port | 2025-07-31 | 2025-09-08 | [10 empty] | 2025-09-24 |  |  |  | CASE_LIST |  | 1 | site | MIR | 2025-09-24 | site | 0 | 1 | 1 | 2 | 5.64 | 0 | 5.64 | HITACHI(HE) |  | 1 | 1 | 0 | 1 | Flow 1: Port → Site | MIR | HITACHI
6526 | PRL-MIR-052-O | HVDC-ADOPT-HE-0459 | MIR | EQ-037 | 281102 | 1 | Outdoor | PRE INSERTION RESISTOR - MIDDLE | 278 | 203 | 217 | 12.2462 | 735 | 1219 | Not stackable | 8533 2900 | EUR | 22100.88 | MSC Cristina | BELGIUM | Antwerp | Khalifa port | 2025-07-31 | 2025-09-08 | [10 empty] | 2025-09-24 |  |  |  | CASE_LIST |  | 1 | site | MIR | 2025-09-24 | site | 0 | 1 | 1 | 2 | 5.64 | 0 | 5.64 | HITACHI(HE) |  | 1 | 1 | 0 | 1 | Flow 1: Port → Site | MIR | HITACHI
6527 | PRL-MIR-052-O | HVDC-ADOPT-HE-0459 | MIR | EQ-037 | 281103 | 1 | Outdoor | PRE INSERTION RESISTOR - MIDDLE | 278 | 203 | 217 | 12.2462 | 735 | 1219 | Not stackable | 8533 2900 | EUR | 22100.88 | MSC Cristina | BELGIUM | Antwerp | Khalifa port | 2025-07-31 | 2025-09-08 | [10 empty] | 2025-09-24 |  |  |  | CASE_LIST |  | 1 | site | MIR | 2025-09-24 | site | 0 | 1 | 1 | 2 | 5.64 | 0 | 5.64 | HITACHI(HE) |  | 1 | 1 | 0 | 1 | Flow 1: Port → Site | MIR | HITACHI
6528 | PRL-MIR-052-O | HVDC-ADOPT-HE-0459 | MIR | EQ-037 | 281104 | 1 | Outdoor | PRE INSERTION RESISTOR - MIDDLE | 278 | 203 | 217 | 12.2462 | 735 | 1219 | Not stackable | 8533 2900 | EUR | 22100.88 | MSC Cristina | BELGIUM | Antwerp | Khalifa port | 2025-07-31 | 2025-09-08 | [10 empty] | 2025-09-24 |  |  |  | CASE_LIST |  | 1 | site | MIR | 2025-09-24 | site | 0 | 1 | 1 | 2 | 5.64 | 0 | 5.64 | HITACHI(HE) |  | 1 | 1 | 0 | 1 | Flow 1: Port → Site | MIR | HITACHI
6529 | PRL-MIR-052-O | HVDC-ADOPT-HE-0459 | MIR | EQ-037 | 281105 | 1 | Outdoor | PRE INSERTION RESISTOR - HIGH | 325 | 203 | 207 | 13.6568 | 734 | 1288 | Not stackable | 8533 2900 | EUR | 22100.88 | MSC Cristina | BELGIUM | Antwerp | Khalifa port | 2025-07-31 | 2025-09-08 | [10 empty] | 2025-09-24 |  |  |  | CASE_LIST |  | 1 | site | MIR | 2025-09-24 | site | 0 | 1 | 1 | 2 | 6.6 | 0 | 6.6 | HITACHI(HE) |  | 1 | 1 | 0 | 1 | Flow 1: Port → Site | MIR | HITACHI
6530 | PRL-MIR-052-O | HVDC-ADOPT-HE-0459 | MIR | EQ-037 | 281106 | 1 | Outdoor | PRE INSERTION RESISTOR - HIGH | 325 | 203 | 207 | 13.6568 | 734 | 1288 | Not stackable | 8533 2900 | EUR | 22100.88 | MSC Cristina | BELGIUM | Antwerp | Khalifa port | 2025-07-31 | 2025-09-08 | [10 empty] | 2025-09-24 |  |  |  | CASE_LIST |  | 1 | site | MIR | 2025-09-24 | site | 0 | 1 | 1 | 2 | 6.6 | 0 | 6.6 | HITACHI(HE) |  | 1 | 1 | 0 | 1 | Flow 1: Port → Site | MIR | HITACHI
6531 | PRL-MIR-052-O | HVDC-ADOPT-HE-0459 | MIR | EQ-037 | 281107 | 1 | Outdoor | PRE INSERTION RESISTOR - HIGH | 325 | 203 | 207 | 13.6568 | 734 | 1288 | Not stackable | 8533 2900 | EUR | 22100.88 | MSC Cristina | BELGIUM | Antwerp | Khalifa port | 2025-07-31 | 2025-09-08 | [10 empty] | 2025-09-24 |  |  |  | CASE_LIST |  | 1 | site | MIR | 2025-09-24 | site | 0 | 1 | 1 | 2 | 6.6 | 0 | 6.6 | HITACHI(HE) |  | 1 | 1 | 0 | 1 | Flow 1: Port → Site | MIR | HITACHI
6532 | PRL-MIR-052-O | HVDC-ADOPT-HE-0459 | MIR | EQ-037 | 281108 | 1 | Outdoor | PRE INSERTION RESISTOR - HIGH | 325 | 203 | 207 | 13.6568 | 734 | 1288 | Not stackable | 8533 2900 | EUR | 22100.88 | MSC Cristina | BELGIUM | Antwerp | Khalifa port | 2025-07-31 | 2025-09-08 | [10 empty] | 2025-09-24 |  |  |  | CASE_LIST |  | 1 | site | MIR | 2025-09-24 | site | 0 | 1 | 1 | 2 | 6.6 | 0 | 6.6 | HITACHI(HE) |  | 1 | 1 | 0 | 1 | Flow 1: Port → Site | MIR | HITACHI
6533 | PRL-MIR-052-O | HVDC-ADOPT-HE-0459 | MIR | EQ-037 | 281109 | 1 | Outdoor | PRE INSERTION RESISTOR - HIGH | 325 | 203 | 207 | 13.6568 | 734 | 1288 | Not stackable | 8533 2900 | EUR | 22100.88 | MSC Cristina | BELGIUM | Antwerp | Khalifa port | 2025-07-31 | 2025-09-08 | [10 empty] | 2025-09-24 |  |  |  | CASE_LIST |  | 1 | site | MIR | 2025-09-24 | site | 0 | 1 | 1 | 2 | 6.6 | 0 | 6.6 | HITACHI(HE) |  | 1 | 1 | 0 | 1 | Flow 1: Port → Site | MIR | HITACHI
6534 | PRL-MIR-052-O | HVDC-ADOPT-HE-0459 | MIR | EQ-037 | 281110 | 1 | Outdoor | PRE INSERTION RESISTOR - HIGH | 325 | 203 | 207 | 13.6568 | 734 | 1288 | Not stackable | 8533 2900 | EUR | 22100.88 | MSC Cristina | BELGIUM | Antwerp | Khalifa port | 2025-07-31 | 2025-09-08 | [10 empty] | 2025-09-24 |  |  |  | CASE_LIST |  | 1 | site | MIR | 2025-09-24 | site | 0 | 1 | 1 | 2 | 6.6 | 0 | 6.6 | HITACHI(HE) |  | 1 | 1 | 0 | 1 | Flow 1: Port → Site | MIR | HITACHI
6535 | PRL-MIR-052-O | HVDC-ADOPT-HE-0459 | MIR | EQ-037 | 281111 | 1 | Outdoor | INSULATORS C8-325 & C16-325 | 131 | 90 | 84 | 0.99036 | 500 | 575 | Not stackable | 8533 2900 | EUR | 22100.88 | MSC Cristina | BELGIUM | Antwerp | Khalifa port | 2025-07-31 | 2025-09-08 | [10 empty] | 2025-09-24 |  |  |  | CASE_LIST |  | 1 | site | MIR | 2025-09-24 | site | 0 | 1 | 1 | 2 | 1.18 | 0 | 1.18 | HITACHI(HE) |  | 1 | 1 | 0 | 1 | Flow 1: Port → Site | MIR | HITACHI
6536 | PRL-MIR-052-O | HVDC-ADOPT-HE-0459 | MIR | EQ-037 | 281112 | 1 | Outdoor | INSULATORS C8-325 & C16-325 | 131 | 90 | 84 | 0.99036 | 500 | 575 | Not stackable | 8533 2900 | EUR | 22100.88 | MSC Cristina | BELGIUM | Antwerp | Khalifa port | 2025-07-31 | 2025-09-08 | [10 empty] | 2025-09-24 |  |  |  | CASE_LIST |  | 1 | site | MIR | 2025-09-24 | site | 0 | 1 | 1 | 2 | 1.18 | 0 | 1.18 | HITACHI(HE) |  | 1 | 1 | 0 | 1 | Flow 1: Port → Site | MIR | HITACHI
6537 | PRL-MIR-052-O | HVDC-ADOPT-HE-0459 | MIR | EQ-037 | 281113 | 1 | Outdoor | INSULATORS C8-325 & C16-325 | 131 | 90 | 84 | 0.99036 | 500 | 575 | Not stackable | 8533 2900 | EUR | 22100.88 | MSC Cristina | BELGIUM | Antwerp | Khalifa port | 2025-07-31 | 2025-09-08 | [10 empty] | 2025-09-24 |  |  |  | CASE_LIST |  | 1 | site | MIR | 2025-09-24 | site | 0 | 1 | 1 | 2 | 1.18 | 0 | 1.18 | HITACHI(HE) |  | 1 | 1 | 0 | 1 | Flow 1: Port → Site | MIR | HITACHI
6538 | PRL-MIR-052-O | HVDC-ADOPT-HE-0459 | MIR | EQ-037 | 281114 | 1 | Outdoor | INSULATORS C8-325 & C16-325 | 131 | 90 | 84 | 0.99036 | 500 | 575 | Not stackable | 8533 2900 | EUR | 22100.88 | MSC Cristina | BELGIUM | Antwerp | Khalifa port | 2025-07-31 | 2025-09-08 | [10 empty] | 2025-09-24 |  |  |  | CASE_LIST |  | 1 | site | MIR | 2025-09-24 | site | 0 | 1 | 1 | 2 | 1.18 | 0 | 1.18 | HITACHI(HE) |  | 1 | 1 | 0 | 1 | Flow 1: Port → Site | MIR | HITACHI
6539 | PRL-MIR-052-O | HVDC-ADOPT-HE-0459 | MIR | EQ-037 | 281115 | 1 | Outdoor | INSULATORS C8-325 & C16-325 | 131 | 90 | 84 | 0.99036 | 500 | 575 | Not stackable | 8533 2900 | EUR | 22100.88 | MSC Cristina | BELGIUM | Antwerp | Khalifa port | 2025-07-31 | 2025-09-08 | [10 empty] | 2025-09-24 |  |  |  | CASE_LIST |  | 1 | site | MIR | 2025-09-24 | site | 0 | 1 | 1 | 2 | 1.18 | 0 | 1.18 | HITACHI(HE) |  | 1 | 1 | 0 | 1 | Flow 1: Port → Site | MIR | HITACHI
6540 | PRL-MIR-052-O | HVDC-ADOPT-HE-0459 | MIR | EQ-037 | 281116 | 1 | Outdoor | INSULATORS C8-325 & C16-325 | 131 | 90 | 84 | 0.99036 | 500 | 575 | Not stackable | 8533 2900 | EUR | 22100.88 | MSC Cristina | BELGIUM | Antwerp | Khalifa port | 2025-07-31 | 2025-09-08 | [10 empty] | 2025-09-24 |  |  |  | CASE_LIST |  | 1 | site | MIR | 2025-09-24 | site | 0 | 1 | 1 | 2 | 1.18 | 0 | 1.18 | HITACHI(HE) |  | 1 | 1 | 0 | 1 | Flow 1: Port → Site | MIR | HITACHI
6541 | PRL-MIR-052-O | HVDC-ADOPT-HE-0459 | MIR | EQ-037 | 281117 | 1 | Outdoor | INSULATORS C16-1550 | 182 | 170 | 119 | 3.6819 | 2600 | 2840 | Not stackable | 8533 2900 | EUR | 22100.88 | MSC Cristina | BELGIUM | Antwerp | Khalifa port | 2025-07-31 | 2025-09-08 | [10 empty] | 2025-09-24 |  |  |  | CASE_LIST |  | 1 | site | MIR | 2025-09-24 | site | 0 | 1 | 1 | 2 | 3.09 | 0 | 3.09 | HITACHI(HE) |  | 1 | 1 | 0 | 1 | Flow 1: Port → Site | MIR | HITACHI
6542 | PRL-MIR-052-O | HVDC-ADOPT-HE-0459 | MIR | EQ-037 | 281118 | 1 | Outdoor | INSULATORS C16-1550 | 182 | 170 | 119 | 3.6819 | 2600 | 2840 | Not stackable | 8533 2900 | EUR | 22100.88 | MSC Cristina | BELGIUM | Antwerp | Khalifa port | 2025-07-31 | 2025-09-08 | [10 empty] | 2025-09-24 |  |  |  | CASE_LIST |  | 1 | site | MIR | 2025-09-24 | site | 0 | 1 | 1 | 2 | 3.09 | 0 | 3.09 | HITACHI(HE) |  | 1 | 1 | 0 | 1 | Flow 1: Port → Site | MIR | HITACHI
6543 | PRL-MIR-052-O | HVDC-ADOPT-HE-0459 | MIR | EQ-037 | 281119 | 1 | Outdoor | INSULATORS C16-1550 | 182 | 170 | 119 | 3.6819 | 2600 | 2840 | Not stackable | 8533 2900 | EUR | 22100.88 | MSC Cristina | BELGIUM | Antwerp | Khalifa port | 2025-07-31 | 2025-09-08 | [10 empty] | 2025-09-24 |  |  |  | CASE_LIST |  | 1 | site | MIR | 2025-09-24 | site | 0 | 1 | 1 | 2 | 3.09 | 0 | 3.09 | HITACHI(HE) |  | 1 | 1 | 0 | 1 | Flow 1: Port → Site | MIR | HITACHI
6544 | PRL-MIR-052-O | HVDC-ADOPT-HE-0459 | MIR | EQ-037 | 281120 | 1 | Outdoor | INSULATORS C16-1550 | 182 | 170 | 119 | 3.6819 | 2600 | 2840 | Not stackable | 8533 2900 | EUR | 22100.88 | MSC Cristina | BELGIUM | Antwerp | Khalifa port | 2025-07-31 | 2025-09-08 | [10 empty] | 2025-09-24 |  |  |  | CASE_LIST |  | 1 | site | MIR | 2025-09-24 | site | 0 | 1 | 1 | 2 | 3.09 | 0 | 3.09 | HITACHI(HE) |  | 1 | 1 | 0 | 1 | Flow 1: Port → Site | MIR | HITACHI
6545 | PRL-MIR-052-O | HVDC-ADOPT-HE-0459 | MIR | EQ-037 | 281121 | 1 | Outdoor | INSULATORS C16-1550 | 182 | 170 | 119 | 3.6819 | 2600 | 2840 | Not stackable | 8533 2900 | EUR | 22100.88 | MSC Cristina | BELGIUM | Antwerp | Khalifa port | 2025-07-31 | 2025-09-08 | [10 empty] | 2025-09-24 |  |  |  | CASE_LIST |  | 1 | site | MIR | 2025-09-24 | site | 0 | 1 | 1 | 2 | 3.09 | 0 | 3.09 | HITACHI(HE) |  | 1 | 1 | 0 | 1 | Flow 1: Port → Site | MIR | HITACHI
6546 | PRL-MIR-052-O | HVDC-ADOPT-HE-0459 | MIR | EQ-037 | 281122 | 1 | Outdoor | INSULATORS C16-1550 | 182 | 170 | 119 | 3.6819 | 2600 | 2840 | Not stackable | 8533 2900 | EUR | 22100.88 | MSC Cristina | BELGIUM | Antwerp | Khalifa port | 2025-07-31 | 2025-09-08 | [10 empty] | 2025-09-24 |  |  |  | CASE_LIST |  | 1 | site | MIR | 2025-09-24 | site | 0 | 1 | 1 | 2 | 3.09 | 0 | 3.09 | HITACHI(HE) |  | 1 | 1 | 0 | 1 | Flow 1: Port → Site | MIR | HITACHI
6547 | PRL-MIR-052-O | HVDC-ADOPT-HE-0459 | MIR | EQ-037 | 281123 | 1 | Outdoor | INSULATORS C16-1550 | 182 | 170 | 119 | 3.6819 | 2600 | 2840 | Not stackable | 8533 2900 | EUR | 22100.88 | MSC Cristina | BELGIUM | Antwerp | Khalifa port | 2025-07-31 | 2025-09-08 | [10 empty] | 2025-09-24 |  |  |  | CASE_LIST |  | 1 | site | MIR | 2025-09-24 | site | 0 | 1 | 1 | 2 | 3.09 | 0 | 3.09 | HITACHI(HE) |  | 1 | 1 | 0 | 1 | Flow 1: Port → Site | MIR | HITACHI
6548 | PRL-MIR-052-O | HVDC-ADOPT-HE-0459 | MIR | EQ-037 | 281124 | 1 | Outdoor | INSULATORS C16-1550 | 182 | 170 | 119 | 3.6819 | 2600 | 2840 | Not stackable | 8533 2900 | EUR | 22100.88 | MSC Cristina | BELGIUM | Antwerp | Khalifa port | 2025-07-31 | 2025-09-08 | [10 empty] | 2025-09-24 |  |  |  | CASE_LIST |  | 1 | site | MIR | 2025-09-24 | site | 0 | 1 | 1 | 2 | 3.09 | 0 | 3.09 | HITACHI(HE) |  | 1 | 1 | 0 | 1 | Flow 1: Port → Site | MIR | HITACHI
6549 | PRL-MIR-052-O | HVDC-ADOPT-HE-0459 | MIR | EQ-037 | 281125 | 1 | Outdoor | INSULATORS C16-1550 | 182 | 170 | 119 | 3.6819 | 2600 | 2840 | Not stackable | 8533 2900 | EUR | 22100.88 | MSC Cristina | BELGIUM | Antwerp | Khalifa port | 2025-07-31 | 2025-09-08 | [10 empty] | 2025-09-24 |  |  |  | CASE_LIST |  | 1 | site | MIR | 2025-09-24 | site | 0 | 1 | 1 | 2 | 3.09 | 0 | 3.09 | HITACHI(HE) |  | 1 | 1 | 0 | 1 | Flow 1: Port → Site | MIR | HITACHI
6550 | PRL-MIR-052-O | HVDC-ADOPT-HE-0459 | MIR | EQ-037 | 281126 | 1 | Outdoor | INSULATORS C16-1550 | 182 | 170 | 119 | 3.6819 | 2600 | 2840 | Not stackable | 8533 2900 | EUR | 22100.88 | MSC Cristina | BELGIUM | Antwerp | Khalifa port | 2025-07-31 | 2025-09-08 | [10 empty] | 2025-09-24 |  |  |  | CASE_LIST |  | 1 | site | MIR | 2025-09-24 | site | 0 | 1 | 1 | 2 | 3.09 | 0 | 3.09 | HITACHI(HE) |  | 1 | 1 | 0 | 1 | Flow 1: Port → Site | MIR | HITACHI
6551 | PRL-MIR-052-O | HVDC-ADOPT-HE-0459 | MIR | EQ-037 | 281127 | 1 | Outdoor | INSULATORS C16-1550 | 182 | 170 | 119 | 3.6819 | 2600 | 2840 | Not stackable | 8533 2900 | EUR | 22100.88 | MSC Cristina | BELGIUM | Antwerp | Khalifa port | 2025-07-31 | 2025-09-08 | [10 empty] | 2025-09-24 |  |  |  | CASE_LIST |  | 1 | site | MIR | 2025-09-24 | site | 0 | 1 | 1 | 2 | 3.09 | 0 | 3.09 | HITACHI(HE) |  | 1 | 1 | 0 | 1 | Flow 1: Port → Site | MIR | HITACHI
6552 | PRL-MIR-052-O | HVDC-ADOPT-HE-0459 | MIR | EQ-037 | 281128 | 1 | Outdoor | INSULATORS C16-1550 | 182 | 170 | 119 | 3.6819 | 2600 | 2840 | Not stackable | 8533 2900 | EUR | 22100.88 | MSC Cristina | BELGIUM | Antwerp | Khalifa port | 2025-07-31 | 2025-09-08 | [10 empty] | 2025-09-24 |  |  |  | CASE_LIST |  | 1 | site | MIR | 2025-09-24 | site | 0 | 1 | 1 | 2 | 3.09 | 0 | 3.09 | HITACHI(HE) |  | 1 | 1 | 0 | 1 | Flow 1: Port → Site | MIR | HITACHI
6553 | PRL-MIR-052-O | HVDC-ADOPT-HE-0459 | MIR | EQ-037 | 281131 | 1 | Outdoor | TRANS WAS. TERMINAL PADS INTER CO | 180 | 42 | 37 | 0.27972 | 25 | 50 | Not stackable | 8533 2900 | EUR | 22100.88 | MSC Cristina | BELGIUM | Antwerp | Khalifa port | 2025-07-31 | 2025-09-08 | [10 empty] | 2025-09-24 |  |  |  | CASE_LIST |  | 1 | site | MIR | 2025-09-24 | site | 0 | 1 | 1 | 2 | 0.76 | 0 | 0.76 | HITACHI(HE) |  | 1 | 1 | 0 | 1 | Flow 1: Port → Site | MIR | HITACHI
5682 | PRL-ZAK-028-O | HVDC-ADOPT-HE-0458 | AGI | EQ-212 | 3000000791/1 | 1 | Outdoor covered | 33kV GIS Al Ghallan 1 | 230 | 120 | 260 | 7.176 | 1330 | 1670 | Not stackable | 85371010 | USD | 58208.34 | CMA CGM Centaurus | Slovenia | Koper | Khalifa port | 2025-06-25 | 2025-08-12 |  |  |  |  | 2025-08-12 | [9 empty] | CASE_LIST | 1 |  | warehouse | DSV Outdoor | 2025-08-12 | warehouse | 1 | 1 | -1 | 0 | 2.76 | 0 | 2.76 | UNKNOWN |  | 0 | 1 | 1 | 2 | Flow 2: Port → WH → Site | DSV Outdoor
5683 | PRL-ZAK-028-O | HVDC-ADOPT-HE-0458 | AGI | EQ-212 | 3000000791/2 | 1 | Outdoor covered | 33kV GIS Al Ghallan 1 | 230 | 220 | 260 | 13.156 | 2280 | 2670 | Not stackable | 85371010 | USD | 58208.34 | CMA CGM Centaurus | Slovenia | Koper | Khalifa port | 2025-06-25 | 2025-08-12 |  |  |  |  | 2025-08-12 | [9 empty] | CASE_LIST | 1 |  | warehouse | DSV Outdoor | 2025-08-12 | warehouse | 1 | 1 | -1 | 0 | 5.06 | 0 | 5.06 | UNKNOWN |  | 0 | 1 | 1 | 2 | Flow 2: Port → WH → Site | DSV Outdoor
5684 | PRL-ZAK-028-O | HVDC-ADOPT-HE-0458 | AGI | EQ-212 | 3000000791/3 | 1 | Outdoor covered | 33kV GIS Al Ghallan 1 | 230 | 210 | 260 | 12.358 | 1920 | 2390 | Not stackable | 85371010 | USD | 58208.34 | CMA CGM Centaurus | Slovenia | Koper | Khalifa port | 2025-06-25 | 2025-08-12 |  |  |  |  | 2025-08-12 | [9 empty] | CASE_LIST | 1 |  | warehouse | DSV Outdoor | 2025-08-12 | warehouse | 1 | 1 | -1 | 0 | 4.83 | 0 | 4.83 | UNKNOWN |  | 0 | 1 | 1 | 2 | Flow 2: Port → WH → Site | DSV Outdoor
5685 | PRL-ZAK-028-O | HVDC-ADOPT-HE-0458 | AGI | EQ-212 | 3000000791/4 | 1 | Outdoor covered | covers | 300 | 180 | 155 | 8.37 | 460 | 830 | Not stackable | 85371010 | USD | 58208.34 | CMA CGM Centaurus | Slovenia | Koper | Khalifa port | 2025-06-25 | 2025-08-12 |  |  |  |  | 2025-08-12 | [9 empty] | CASE_LIST | 1 |  | warehouse | DSV Outdoor | 2025-08-12 | warehouse | 1 | 1 | -1 | 0 | 5.4 | 0 | 5.4 | UNKNOWN |  | 0 | 1 | 1 | 2 | Flow 2: Port → WH → Site | DSV Outdoor
5686 | PRL-ZAK-028-O | HVDC-ADOPT-HE-0458 | AGI | EQ-212 | 3000000791/5 | 1 | Outdoor covered | gas ducts | 180 | 180 | 185 | 5.984 | 240 | 530 | Not stackable | 85371010 | USD | 58208.34 | CMA CGM Centaurus | Slovenia | Koper | Khalifa port | 2025-06-25 | 2025-08-12 |  |  |  |  | 2025-08-12 | [9 empty] | CASE_LIST | 1 |  | warehouse | DSV Outdoor | 2025-08-12 | warehouse | 1 | 1 | -1 | 0 | 3.24 | 0 | 3.24 | UNKNOWN |  | 0 | 1 | 1 | 2 | Flow 2: Port → WH → Site | DSV Outdoor
5687 | PRL-ZAK-028-O | HVDC-ADOPT-HE-0458 | AGI | EQ-212 | 3000000791/6 | 1 | Outdoor covered | Accessories | 180 | 180 | 185 | 5.994 | 470 | 760 | Not stackable | 85371010 | USD | 58208.34 | CMA CGM Centaurus | Slovenia | Koper | Khalifa port | 2025-06-25 | 2025-08-12 |  |  |  |  | 2025-08-12 | [9 empty] | CASE_LIST | 1 |  | warehouse | DSV Outdoor | 2025-08-12 | warehouse | 1 | 1 | -1 | 0 | 3.24 | 0 | 3.24 | UNKNOWN |  | 0 | 1 | 1 | 2 | Flow 2: Port → WH → Site | DSV Outdoor
5688 | PRL-ZAK-028-O | HVDC-ADOPT-HE-0458 | AGI | EQ-212 | 3000000792/1 | 1 | Outdoor covered | 33kV GIS Al Ghallan 2 | 230 | 120 | 260 | 7.176 | 1330 | 1670 | Not stackable | 85371010 | USD | 58208.34 | CMA CGM Centaurus | Slovenia | Koper | Khalifa port | 2025-06-25 | 2025-08-12 |  |  |  |  | 2025-08-12 | [9 empty] | CASE_LIST | 1 |  | warehouse | DSV Outdoor | 2025-08-12 | warehouse | 1 | 1 | -1 | 0 | 2.76 | 0 | 2.76 | UNKNOWN |  | 0 | 1 | 1 | 2 | Flow 2: Port → WH → Site | DSV Outdoor
5689 | PRL-ZAK-028-O | HVDC-ADOPT-HE-0458 | AGI | EQ-212 | 3000000792/2 | 1 | Outdoor covered | 33kV GIS Al Ghallan 2 | 230 | 220 | 260 | 13.156 | 2280 | 2670 | Not stackable | 85371010 | USD | 58208.34 | CMA CGM Centaurus | Slovenia | Koper | Khalifa port | 2025-06-25 | 2025-08-12 |  |  |  |  | 2025-08-12 | [9 empty] | CASE_LIST | 1 |  | warehouse | DSV Outdoor | 2025-08-12 | warehouse | 1 | 1 | -1 | 0 | 5.06 | 0 | 5.06 | UNKNOWN |  | 0 | 1 | 1 | 2 | Flow 2: Port → WH → Site | DSV Outdoor
5690 | PRL-ZAK-028-O | HVDC-ADOPT-HE-0458 | AGI | EQ-212 | 3000000792/3 | 1 | Outdoor covered | 33kV GIS Al Ghallan 2 | 230 | 210 | 260 | 12.358 | 1920 | 2390 | Not stackable | 85371010 | USD | 58208.34 | CMA CGM Centaurus | Slovenia | Koper | Khalifa port | 2025-06-25 | 2025-08-12 |  |  |  |  | 2025-08-12 | [9 empty] | CASE_LIST | 1 |  | warehouse | DSV Outdoor | 2025-08-12 | warehouse | 1 | 1 | -1 | 0 | 4.83 | 0 | 4.83 | UNKNOWN |  | 0 | 1 | 1 | 2 | Flow 2: Port → WH → Site | DSV Outdoor
5691 | PRL-ZAK-028-O | HVDC-ADOPT-HE-0458 | AGI | EQ-212 | 3000000792/4 | 1 | Outdoor covered | covers | 300 | 180 | 155 | 8.37 | 460 | 830 | Not stackable | 85371010 | USD | 58208.34 | CMA CGM Centaurus | Slovenia | Koper | Khalifa port | 2025-06-25 | 2025-08-12 |  |  |  |  | 2025-08-12 | [9 empty] | CASE_LIST | 1 |  | warehouse | DSV Outdoor | 2025-08-12 | warehouse | 1 | 1 | -1 | 0 | 5.4 | 0 | 5.4 | UNKNOWN |  | 0 | 1 | 1 | 2 | Flow 2: Port → WH → Site | DSV Outdoor
5692 | PRL-ZAK-028-O | HVDC-ADOPT-HE-0458 | AGI | EQ-212 | 3000000792/5 | 1 | Outdoor covered | gas ducts | 180 | 180 | 185 | 5.994 | 240 | 530 | Not stackable | 85371010 | USD | 58208.34 | CMA CGM Centaurus | Slovenia | Koper | Khalifa port | 2025-06-25 | 2025-08-12 |  |  |  |  | 2025-08-12 | [9 empty] | CASE_LIST | 1 |  | warehouse | DSV Outdoor | 2025-08-12 | warehouse | 1 | 1 | -1 | 0 | 3.24 | 0 | 3.24 | UNKNOWN |  | 0 | 1 | 1 | 2 | Flow 2: Port → WH → Site | DSV Outdoor
5693 | PRL-ZAK-028-O | HVDC-ADOPT-HE-0458 | AGI | EQ-212 | 3000000792/6 | 1 | Outdoor covered | Accessories | 180 | 180 | 185 | 5.994 | 470 | 760 | Not stackable | 85371010 | USD | 58208.34 | CMA CGM Centaurus | Slovenia | Koper | Khalifa port | 2025-06-25 | 2025-08-12 |  |  |  |  | 2025-08-12 | [9 empty] | CASE_LIST | 1 |  | warehouse | DSV Outdoor | 2025-08-12 | warehouse | 1 | 1 | -1 | 0 | 3.24 | 0 | 3.24 | UNKNOWN |  | 0 | 1 | 1 | 2 | Flow 2: Port → WH → Site | DSV Outdoor
5670 | PRL-DAS-040-O | HVDC-ADOPT-HE-0457 | DAS | EQ-212 | 3000000787/1 | 1 | Outdoor covered | 33kV GIS Das 1 | 230 | 120 | 260 | 7.176 | 1310 | 1650 | Not stackable | 85371010 | USD | 58208.34 | CMA CGM Centaurus | Slovenia | Koper | Khalifa port | 2025-06-25 | 2025-08-12 | [6 empty] | 2025-08-12 | [5 empty] | 2025-08-21 |  | CASE_LIST | 1 | 1 | site | DAS | 2025-08-21 | site | 1 | 2 | 0 | 2 | 2.76 | 0 | 2.76 | UNKNOWN |  | 1 | 2 | 1 | 3 | Flow 3: Port → MOSB → Site | DAS
5671 | PRL-DAS-040-O | HVDC-ADOPT-HE-0457 | DAS | EQ-212 | 3000000787/2 | 1 | Outdoor covered | 33kV GIS Das 1 | 230 | 220 | 260 | 13.156 | 2280 | 2670 | Not stackable | 85371010 | USD | 58208.34 | CMA CGM Centaurus | Slovenia | Koper | Khalifa port | 2025-06-25 | 2025-08-12 | [6 empty] | 2025-08-12 | [5 empty] | 2025-08-21 |  | CASE_LIST | 1 | 1 | site | DAS | 2025-08-21 | site | 1 | 2 | 0 | 2 | 5.06 | 0 | 5.06 | UNKNOWN |  | 1 | 2 | 1 | 3 | Flow 3: Port → MOSB → Site | DAS
5672 | PRL-DAS-040-O | HVDC-ADOPT-HE-0457 | DAS | EQ-212 | 3000000787/3 | 1 | Outdoor covered | 33kV GIS Das 1 | 230 | 210 | 260 | 12.558 | 1930 | 2400 | Not stackable | 85371010 | USD | 58208.34 | CMA CGM Centaurus | Slovenia | Koper | Khalifa port | 2025-06-25 | 2025-08-12 | [6 empty] | 2025-08-12 | [5 empty] | 2025-08-21 |  | CASE_LIST | 1 | 1 | site | DAS | 2025-08-21 | site | 1 | 2 | 0 | 2 | 4.83 | 0 | 4.83 | UNKNOWN |  | 1 | 2 | 1 | 3 | Flow 3: Port → MOSB → Site | DAS
5673 | PRL-DAS-040-O | HVDC-ADOPT-HE-0457 | DAS | EQ-212 | 3000000787/4 | 1 | Outdoor covered | covers | 300 | 180 | 155 | 8.37 | 460 | 830 | Not stackable | 85371010 | USD | 58208.34 | CMA CGM Centaurus | Slovenia | Koper | Khalifa port | 2025-06-25 | 2025-08-12 | [6 empty] | 2025-08-12 | [5 empty] | 2025-08-21 |  | CASE_LIST | 1 | 1 | site | DAS | 2025-08-21 | site | 1 | 2 | 0 | 2 | 5.4 | 0 | 5.4 | UNKNOWN |  | 1 | 2 | 1 | 3 | Flow 3: Port → MOSB → Site | DAS
5674 | PRL-DAS-040-O | HVDC-ADOPT-HE-0457 | DAS | EQ-212 | 3000000787/5 | 1 | Outdoor covered | gas ducts | 180 | 180 | 185 | 5.994 | 270 | 560 | Not stackable | 85371010 | USD | 58208.34 | CMA CGM Centaurus | Slovenia | Koper | Khalifa port | 2025-06-25 | 2025-08-12 | [6 empty] | 2025-08-12 | [5 empty] | 2025-08-21 |  | CASE_LIST | 1 | 1 | site | DAS | 2025-08-21 | site | 1 | 2 | 0 | 2 | 3.24 | 0 | 3.24 | UNKNOWN |  | 1 | 2 | 1 | 3 | Flow 3: Port → MOSB → Site | DAS
5675 | PRL-DAS-040-O | HVDC-ADOPT-HE-0457 | DAS | EQ-212 | 3000000787/6 | 1 | Outdoor covered | Accessories | 180 | 180 | 185 | 5.994 | 520 | 810 | Not stackable | 85371010 | USD | 58208.34 | CMA CGM Centaurus | Slovenia | Koper | Khalifa port | 2025-06-25 | 2025-08-12 | [6 empty] | 2025-08-12 | [5 empty] | 2025-08-21 |  | CASE_LIST | 1 | 1 | site | DAS | 2025-08-21 | site | 1 | 2 | 0 | 2 | 3.24 | 0 | 3.24 | UNKNOWN |  | 1 | 2 | 1 | 3 | Flow 3: Port → MOSB → Site | DAS
5676 | PRL-DAS-040-O | HVDC-ADOPT-HE-0457 | DAS | EQ-212 | 3000000788/1 | 1 | Outdoor covered | 33kV GIS Das 2 | 230 | 120 | 260 | 7.176 | 1310 | 1650 | Not stackable | 85371010 | USD | 58208.34 | CMA CGM Centaurus | Slovenia | Koper | Khalifa port | 2025-06-25 | 2025-08-12 | [6 empty] | 2025-08-12 | [5 empty] | 2025-08-21 |  | CASE_LIST | 1 | 1 | site | DAS | 2025-08-21 | site | 1 | 2 | 0 | 2 | 2.76 | 0 | 2.76 | UNKNOWN |  | 1 | 2 | 1 | 3 | Flow 3: Port → MOSB → Site | DAS
5677 | PRL-DAS-040-O | HVDC-ADOPT-HE-0457 | DAS | EQ-212 | 3000000788/2 | 1 | Outdoor covered | 33kV GIS Das 2 | 230 | 220 | 260 | 13.156 | 2280 | 2670 | Not stackable | 85371010 | USD | 58208.34 | CMA CGM Centaurus | Slovenia | Koper | Khalifa port | 2025-06-25 | 2025-08-12 | [6 empty] | 2025-08-12 | [5 empty] | 2025-08-21 |  | CASE_LIST | 1 | 1 | site | DAS | 2025-08-21 | site | 1 | 2 | 0 | 2 | 5.06 | 0 | 5.06 | UNKNOWN |  | 1 | 2 | 1 | 3 | Flow 3: Port → MOSB → Site | DAS
5678 | PRL-DAS-040-O | HVDC-ADOPT-HE-0457 | DAS | EQ-212 | 3000000788/3 | 1 | Outdoor covered | 33kV GIS Das 2 | 230 | 210 | 260 | 12.558 | 1920 | 2390 | Not stackable | 85371010 | USD | 58208.34 | CMA CGM Centaurus | Slovenia | Koper | Khalifa port | 2025-06-25 | 2025-08-12 | [6 empty] | 2025-08-12 | [5 empty] | 2025-08-21 |  | CASE_LIST | 1 | 1 | site | DAS | 2025-08-21 | site | 1 | 2 | 0 | 2 | 4.83 | 0 | 4.83 | UNKNOWN |  | 1 | 2 | 1 | 3 | Flow 3: Port → MOSB → Site | DAS
5679 | PRL-DAS-040-O | HVDC-ADOPT-HE-0457 | DAS | EQ-212 | 3000000788/4 | 1 | Outdoor covered | covers | 300 | 180 | 155 | 8.37 | 460 | 830 | Not stackable | 85371010 | USD | 58208.34 | CMA CGM Centaurus | Slovenia | Koper | Khalifa port | 2025-06-25 | 2025-08-12 | [6 empty] | 2025-08-12 | [5 empty] | 2025-08-21 |  | CASE_LIST | 1 | 1 | site | DAS | 2025-08-21 | site | 1 | 2 | 0 | 2 | 5.4 | 0 | 5.4 | UNKNOWN |  | 1 | 2 | 1 | 3 | Flow 3: Port → MOSB → Site | DAS
5680 | PRL-DAS-040-O | HVDC-ADOPT-HE-0457 | DAS | EQ-212 | 3000000788/5 | 1 | Outdoor covered | gas ducts | 180 | 180 | 185 | 5.994 | 460 | 830 | Not stackable | 85371010 | USD | 58208.34 | CMA CGM Centaurus | Slovenia | Koper | Khalifa port | 2025-06-25 | 2025-08-12 | [6 empty] | 2025-08-12 | [5 empty] | 2025-08-21 |  | CASE_LIST | 1 | 1 | site | DAS | 2025-08-21 | site | 1 | 2 | 0 | 2 | 3.24 | 0 | 3.24 | UNKNOWN |  | 1 | 2 | 1 | 3 | Flow 3: Port → MOSB → Site | DAS
5681 | PRL-DAS-040-O | HVDC-ADOPT-HE-0457 | DAS | EQ-212 | 3000000788/6 | 1 | Outdoor covered | Accessories | 180 | 180 | 185 | 5.994 | 490 | 780 | Not stackable | 85371010 | USD | 58208.34 | CMA CGM Centaurus | Slovenia | Koper | Khalifa port | 2025-06-25 | 2025-08-12 | [6 empty] | 2025-08-12 | [5 empty] | 2025-08-21 |  | CASE_LIST | 1 | 1 | site | DAS | 2025-08-21 | site | 1 | 2 | 0 | 2 | 3.24 | 0 | 3.24 | UNKNOWN |  | 1 | 2 | 1 | 3 | Flow 3: Port → MOSB → Site | DAS
5658 | PRL-MIR-049-O | HVDC-ADOPT-HE-0456 | MIR | EQ-212 | 3000000789/1 | 1 | Outdoor covered | 33kV GIS Mirfa 1 | 230 | 120 | 260 | 7.176 | 1330 | 1670 | Not stackable | 85371010 | USD | 58208.34 | CMA CGM Centaurus | Slovenia | Koper | Khalifa port | 2025-06-25 | 2025-08-12 | [10 empty] | 2025-08-12 |  |  |  | CASE_LIST |  | 1 | site | MIR | 2025-08-12 | site | 0 | 1 | 1 | 2 | 2.76 | 0 | 2.76 | UNKNOWN |  | 1 | 1 | 0 | 1 | Flow 1: Port → Site | MIR
5659 | PRL-MIR-049-O | HVDC-ADOPT-HE-0456 | MIR | EQ-212 | 3000000789/2 | 1 | Outdoor covered | 33kV GIS Mirfa 1 | 230 | 220 | 260 | 13.156 | 2280 | 2770 | Not stackable | 85371010 | USD | 58208.34 | CMA CGM Centaurus | Slovenia | Koper | Khalifa port | 2025-06-25 | 2025-08-12 | [10 empty] | 2025-08-12 |  |  |  | CASE_LIST |  | 1 | site | MIR | 2025-08-12 | site | 0 | 1 | 1 | 2 | 5.06 | 0 | 5.06 | UNKNOWN |  | 1 | 1 | 0 | 1 | Flow 1: Port → Site | MIR
5660 | PRL-MIR-049-O | HVDC-ADOPT-HE-0456 | MIR | EQ-212 | 3000000789/3 | 1 | Outdoor covered | 33kV GIS Mirfa 1 | 230 | 210 | 260 | 12.558 | 1920 | 2305 | Not stackable | 85371010 | USD | 58208.34 | CMA CGM Centaurus | Slovenia | Koper | Khalifa port | 2025-06-25 | 2025-08-12 | [10 empty] | 2025-08-12 |  |  |  | CASE_LIST |  | 1 | site | MIR | 2025-08-12 | site | 0 | 1 | 1 | 2 | 4.83 | 0 | 4.83 | UNKNOWN |  | 1 | 1 | 0 | 1 | Flow 1: Port → Site | MIR
5661 | PRL-MIR-049-O | HVDC-ADOPT-HE-0456 | MIR | EQ-212 | 3000000789/4 | 1 | Outdoor covered | covers | 300 | 180 | 155 | 8.37 | 460 | 830 | Not stackable | 85371010 | USD | 58208.34 | CMA CGM Centaurus | Slovenia | Koper | Khalifa port | 2025-06-25 | 2025-08-12 | [10 empty] | 2025-08-12 |  |  |  | CASE_LIST |  | 1 | site | MIR | 2025-08-12 | site | 0 | 1 | 1 | 2 | 5.4 | 0 | 5.4 | UNKNOWN |  | 1 | 1 | 0 | 1 | Flow 1: Port → Site | MIR
5662 | PRL-MIR-049-O | HVDC-ADOPT-HE-0456 | MIR | EQ-212 | 3000000789/5 | 1 | Outdoor covered | gas ducts | 180 | 180 | 185 | 5.994 | 460 | 830 | Not stackable | 85371010 | USD | 58208.34 | CMA CGM Centaurus | Slovenia | Koper | Khalifa port | 2025-06-25 | 2025-08-12 | [10 empty] | 2025-08-12 |  |  |  | CASE_LIST |  | 1 | site | MIR | 2025-08-12 | site | 0 | 1 | 1 | 2 | 3.24 | 0 | 3.24 | UNKNOWN |  | 1 | 1 | 0 | 1 | Flow 1: Port → Site | MIR
5663 | PRL-MIR-049-O | HVDC-ADOPT-HE-0456 | MIR | EQ-212 | 3000000789/6 | 1 | Outdoor covered | accessories | 180 | 180 | 185 | 5.994 | 490 | 780 | Not stackable | 85371010 | USD | 58208.34 | CMA CGM Centaurus | Slovenia | Koper | Khalifa port | 2025-06-25 | 2025-08-12 | [10 empty] | 2025-08-12 |  |  |  | CASE_LIST |  | 1 | site | MIR | 2025-08-12 | site | 0 | 1 | 1 | 2 | 3.24 | 0 | 3.24 | UNKNOWN |  | 1 | 1 | 0 | 1 | Flow 1: Port → Site | MIR
5664 | PRL-MIR-049-O | HVDC-ADOPT-HE-0456 | MIR | EQ-212 | 3000000790/1 | 1 | Outdoor covered | 33kV GIS Mirfa 2 | 230 | 120 | 260 | 7.176 | 1330 | 1670 | Not stackable | 85371010 | USD | 58208.34 | CMA CGM Centaurus | Slovenia | Koper | Khalifa port | 2025-06-25 | 2025-08-12 | [10 empty] | 2025-08-12 |  |  |  | CASE_LIST |  | 1 | site | MIR | 2025-08-12 | site | 0 | 1 | 1 | 2 | 2.76 | 0 | 2.76 | UNKNOWN |  | 1 | 1 | 0 | 1 | Flow 1: Port → Site | MIR
5665 | PRL-MIR-049-O | HVDC-ADOPT-HE-0456 | MIR | EQ-212 | 3000000790/2 | 1 | Outdoor covered | 33kV GIS Mirfa 2 | 230 | 220 | 260 | 13.156 | 2280 | 2770 | Not stackable | 85371010 | USD | 58208.34 | CMA CGM Centaurus | Slovenia | Koper | Khalifa port | 2025-06-25 | 2025-08-12 | [10 empty] | 2025-08-12 |  |  |  | CASE_LIST |  | 1 | site | MIR | 2025-08-12 | site | 0 | 1 | 1 | 2 | 5.06 | 0 | 5.06 | UNKNOWN |  | 1 | 1 | 0 | 1 | Flow 1: Port → Site | MIR
5666 | PRL-MIR-049-O | HVDC-ADOPT-HE-0456 | MIR | EQ-212 | 3000000790/3 | 1 | Outdoor covered | 33kV GIS Mirfa 2 | 230 | 210 | 260 | 12.558 | 1920 | 2305 | Not stackable | 85371010 | USD | 58208.34 | CMA CGM Centaurus | Slovenia | Koper | Khalifa port | 2025-06-25 | 2025-08-12 | [10 empty] | 2025-08-12 |  |  |  | CASE_LIST |  | 1 | site | MIR | 2025-08-12 | site | 0 | 1 | 1 | 2 | 4.83 | 0 | 4.83 | UNKNOWN |  | 1 | 1 | 0 | 1 | Flow 1: Port → Site | MIR
5667 | PRL-MIR-049-O | HVDC-ADOPT-HE-0456 | MIR | EQ-212 | 3000000790/4 | 1 | Outdoor covered | covers | 300 | 180 | 155 | 8.37 | 460 | 830 | Not stackable | 85371010 | USD | 58208.34 | CMA CGM Centaurus | Slovenia | Koper | Khalifa port | 2025-06-25 | 2025-08-12 | [10 empty] | 2025-08-12 |  |  |  | CASE_LIST |  | 1 | site | MIR | 2025-08-12 | site | 0 | 1 | 1 | 2 | 5.4 | 0 | 5.4 | UNKNOWN |  | 1 | 1 | 0 | 1 | Flow 1: Port → Site | MIR
5668 | PRL-MIR-049-O | HVDC-ADOPT-HE-0456 | MIR | EQ-212 | 3000000790/5 | 1 | Outdoor covered | gas ducts | 180 | 180 | 185 | 5.994 | 240 | 530 | Not stackable | 85371010 | USD | 58208.34 | CMA CGM Centaurus | Slovenia | Koper | Khalifa port | 2025-06-25 | 2025-08-12 | [10 empty] | 2025-08-12 |  |  |  | CASE_LIST |  | 1 | site | MIR | 2025-08-12 | site | 0 | 1 | 1 | 2 | 3.24 | 0 | 3.24 | UNKNOWN |  | 1 | 1 | 0 | 1 | Flow 1: Port → Site | MIR
5669 | PRL-MIR-049-O | HVDC-ADOPT-HE-0456 | MIR | EQ-212 | 3000000790/6 | 1 | Outdoor covered | Accessories | 180 | 180 | 185 | 5.994 | 470 | 760 | Not stackable | 85371010 | USD | 58208.34 | CMA CGM Centaurus | Slovenia | Koper | Khalifa port | 2025-06-25 | 2025-08-12 | [10 empty] | 2025-08-12 |  |  |  | CASE_LIST |  | 1 | site | MIR | 2025-08-12 | site | 0 | 1 | 1 | 2 | 3.24 | 0 | 3.24 | UNKNOWN |  | 1 | 1 | 0 | 1 | Flow 1: Port → Site | MIR
6262 | PRL-SHU-060-O1 | HVDC-ADOPT-HE-0455 | SHU | EQ-212 | 3000000785/1 | 1 | Outdoor Covered | 33kV GIS Shu 1 | 240 | 120 | 260 | 7.488 | 1310 | 1650 | Not stackable | 8537 1010 | USD | 58208.34 | CMA CGM TITAN | Slovenia | Koper | Khalifa port | 2025-06-18 | 2025-07-16 | [11 empty] | 2025-07-29 |  |  | CASE_LIST |  | 1 | site | SHU | 2025-07-29 | site | 0 | 1 | 1 | 2 | 2.88 | 0 | 2.88 | UNKNOWN |  | 1 | 1 | 0 | 1 | Flow 1: Port → Site | SHU
6263 | PRL-SHU-060-O1 | HVDC-ADOPT-HE-0455 | SHU | EQ-212 | 3000000785/2 | 1 | Outdoor Covered | 33kV GIS Shu 1 | 240 | 220 | 260 | 13.728 | 2260 | 2750 | Not stackable | 8537 1010 | USD | 58208.34 | CMA CGM TITAN | Slovenia | Koper | Khalifa port | 2025-06-18 | 2025-07-16 | [11 empty] | 2025-07-29 |  |  | CASE_LIST |  | 1 | site | SHU | 2025-07-29 | site | 0 | 1 | 1 | 2 | 5.28 | 0 | 5.28 | UNKNOWN |  | 1 | 1 | 0 | 1 | Flow 1: Port → Site | SHU
6264 | PRL-SHU-060-O1 | HVDC-ADOPT-HE-0455 | SHU | EQ-212 | 3000000785/3 | 1 | Outdoor Covered | 33kV GIS Shu 1 | 240 | 215 | 260 | 13.416 | 1920 | 2390 | Not stackable | 8537 1010 | USD | 58208.34 | CMA CGM TITAN | Slovenia | Koper | Khalifa port | 2025-06-18 | 2025-07-16 | [11 empty] | 2025-07-29 |  |  | CASE_LIST |  | 1 | site | SHU | 2025-07-29 | site | 0 | 1 | 1 | 2 | 5.16 | 0 | 5.16 | UNKNOWN |  | 1 | 1 | 0 | 1 | Flow 1: Port → Site | SHU
6265 | PRL-SHU-060-O1 | HVDC-ADOPT-HE-0455 | SHU | EQ-212 | 3000000785/4 | 1 | Outdoor Covered | covers | 300 | 180 | 155 | 8.38 | 470 | 840 | Not stackable | 8537 1010 | USD | 58208.34 | CMA CGM TITAN | Slovenia | Koper | Khalifa port | 2025-06-18 | 2025-07-16 | [11 empty] | 2025-07-29 |  |  | CASE_LIST |  | 1 | site | SHU | 2025-07-29 | site | 0 | 1 | 1 | 2 | 5.4 | 0 | 5.4 | UNKNOWN |  | 1 | 1 | 0 | 1 | Flow 1: Port → Site | SHU
6266 | PRL-SHU-060-O1 | HVDC-ADOPT-HE-0455 | SHU | EQ-212 | 3000000785/5 | 1 | Outdoor Covered | gas ducts | 180 | 180 | 185 | 5.994 | 220 | 510 | Not stackable | 8537 1010 | USD | 58208.34 | CMA CGM TITAN | Slovenia | Koper | Khalifa port | 2025-06-18 | 2025-07-16 | [11 empty] | 2025-07-29 |  |  | CASE_LIST |  | 1 | site | SHU | 2025-07-29 | site | 0 | 1 | 1 | 2 | 3.24 | 0 | 3.24 | UNKNOWN |  | 1 | 1 | 0 | 1 | Flow 1: Port → Site | SHU
6267 | PRL-SHU-060-O1 | HVDC-ADOPT-HE-0455 | SHU | EQ-212 | 3000000785/6 | 1 | Outdoor Covered | Accessories | 180 | 180 | 185 | 5.994 | 470 | 760 | Not stackable | 8537 1010 | USD | 58208.34 | CMA CGM TITAN | Slovenia | Koper | Khalifa port | 2025-06-18 | 2025-07-16 | [11 empty] | 2025-07-29 |  |  | CASE_LIST |  | 1 | site | SHU | 2025-07-29 | site | 0 | 1 | 1 | 2 | 3.24 | 0 | 3.24 | UNKNOWN |  | 1 | 1 | 0 | 1 | Flow 1: Port → Site | SHU
6268 | PRL-SHU-060-O1 | HVDC-ADOPT-HE-0455 | SHU | EQ-212 | 3000000786/1 | 1 | Outdoor Covered | 33kV GIS Shu 2 | 240 | 120 | 260 | 7.488 | 1310 | 1650 | Not stackable | 8537 1010 | USD | 58208.34 | CMA CGM TITAN | Slovenia | Koper | Khalifa port | 2025-06-18 | 2025-07-16 | [11 empty] | 2025-07-29 |  |  | CASE_LIST |  | 1 | site | SHU | 2025-07-29 | site | 0 | 1 | 1 | 2 | 2.88 | 0 | 2.88 | UNKNOWN |  | 1 | 1 | 0 | 1 | Flow 1: Port → Site | SHU
6269 | PRL-SHU-060-O1 | HVDC-ADOPT-HE-0455 | SHU | EQ-212 | 3000000786/2 | 1 | Outdoor Covered | 33kV GIS Shu 2 | 240 | 220 | 260 | 13.728 | 2280 | 2770 | Not stackable | 8537 1010 | USD | 58208.34 | CMA CGM TITAN | Slovenia | Koper | Khalifa port | 2025-06-18 | 2025-07-16 | [11 empty] | 2025-07-29 |  |  | CASE_LIST |  | 1 | site | SHU | 2025-07-29 | site | 0 | 1 | 1 | 2 | 5.28 | 0 | 5.28 | UNKNOWN |  | 1 | 1 | 0 | 1 | Flow 1: Port → Site | SHU
6270 | PRL-SHU-060-O1 | HVDC-ADOPT-HE-0455 | SHU | EQ-212 | 3000000786/3 | 1 | Outdoor Covered | 33kV GIS Shu 2 | 240 | 215 | 260 | 13.416 | 1920 | 2390 | Not stackable | 8537 1010 | USD | 58208.34 | CMA CGM TITAN | Slovenia | Koper | Khalifa port | 2025-06-18 | 2025-07-16 | [11 empty] | 2025-07-29 |  |  | CASE_LIST |  | 1 | site | SHU | 2025-07-29 | site | 0 | 1 | 1 | 2 | 5.16 | 0 | 5.16 | UNKNOWN |  | 1 | 1 | 0 | 1 | Flow 1: Port → Site | SHU
6271 | PRL-SHU-060-O1 | HVDC-ADOPT-HE-0455 | SHU | EQ-212 | 3000000786/4 | 1 | Outdoor Covered | covers | 300 | 180 | 155 | 8.38 | 470 | 840 | Not stackable | 8537 1010 | USD | 58208.34 | CMA CGM TITAN | Slovenia | Koper | Khalifa port | 2025-06-18 | 2025-07-16 | [11 empty] | 2025-07-29 |  |  | CASE_LIST |  | 1 | site | SHU | 2025-07-29 | site | 0 | 1 | 1 | 2 | 5.4 | 0 | 5.4 | UNKNOWN |  | 1 | 1 | 0 | 1 | Flow 1: Port → Site | SHU
6272 | PRL-SHU-060-O1 | HVDC-ADOPT-HE-0455 | SHU | EQ-212 | 3000000786/5 | 1 | Outdoor Covered | gas ducts | 180 | 180 | 185 | 5.994 | 260 | 550 | Not stackable | 8537 1010 | USD | 58208.34 | CMA CGM TITAN | Slovenia | Koper | Khalifa port | 2025-06-18 | 2025-07-16 | [11 empty] | 2025-07-29 |  |  | CASE_LIST |  | 1 | site | SHU | 2025-07-29 | site | 0 | 1 | 1 | 2 | 3.24 | 0 | 3.24 | UNKNOWN |  | 1 | 1 | 0 | 1 | Flow 1: Port → Site | SHU
6273 | PRL-SHU-060-O1 | HVDC-ADOPT-HE-0455 | SHU | EQ-212 | 3000000786/6 | 1 | Outdoor Covered | Accessories | 180 | 180 | 185 | 5.994 | 490 | 780 | Not stackable | 8537 1010 | USD | 58208.34 | CMA CGM TITAN | Slovenia | Koper | Khalifa port | 2025-06-18 | 2025-07-16 | [11 empty] | 2025-07-29 |  |  | CASE_LIST |  | 1 | site | SHU | 2025-07-29 | site | 0 | 1 | 1 | 2 | 3.24 | 0 | 3.24 | UNKNOWN |  | 1 | 1 | 0 | 1 | Flow 1: Port → Site | SHU
6476 | PRL-CS-044-O SPARE | HVDC-ADOPT-HE-0454 | DAS | EQ-001 | 208292 | 1 | Indoor | Pipes and Fasteners SPARE | 355 | 105 | 78 | 2.9074 | 71 | 302 | Stackability 600kg/m2 | 8504 9090 | SEK | 433859 | MSC MELATILDE | SWEDEN | Gothenburg | Khalifa port | 2025-07-17 | 2025-08-26 | [6 empty] | 2025-09-11 | [7 empty] | CASE_LIST | 1 |  | warehouse | MOSB | 2025-09-11 | warehouse | 1 | 1 | -1 | 0 | 3.73 | 1 | 3.73 | HITACHI(HE) |  | 0 | 1 | 1 | 5 | Flow 5: Mixed / Waiting / Incomplete leg | MOSB | HITACHI
6477 | PRL-CS-044-O SPARE | HVDC-ADOPT-HE-0454 | SHU | EQ-001 | 191124 | 1 | Indoor | Pipes and Fasteners SPARE | 355 | 105 | 78 | 2.9074 | 71 | 302 | Stackability 600kg/m2 | 4016 9300 | SEK | 433859 | MSC MELATILDE | SWEDEN | Gothenburg | Khalifa port | 2025-07-17 | 2025-08-26 | [11 empty] | 2025-09-24 |  |  | CASE_LIST |  | 1 | site | SHU | 2025-09-24 | site | 0 | 1 | 1 | 2 | 3.73 | 1 | 3.73 | HITACHI(HE) |  | 1 | 1 | 0 | 1 | Flow 1: Port → Site | SHU | HITACHI
6228 | PRL-SHU-076-A | HVDC-ADOPT-HE-0453 | SHU | EQ-354 | 191851 | 1 | Outdoor Covered | Connectors | 115 | 80 | 105 | 0.966 | 99 | 164 | Stackable 3 tier | 8536 9010 | EUR | 3836.61 | EY058 | BELGIUM | Brussels | Abu Dhabi Airport | 2025-07-22 | 2025-07-22 | [11 empty] | 2025-07-23 |  |  | CASE_LIST |  | 1 | site | SHU | 2025-07-23 | site | 0 | 1 | 1 | 2 | 0.92 | 3 | 0.92 | HITACHI(HE) |  | 1 | 1 | 0 | 1 | Flow 1: Port → Site | SHU | HITACHI
6229 | PRL-SHU-076-A | HVDC-ADOPT-HE-0453 | SHU | EQ-354 | 191852 | 1 | Outdoor Covered | Connectors | 115 | 80 | 105 | 0.966 | 99 | 164 | Stackable 3 tier | 8536 9010 | EUR | 3836.61 | EY058 | BELGIUM | Brussels | Abu Dhabi Airport | 2025-07-22 | 2025-07-22 | [11 empty] | 2025-07-23 |  |  | CASE_LIST |  | 1 | site | SHU | 2025-07-23 | site | 0 | 1 | 1 | 2 | 0.92 | 3 | 0.92 | HITACHI(HE) |  | 1 | 1 | 0 | 1 | Flow 1: Port → Site | SHU | HITACHI
6230 | PRL-SHU-076-A | HVDC-ADOPT-HE-0453 | SHU | EQ-354 | 191853 | 1 | Outdoor Covered | Connectors | 115 | 80 | 105 | 0.966 | 99 | 164 | Stackable 3 tier | 8536 9010 | EUR | 3836.61 | EY058 | BELGIUM | Brussels | Abu Dhabi Airport | 2025-07-22 | 2025-07-22 | [11 empty] | 2025-07-23 |  |  | CASE_LIST |  | 1 | site | SHU | 2025-07-23 | site | 0 | 1 | 1 | 2 | 0.92 | 3 | 0.92 | HITACHI(HE) |  | 1 | 1 | 0 | 1 | Flow 1: Port → Site | SHU | HITACHI
6231 | PRL-SHU-076-A | HVDC-ADOPT-HE-0453 | SHU | EQ-354 | 191854 | 1 | Outdoor Covered | Connectors | 115 | 80 | 105 | 0.966 | 99 | 164 | Stackable 3 tier | 8536 9010 | EUR | 3836.61 | EY058 | BELGIUM | Brussels | Abu Dhabi Airport | 2025-07-22 | 2025-07-22 | [11 empty] | 2025-07-23 |  |  | CASE_LIST |  | 1 | site | SHU | 2025-07-23 | site | 0 | 1 | 1 | 2 | 0.92 | 3 | 0.92 | HITACHI(HE) |  | 1 | 1 | 0 | 1 | Flow 1: Port → Site | SHU | HITACHI
6232 | PRL-SHU-076-A | HVDC-ADOPT-HE-0453 | SHU | EQ-354 | 191855 | 1 | Outdoor Covered | Connectors | 115 | 80 | 105 | 0.966 | 97 | 162 | Stackable 3 tier | 8536 9010 | EUR | 3836.61 | EY058 | BELGIUM | Brussels | Abu Dhabi Airport | 2025-07-22 | 2025-07-22 | [11 empty] | 2025-07-23 |  |  | CASE_LIST |  | 1 | site | SHU | 2025-07-23 | site | 0 | 1 | 1 | 2 | 0.92 | 3 | 0.92 | HITACHI(HE) |  | 1 | 1 | 0 | 1 | Flow 1: Port → Site | SHU | HITACHI
6233 | PRL-SHU-076-A | HVDC-ADOPT-HE-0453 | SHU | EQ-354 | 191856 | 1 | Outdoor Covered | Connectors | 115 | 80 | 105 | 0.966 | 101 | 166 | Stackable 3 tier | 8536 9010 | EUR | 3836.61 | EY058 | BELGIUM | Brussels | Abu Dhabi Airport | 2025-07-22 | 2025-07-22 | [11 empty] | 2025-07-23 |  |  | CASE_LIST |  | 1 | site | SHU | 2025-07-23 | site | 0 | 1 | 1 | 2 | 0.92 | 3 | 0.92 | HITACHI(HE) |  | 1 | 1 | 0 | 1 | Flow 1: Port → Site | SHU | HITACHI
6234 | PRL-SHU-076-A | HVDC-ADOPT-HE-0453 | SHU | EQ-354 | 191857 | 1 | Outdoor Covered | Connectors | 115 | 80 | 105 | 0.966 | 171 | 236 | Stackable 3 tier | 8536 9010 | EUR | 3836.61 | EY058 | BELGIUM | Brussels | Abu Dhabi Airport | 2025-07-22 | 2025-07-22 | [11 empty] | 2025-07-23 |  |  | CASE_LIST |  | 1 | site | SHU | 2025-07-23 | site | 0 | 1 | 1 | 2 | 0.92 | 3 | 0.92 | HITACHI(HE) |  | 1 | 1 | 0 | 1 | Flow 1: Port → Site | SHU | HITACHI
6235 | PRL-SHU-076-A | HVDC-ADOPT-HE-0453 | SHU | EQ-354 | 191858 | 1 | Outdoor Covered | Connectors | 80 | 80 | 80 | 0.512 | 291 | 336 | Stackable 3 tier | 8536 9010 | EUR | 3836.61 | EY058 | BELGIUM | Brussels | Abu Dhabi Airport | 2025-07-22 | 2025-07-22 | [11 empty] | 2025-07-23 |  |  | CASE_LIST |  | 1 | site | SHU | 2025-07-23 | site | 0 | 1 | 1 | 2 | 0.64 | 3 | 0.64 | HITACHI(HE) |  | 1 | 1 | 0 | 1 | Flow 1: Port → Site | SHU | HITACHI
6236 | PRL-SHU-076-A | HVDC-ADOPT-HE-0453 | SHU | EQ-354 | 191859 | 1 | Outdoor Covered | Connectors | 80 | 80 | 80 | 0.512 | 247 | 292 | Stackable 3 tier | 8536 9010 | EUR | 3836.61 | EY058 | BELGIUM | Brussels | Abu Dhabi Airport | 2025-07-22 | 2025-07-22 | [11 empty] | 2025-07-23 |  |  | CASE_LIST |  | 1 | site | SHU | 2025-07-23 | site | 0 | 1 | 1 | 2 | 0.64 | 3 | 0.64 | HITACHI(HE) |  | 1 | 1 | 0 | 1 | Flow 1: Port → Site | SHU | HITACHI
6237 | PRL-SHU-076-A | HVDC-ADOPT-HE-0453 | SHU | EQ-354 | 191860 | 1 | Outdoor Covered | Connectors | 115 | 80 | 105 | 0.966 | 171 | 236 | Stackable 3 tier | 8536 9010 | EUR | 3836.61 | EY058 | BELGIUM | Brussels | Abu Dhabi Airport | 2025-07-22 | 2025-07-22 | [11 empty] | 2025-07-23 |  |  | CASE_LIST |  | 1 | site | SHU | 2025-07-23 | site | 0 | 1 | 1 | 2 | 0.92 | 3 | 0.92 | HITACHI(HE) |  | 1 | 1 | 0 | 1 | Flow 1: Port → Site | SHU | HITACHI
6238 | PRL-SHU-076-A | HVDC-ADOPT-HE-0453 | SHU | EQ-354 | 191861 | 1 | Outdoor Covered | Connectors | 115 | 80 | 105 | 0.966 | 529 | 594 | Stackable 3 tier | 8536 9010 | EUR | 3836.61 | EY058 | BELGIUM | Brussels | Abu Dhabi Airport | 2025-07-22 | 2025-07-22 | [11 empty] | 2025-07-23 |  |  | CASE_LIST |  | 1 | site | SHU | 2025-07-23 | site | 0 | 1 | 1 | 2 | 0.92 | 3 | 0.92 | HITACHI(HE) |  | 1 | 1 | 0 | 1 | Flow 1: Port → Site | SHU | HITACHI
6239 | PRL-SHU-076-A | HVDC-ADOPT-HE-0453 | SHU | EQ-354 | 191862 | 1 | Outdoor Covered | Connectors | 115 | 80 | 105 | 0.966 | 453 | 518 | Stackable 3 tier | 8536 9010 | EUR | 3836.61 | EY058 | BELGIUM | Brussels | Abu Dhabi Airport | 2025-07-22 | 2025-07-22 | [11 empty] | 2025-07-23 |  |  | CASE_LIST |  | 1 | site | SHU | 2025-07-23 | site | 0 | 1 | 1 | 2 | 0.92 | 3 | 0.92 | HITACHI(HE) |  | 1 | 1 | 0 | 1 | Flow 1: Port → Site | SHU | HITACHI
6240 | PRL-SHU-076-A | HVDC-ADOPT-HE-0453 | SHU | EQ-354 | 191863 | 1 | Outdoor Covered | Connectors | 80 | 80 | 80 | 0.512 | 196 | 241 | Stackable 3 tier | 8536 9010 | EUR | 3836.61 | EY058 | BELGIUM | Brussels | Abu Dhabi Airport | 2025-07-22 | 2025-07-22 | [11 empty] | 2025-07-23 |  |  | CASE_LIST |  | 1 | site | SHU | 2025-07-23 | site | 0 | 1 | 1 | 2 | 0.64 | 3 | 0.64 | HITACHI(HE) |  | 1 | 1 | 0 | 1 | Flow 1: Port → Site | SHU | HITACHI
6241 | PRL-SHU-076-A | HVDC-ADOPT-HE-0453 | SHU | EQ-354 | 191864 | 1 | Outdoor Covered | Connectors | 80 | 80 | 80 | 0.512 | 243 | 288 | Stackable 3 tier | 8536 9010 | EUR | 3836.61 | EY058 | BELGIUM | Brussels | Abu Dhabi Airport | 2025-07-22 | 2025-07-22 | [11 empty] | 2025-07-23 |  |  | CASE_LIST |  | 1 | site | SHU | 2025-07-23 | site | 0 | 1 | 1 | 2 | 0.64 | 3 | 0.64 | HITACHI(HE) |  | 1 | 1 | 0 | 1 | Flow 1: Port → Site | SHU | HITACHI
6242 | PRL-SHU-076-A | HVDC-ADOPT-HE-0453 | SHU | EQ-354 | 191865 | 1 | Outdoor Covered | Connectors | 80 | 80 | 80 | 0.512 | 258 | 303 | Stackable 3 tier | 8536 9010 | EUR | 3836.61 | EY058 | BELGIUM | Brussels | Abu Dhabi Airport | 2025-07-22 | 2025-07-22 | [11 empty] | 2025-07-23 |  |  | CASE_LIST |  | 1 | site | SHU | 2025-07-23 | site | 0 | 1 | 1 | 2 | 0.64 | 3 | 0.64 | HITACHI(HE) |  | 1 | 1 | 0 | 1 | Flow 1: Port → Site | SHU | HITACHI
6243 | PRL-SHU-076-A | HVDC-ADOPT-HE-0453 | SHU | EQ-354 | 191866 | 1 | Outdoor Covered | Connectors | 115 | 80 | 105 | 0.966 | 509 | 574 | Stackable 3 tier | 8536 9010 | EUR | 3836.61 | EY058 | BELGIUM | Brussels | Abu Dhabi Airport | 2025-07-22 | 2025-07-22 | [11 empty] | 2025-07-23 |  |  | CASE_LIST |  | 1 | site | SHU | 2025-07-23 | site | 0 | 1 | 1 | 2 | 0.92 | 3 | 0.92 | HITACHI(HE) |  | 1 | 1 | 0 | 1 | Flow 1: Port → Site | SHU | HITACHI
6244 | PRL-SHU-076-A | HVDC-ADOPT-HE-0453 | SHU | EQ-354 | 192637 | 1 | Outdoor Covered | Connectors | 115 | 80 | 105 | 0.966 | 89 | 154 | Stackable 3 tier | 8536 9010 | EUR | 3836.61 | EY058 | BELGIUM | Brussels | Abu Dhabi Airport | 2025-07-22 | 2025-07-22 | [11 empty] | 2025-07-23 |  |  | CASE_LIST |  | 1 | site | SHU | 2025-07-23 | site | 0 | 1 | 1 | 2 | 0.92 | 3 | 0.92 | HITACHI(HE) |  | 1 | 1 | 0 | 1 | Flow 1: Port → Site | SHU | HITACHI
6245 | PRL-SHU-076-A | HVDC-ADOPT-HE-0453 | SHU | EQ-354 | 192638 | 1 | Outdoor Covered | Connectors | 115 | 80 | 105 | 0.966 | 144 | 209 | Stackable 3 tier | 8536 9010 | EUR | 3836.61 | EY058 | BELGIUM | Brussels | Abu Dhabi Airport | 2025-07-22 | 2025-07-22 | [11 empty] | 2025-07-23 |  |  | CASE_LIST |  | 1 | site | SHU | 2025-07-23 | site | 0 | 1 | 1 | 2 | 0.92 | 3 | 0.92 | HITACHI(HE) |  | 1 | 1 | 0 | 1 | Flow 1: Port → Site | SHU | HITACHI
6246 | PRL-SHU-076-A | HVDC-ADOPT-HE-0453 | SHU | EQ-354 | 192639 | 1 | Outdoor Covered | Connectors | 115 | 80 | 105 | 0.966 | 115 | 180 | Stackable 3 tier | 8536 9010 | EUR | 3836.61 | EY058 | BELGIUM | Brussels | Abu Dhabi Airport | 2025-07-22 | 2025-07-22 | [11 empty] | 2025-07-23 |  |  | CASE_LIST |  | 1 | site | SHU | 2025-07-23 | site | 0 | 1 | 1 | 2 | 0.92 | 3 | 0.92 | HITACHI(HE) |  | 1 | 1 | 0 | 1 | Flow 1: Port → Site | SHU | HITACHI
6247 | PRL-SHU-076-A | HVDC-ADOPT-HE-0453 | SHU | EQ-354 | 192640 | 1 | Outdoor Covered | Connectors | 115 | 80 | 105 | 0.966 | 89 | 154 | Stackable 3 tier | 8536 9010 | EUR | 3836.61 | EY058 | BELGIUM | Brussels | Abu Dhabi Airport | 2025-07-22 | 2025-07-22 | [11 empty] | 2025-07-23 |  |  | CASE_LIST |  | 1 | site | SHU | 2025-07-23 | site | 0 | 1 | 1 | 2 | 0.92 | 3 | 0.92 | HITACHI(HE) |  | 1 | 1 | 0 | 1 | Flow 1: Port → Site | SHU | HITACHI
6248 | PRL-SHU-076-A | HVDC-ADOPT-HE-0453 | SHU | EQ-354 | 192641 | 1 | Outdoor Covered | Connectors | 115 | 80 | 105 | 0.966 | 539 | 604 | Stackable 3 tier | 8536 9010 | EUR | 3836.61 | EY058 | BELGIUM | Brussels | Abu Dhabi Airport | 2025-07-22 | 2025-07-22 | [11 empty] | 2025-07-23 |  |  | CASE_LIST |  | 1 | site | SHU | 2025-07-23 | site | 0 | 1 | 1 | 2 | 0.92 | 3 | 0.92 | HITACHI(HE) |  | 1 | 1 | 0 | 1 | Flow 1: Port → Site | SHU | HITACHI
6249 | PRL-SHU-076-A | HVDC-ADOPT-HE-0453 | SHU | EQ-354 | 192642 | 1 | Outdoor Covered | Connectors | 115 | 80 | 105 | 0.966 | 143 | 208 | Stackable 3 tier | 8536 9010 | EUR | 3836.61 | EY058 | BELGIUM | Brussels | Abu Dhabi Airport | 2025-07-22 | 2025-07-22 | [11 empty] | 2025-07-23 |  |  | CASE_LIST |  | 1 | site | SHU | 2025-07-23 | site | 0 | 1 | 1 | 2 | 0.92 | 3 | 0.92 | HITACHI(HE) |  | 1 | 1 | 0 | 1 | Flow 1: Port → Site | SHU | HITACHI
6250 | PRL-SHU-076-A | HVDC-ADOPT-HE-0453 | SHU | EQ-354 | 192643 | 1 | Outdoor Covered | Connectors | 115 | 80 | 105 | 0.966 | 123 | 188 | Stackable 3 tier | 8536 9010 | EUR | 3836.61 | EY058 | BELGIUM | Brussels | Abu Dhabi Airport | 2025-07-22 | 2025-07-22 | [11 empty] | 2025-07-23 |  |  | CASE_LIST |  | 1 | site | SHU | 2025-07-23 | site | 0 | 1 | 1 | 2 | 0.92 | 3 | 0.92 | HITACHI(HE) |  | 1 | 1 | 0 | 1 | Flow 1: Port → Site | SHU | HITACHI
6251 | PRL-SHU-076-A | HVDC-ADOPT-HE-0453 | SHU | EQ-354 | 192644 | 1 | Outdoor Covered | Connectors | 115 | 80 | 105 | 0.966 | 175 | 240 | Stackable 3 tier | 8536 9010 | EUR | 3836.61 | EY058 | BELGIUM | Brussels | Abu Dhabi Airport | 2025-07-22 | 2025-07-22 | [11 empty] | 2025-07-23 |  |  | CASE_LIST |  | 1 | site | SHU | 2025-07-23 | site | 0 | 1 | 1 | 2 | 0.92 | 3 | 0.92 | HITACHI(HE) |  | 1 | 1 | 0 | 1 | Flow 1: Port → Site | SHU | HITACHI
6252 | PRL-SHU-076-A | HVDC-ADOPT-HE-0453 | SHU | EQ-354 | 192645 | 1 | Outdoor Covered | Connectors | 115 | 80 | 105 | 0.966 | 152 | 217 | Stackable 3 tier | 8536 9010 | EUR | 3836.61 | EY058 | BELGIUM | Brussels | Abu Dhabi Airport | 2025-07-22 | 2025-07-22 | [11 empty] | 2025-07-23 |  |  | CASE_LIST |  | 1 | site | SHU | 2025-07-23 | site | 0 | 1 | 1 | 2 | 0.92 | 3 | 0.92 | HITACHI(HE) |  | 1 | 1 | 0 | 1 | Flow 1: Port → Site | SHU | HITACHI
6253 | PRL-SHU-076-A | HVDC-ADOPT-HE-0453 | SHU | EQ-354 | 192646 | 1 | Outdoor Covered | Connectors | 115 | 80 | 105 | 0.966 | 165 | 230 | Stackable 3 tier | 8536 9010 | EUR | 3836.61 | EY058 | BELGIUM | Brussels | Abu Dhabi Airport | 2025-07-22 | 2025-07-22 | [11 empty] | 2025-07-23 |  |  | CASE_LIST |  | 1 | site | SHU | 2025-07-23 | site | 0 | 1 | 1 | 2 | 0.92 | 3 | 0.92 | HITACHI(HE) |  | 1 | 1 | 0 | 1 | Flow 1: Port → Site | SHU | HITACHI
6254 | PRL-SHU-076-A | HVDC-ADOPT-HE-0453 | SHU | EQ-354 | 192647 | 1 | Outdoor Covered | Connectors | 115 | 80 | 105 | 0.966 | 142 | 207 | Stackable 3 tier | 8536 9010 | EUR | 3836.61 | EY058 | BELGIUM | Brussels | Abu Dhabi Airport | 2025-07-22 | 2025-07-22 | [11 empty] | 2025-07-23 |  |  | CASE_LIST |  | 1 | site | SHU | 2025-07-23 | site | 0 | 1 | 1 | 2 | 0.92 | 3 | 0.92 | HITACHI(HE) |  | 1 | 1 | 0 | 1 | Flow 1: Port → Site | SHU | HITACHI
6255 | PRL-SHU-076-A | HVDC-ADOPT-HE-0453 | SHU | EQ-354 | 192648 | 1 | Outdoor Covered | Connectors | 115 | 80 | 105 | 0.966 | 157 | 222 | Stackable 3 tier | 8536 9010 | EUR | 3836.61 | EY058 | BELGIUM | Brussels | Abu Dhabi Airport | 2025-07-22 | 2025-07-22 | [11 empty] | 2025-07-23 |  |  | CASE_LIST |  | 1 | site | SHU | 2025-07-23 | site | 0 | 1 | 1 | 2 | 0.92 | 3 | 0.92 | HITACHI(HE) |  | 1 | 1 | 0 | 1 | Flow 1: Port → Site | SHU | HITACHI
6256 | PRL-SHU-076-A | HVDC-ADOPT-HE-0453 | SHU | EQ-354 | 192649 | 1 | Outdoor Covered | Connectors | 115 | 80 | 105 | 0.966 | 152 | 217 | Stackable 3 tier | 8536 9010 | EUR | 3836.61 | EY058 | BELGIUM | Brussels | Abu Dhabi Airport | 2025-07-22 | 2025-07-22 | [11 empty] | 2025-07-23 |  |  | CASE_LIST |  | 1 | site | SHU | 2025-07-23 | site | 0 | 1 | 1 | 2 | 0.92 | 3 | 0.92 | HITACHI(HE) |  | 1 | 1 | 0 | 1 | Flow 1: Port → Site | SHU | HITACHI
6257 | PRL-SHU-076-A | HVDC-ADOPT-HE-0453 | SHU | EQ-354 | 192650 | 1 | Outdoor Covered | Connectors | 115 | 80 | 105 | 0.966 | 155 | 220 | Stackable 3 tier | 8536 9010 | EUR | 3836.61 | EY058 | BELGIUM | Brussels | Abu Dhabi Airport | 2025-07-22 | 2025-07-22 | [11 empty] | 2025-07-23 |  |  | CASE_LIST |  | 1 | site | SHU | 2025-07-23 | site | 0 | 1 | 1 | 2 | 0.92 | 3 | 0.92 | HITACHI(HE) |  | 1 | 1 | 0 | 1 | Flow 1: Port → Site | SHU | HITACHI
6258 | PRL-SHU-076-A | HVDC-ADOPT-HE-0453 | SHU | EQ-354 | 192651 | 1 | Outdoor Covered | Connectors | 115 | 80 | 105 | 0.966 | 153 | 218 | Stackable 3 tier | 8536 9010 | EUR | 3836.61 | EY058 | BELGIUM | Brussels | Abu Dhabi Airport | 2025-07-22 | 2025-07-22 | [11 empty] | 2025-07-23 |  |  | CASE_LIST |  | 1 | site | SHU | 2025-07-23 | site | 0 | 1 | 1 | 2 | 0.92 | 3 | 0.92 | HITACHI(HE) |  | 1 | 1 | 0 | 1 | Flow 1: Port → Site | SHU | HITACHI
6259 | PRL-SHU-076-A | HVDC-ADOPT-HE-0453 | SHU | EQ-354 | 192652 | 1 | Outdoor Covered | Connectors | 115 | 80 | 105 | 0.966 | 155 | 220 | Stackable 3 tier | 8536 9010 | EUR | 3836.61 | EY058 | BELGIUM | Brussels | Abu Dhabi Airport | 2025-07-22 | 2025-07-22 | [11 empty] | 2025-07-23 |  |  | CASE_LIST |  | 1 | site | SHU | 2025-07-23 | site | 0 | 1 | 1 | 2 | 0.92 | 3 | 0.92 | HITACHI(HE) |  | 1 | 1 | 0 | 1 | Flow 1: Port → Site | SHU | HITACHI
6260 | PRL-SHU-076-A | HVDC-ADOPT-HE-0453 | SHU | EQ-354 | 192653 | 1 | Outdoor Covered | Connectors | 115 | 80 | 105 | 0.966 | 154 | 219 | Stackable 3 tier | 8536 9010 | EUR | 3836.61 | EY058 | BELGIUM | Brussels | Abu Dhabi Airport | 2025-07-22 | 2025-07-22 | [11 empty] | 2025-07-23 |  |  | CASE_LIST |  | 1 | site | SHU | 2025-07-23 | site | 0 | 1 | 1 | 2 | 0.92 | 3 | 0.92 | HITACHI(HE) |  | 1 | 1 | 0 | 1 | Flow 1: Port → Site | SHU | HITACHI
6261 | PRL-SHU-076-A | HVDC-ADOPT-HE-0453 | SHU | EQ-354 | 192654 | 1 | Outdoor Covered | Connectors | 115 | 80 | 105 | 0.966 | 153 | 218 | Stackable 3 tier | 8536 9010 | EUR | 3836.61 | EY058 | BELGIUM | Brussels | Abu Dhabi Airport | 2025-07-22 | 2025-07-22 | [11 empty] | 2025-07-23 |  |  | CASE_LIST |  | 1 | site | SHU | 2025-07-23 | site | 0 | 1 | 1 | 2 | 0.92 | 3 | 0.92 | HITACHI(HE) |  | 1 | 1 | 0 | 1 | Flow 1: Port → Site | SHU | HITACHI
6988 | PRL-SHU-075-O Spare | HVDC-ADOPT-HE-0452 | SHU | EQ-001 | 190774 | 1 | Indoor | Customer Spares - G5 Cell - Shuweihai & Das | 143 | 83 | 148 | 1.7566 | 390 | 450 | Stackable | 85044083 | SEK | 433859 | MSC FLAVIA | SWEDEN | Gothenburg | Khalifa port | 2025-09-04 | 2025-10-11 | [11 empty] | 2025-10-24 |  |  | CASE_LIST |  | 1 | site | SHU | 2025-10-24 | site | 0 | 1 | 1 | 2 | 1.19 | 1 | 1.19 | HITACHI(HE) |  | 1 | 1 | 0 | 1 | Flow 1: Port → Site | SHU | HITACHI
6989 | PRL-SHU-075-O Spare | HVDC-ADOPT-HE-0452 | SHU | EQ-001 | 190775 | 1 | Indoor | Customer Spares - G5 Cell - Shuweihai & Das | 143 | 83 | 148 | 1.7566 | 390 | 450 | Stackable | 85044083 | SEK | 433859 | MSC FLAVIA | SWEDEN | Gothenburg | Khalifa port | 2025-09-04 | 2025-10-11 | [11 empty] | 2025-10-24 |  |  | CASE_LIST |  | 1 | site | SHU | 2025-10-24 | site | 0 | 1 | 1 | 2 | 1.19 | 1 | 1.19 | HITACHI(HE) |  | 1 | 1 | 0 | 1 | Flow 1: Port → Site | SHU | HITACHI
6990 | PRL-SHU-075-O Spare | HVDC-ADOPT-HE-0452 | SHU | EQ-001 | 190776 | 1 | Indoor | Customer Spares - G5 Cell - Shuweihai & Das | 143 | 83 | 148 | 1.7566 | 390 | 450 | Stackable | 85044083 | SEK | 433859 | MSC FLAVIA | SWEDEN | Gothenburg | Khalifa port | 2025-09-04 | 2025-10-11 | [11 empty] | 2025-10-24 |  |  | CASE_LIST |  | 1 | site | SHU | 2025-10-24 | site | 0 | 1 | 1 | 2 | 1.19 | 1 | 1.19 | HITACHI(HE) |  | 1 | 1 | 0 | 1 | Flow 1: Port → Site | SHU | HITACHI
6991 | PRL-SHU-075-O Spare | HVDC-ADOPT-HE-0452 | SHU | EQ-001 | 190777 | 1 | Indoor | Customer spares - BIGT Stack Unit | 335 | 157 | 130 | 6.8373 | 1565 | 1785 | Stackable | 85044083 | SEK | 433859 | MSC FLAVIA | SWEDEN | Gothenburg | Khalifa port | 2025-09-04 | 2025-10-11 | [11 empty] | 2025-10-24 |  |  | CASE_LIST |  | 1 | site | SHU | 2025-10-24 | site | 0 | 1 | 1 | 2 | 5.26 | 1 | 5.26 | HITACHI(HE) |  | 1 | 1 | 0 | 1 | Flow 1: Port → Site | SHU | HITACHI
6992 | PRL-SHU-075-O Spare | HVDC-ADOPT-HE-0452 | SHU | EQ-001 | 190778 | 1 | Indoor | Customer spares - Bypass Switch | 240 | 124 | 95 | 2.8272 | 500 | 650 | Stackable | 85044083 | SEK | 433859 | MSC FLAVIA | SWEDEN | Gothenburg | Khalifa port | 2025-09-04 | 2025-10-11 | [11 empty] | 2025-10-24 |  |  | CASE_LIST |  | 1 | site | SHU | 2025-10-24 | site | 0 | 1 | 1 | 2 | 2.98 | 1 | 2.98 | HITACHI(HE) |  | 1 | 1 | 0 | 1 | Flow 1: Port → Site | SHU | HITACHI
6993 | PRL-SHU-075-O Spare | HVDC-ADOPT-HE-0452 | SHU | EQ-001 | 191123 | 1 | Indoor | Customer spares - VCSCS and LGs | 356 | 104 | 80 | 2.9619 | 54 | 354 | Stackable | 85044083 | SEK | 433859 | MSC FLAVIA | SWEDEN | Gothenburg | Khalifa port | 2025-09-04 | 2025-10-11 | [11 empty] | 2025-10-24 |  |  | CASE_LIST |  | 1 | site | SHU | 2025-10-24 | site | 0 | 1 | 1 | 2 | 3.7 | 1 | 3.7 | HITACHI(HE) |  | 1 | 1 | 0 | 1 | Flow 1: Port → Site | SHU | HITACHI
6982 | PRL-DAS-042-O Spare | HVDC-ADOPT-HE-0451 | DAS | EQ-001 | 208286 | 1 | Indoor | Customer Spares - G5 Cell - Shuweihai & Das | 143 | 83 | 148 | 1.7566 | 390 | 450 | Stackable | 85044083 | SEK | 433859 | MSC FLAVIA | SWEDEN | Gothenburg | Khalifa port | 2025-09-04 | 2025-10-11 | [6 empty] | 2025-10-24 | [5 empty] | 2025-10-28 |  | CASE_LIST | 1 | 1 | site | DAS | 2025-10-28 | site | 1 | 2 | 0 | 2 | 1.19 | 1 | 1.19 | HITACHI(HE) |  | 1 | 2 | 1 | 3 | Flow 3: Port → MOSB → Site | DAS | HITACHI
6983 | PRL-DAS-042-O Spare | HVDC-ADOPT-HE-0451 | DAS | EQ-001 | 208287 | 1 | Indoor | Customer Spares - G5 Cell - Shuweihai & Das | 143 | 83 | 148 | 1.7566 | 390 | 450 | Stackable | 85044083 | SEK | 433859 | MSC FLAVIA | SWEDEN | Gothenburg | Khalifa port | 2025-09-04 | 2025-10-11 | [6 empty] | 2025-10-24 | [5 empty] | 2025-10-28 |  | CASE_LIST | 1 | 1 | site | DAS | 2025-10-28 | site | 1 | 2 | 0 | 2 | 1.19 | 1 | 1.19 | HITACHI(HE) |  | 1 | 2 | 1 | 3 | Flow 3: Port → MOSB → Site | DAS | HITACHI
6984 | PRL-DAS-042-O Spare | HVDC-ADOPT-HE-0451 | DAS | EQ-001 | 208288 | 1 | Indoor | Customer Spares - G5 Cell - Shuweihai & Das | 143 | 83 | 148 | 1.7566 | 390 | 450 | Stackable | 85044083 | SEK | 433859 | MSC FLAVIA | SWEDEN | Gothenburg | Khalifa port | 2025-09-04 | 2025-10-11 | [6 empty] | 2025-10-24 | [5 empty] | 2025-10-28 |  | CASE_LIST | 1 | 1 | site | DAS | 2025-10-28 | site | 1 | 2 | 0 | 2 | 1.19 | 1 | 1.19 | HITACHI(HE) |  | 1 | 2 | 1 | 3 | Flow 3: Port → MOSB → Site | DAS | HITACHI
6985 | PRL-DAS-042-O Spare | HVDC-ADOPT-HE-0451 | DAS | EQ-001 | 208289 | 1 | Indoor | Customer spares - BIGT Stack Unit | 335 | 157 | 130 | 6.8373 | 1545 | 1784 | Stackable | 85044083 | SEK | 433859 | MSC FLAVIA | SWEDEN | Gothenburg | Khalifa port | 2025-09-04 | 2025-10-11 | [6 empty] | 2025-10-24 | [5 empty] | 2025-10-28 |  | CASE_LIST | 1 | 1 | site | DAS | 2025-10-28 | site | 1 | 2 | 0 | 2 | 5.26 | 1 | 5.26 | HITACHI(HE) |  | 1 | 2 | 1 | 3 | Flow 3: Port → MOSB → Site | DAS | HITACHI
6986 | PRL-DAS-042-O Spare | HVDC-ADOPT-HE-0451 | DAS | EQ-001 | 208290 | 1 | Indoor | Customer spares - Bypass Switch | 239 | 123 | 94 | 2.7633 | 465 | 615 | Stackable | 85044083 | SEK | 433859 | MSC FLAVIA | SWEDEN | Gothenburg | Khalifa port | 2025-09-04 | 2025-10-11 | [6 empty] | 2025-10-24 | [5 empty] | 2025-10-28 |  | CASE_LIST | 1 | 1 | site | DAS | 2025-10-28 | site | 1 | 2 | 0 | 2 | 2.94 | 1 | 2.94 | HITACHI(HE) |  | 1 | 2 | 1 | 3 | Flow 3: Port → MOSB → Site | DAS | HITACHI
6987 | PRL-DAS-042-O Spare | HVDC-ADOPT-HE-0451 | DAS | EQ-001 | 208291 | 1 | Indoor | Customer spares - VCSCS and LGs | 356 | 104 | 80 | 2.9619 | 54 | 354 | Stackable | 85044083 | SEK | 433859 | MSC FLAVIA | SWEDEN | Gothenburg | Khalifa port | 2025-09-04 | 2025-10-11 | [6 empty] | 2025-10-24 | [5 empty] | 2025-10-28 |  | CASE_LIST | 1 | 1 | site | DAS | 2025-10-28 | site | 1 | 2 | 0 | 2 | 3.7 | 1 | 3.7 | HITACHI(HE) |  | 1 | 2 | 1 | 3 | Flow 3: Port → MOSB → Site | DAS | HITACHI
6515 | PRL-SHU-077-O SPARE | HVDC-ADOPT-HE-0450 | SHU | EQ-037 | 192473 | 1 | Outdoor | RESISTOR MODULE SPARE | 275 | 203 | 207 | 11.5558 | 730 | 1192 | Not stackable | 8533 2900 | EUR | 21701.77 | MSC Cristina | BELGIUM | Antwerp | Khalifa port | 2025-07-31 | 2025-09-08 | [11 empty] | 2025-09-24 |  |  | CASE_LIST |  | 1 | site | SHU | 2025-09-24 | site | 0 | 1 | 1 | 2 | 5.58 | 0 | 5.58 | HITACHI(HE) |  | 1 | 1 | 0 | 1 | Flow 1: Port → Site | SHU | HITACHI
6516 | PRL-SHU-077-O SPARE | HVDC-ADOPT-HE-0450 | SHU | EQ-037 | 192474 | 1 | Outdoor | SUPPORT INSULATORS AND BUSHINGS SP | 182 | 140 | 68 | 1.7326 | 690 | 850 | Not stackable | 8533 2900 | EUR | 21701.77 | MSC Cristina | BELGIUM | Antwerp | Khalifa port | 2025-07-31 | 2025-09-08 | [11 empty] | 2025-09-24 |  |  | CASE_LIST |  | 1 | site | SHU | 2025-09-24 | site | 0 | 1 | 1 | 2 | 2.55 | 0 | 2.55 | HITACHI(HE) |  | 1 | 1 | 0 | 1 | Flow 1: Port → Site | SHU | HITACHI
6191 | PRL-SHU-077-A | HVDC-ADOPT-HE-0449 | SHU | EQ-037 | 192437 | 1 | Outdoor | PRE INSERTION RESISTOR - LOW | 352 | 203 | 210 | 15.0058 | 1180 | 1963 | Not stackable | 8533 2900 | EUR | 21701.77 | EY918 | NETHERLANDS | Amsterdam | Abu Dhabi Airport | 2025-07-21 | 2025-07-22 | [11 empty] | 2025-07-25 |  |  | CASE_LIST |  | 1 | site | SHU | 2025-07-25 | site | 0 | 1 | 1 | 2 | 7.15 | 0 | 7.15 | HITACHI(HE) |  | 1 | 1 | 0 | 1 | Flow 1: Port → Site | SHU | HITACHI
6192 | PRL-SHU-077-A | HVDC-ADOPT-HE-0449 | SHU | EQ-037 | 192438 | 1 | Outdoor | PRE INSERTION RESISTOR - LOW | 352 | 203 | 210 | 15.0058 | 1180 | 1963 | Not stackable | 8533 2900 | EUR | 21701.77 | EY918 | NETHERLANDS | Amsterdam | Abu Dhabi Airport | 2025-07-21 | 2025-07-22 | [11 empty] | 2025-07-25 |  |  | CASE_LIST |  | 1 | site | SHU | 2025-07-25 | site | 0 | 1 | 1 | 2 | 7.15 | 0 | 7.15 | HITACHI(HE) |  | 1 | 1 | 0 | 1 | Flow 1: Port → Site | SHU | HITACHI
6193 | PRL-SHU-077-A | HVDC-ADOPT-HE-0449 | SHU | EQ-037 | 192439 | 1 | Outdoor | PRE INSERTION RESISTOR - LOW | 352 | 203 | 210 | 15.0058 | 1180 | 1963 | Not stackable | 8533 2900 | EUR | 21701.77 | EY918 | NETHERLANDS | Amsterdam | Abu Dhabi Airport | 2025-07-21 | 2025-07-22 | [11 empty] | 2025-07-25 |  |  | CASE_LIST |  | 1 | site | SHU | 2025-07-25 | site | 0 | 1 | 1 | 2 | 7.15 | 0 | 7.15 | HITACHI(HE) |  | 1 | 1 | 0 | 1 | Flow 1: Port → Site | SHU | HITACHI
6194 | PRL-SHU-077-A | HVDC-ADOPT-HE-0449 | SHU | EQ-037 | 192440 | 1 | Outdoor | PRE INSERTION RESISTOR - LOW | 352 | 203 | 210 | 15.0058 | 1180 | 1963 | Not stackable | 8533 2900 | EUR | 21701.77 | EY918 | NETHERLANDS | Amsterdam | Abu Dhabi Airport | 2025-07-21 | 2025-07-22 | [11 empty] | 2025-07-25 |  |  | CASE_LIST |  | 1 | site | SHU | 2025-07-25 | site | 0 | 1 | 1 | 2 | 7.15 | 0 | 7.15 | HITACHI(HE) |  | 1 | 1 | 0 | 1 | Flow 1: Port → Site | SHU | HITACHI
6195 | PRL-SHU-077-A | HVDC-ADOPT-HE-0449 | SHU | EQ-037 | 192441 | 1 | Outdoor | PRE INSERTION RESISTOR - LOW | 352 | 203 | 210 | 15.0058 | 1180 | 1963 | Not stackable | 8533 2900 | EUR | 21701.77 | EY918 | NETHERLANDS | Amsterdam | Abu Dhabi Airport | 2025-07-21 | 2025-07-22 | [11 empty] | 2025-07-25 |  |  | CASE_LIST |  | 1 | site | SHU | 2025-07-25 | site | 0 | 1 | 1 | 2 | 7.15 | 0 | 7.15 | HITACHI(HE) |  | 1 | 1 | 0 | 1 | Flow 1: Port → Site | SHU | HITACHI
6196 | PRL-SHU-077-A | HVDC-ADOPT-HE-0449 | SHU | EQ-037 | 192442 | 1 | Outdoor | PRE INSERTION RESISTOR - LOW | 352 | 203 | 210 | 15.0058 | 1180 | 1963 | Not stackable | 8533 2900 | EUR | 21701.77 | EY918 | NETHERLANDS | Amsterdam | Abu Dhabi Airport | 2025-07-21 | 2025-07-22 | [11 empty] | 2025-07-25 |  |  | CASE_LIST |  | 1 | site | SHU | 2025-07-25 | site | 0 | 1 | 1 | 2 | 7.15 | 0 | 7.15 | HITACHI(HE) |  | 1 | 1 | 0 | 1 | Flow 1: Port → Site | SHU | HITACHI
6197 | PRL-SHU-077-A | HVDC-ADOPT-HE-0449 | SHU | EQ-037 | 192443 | 1 | Outdoor | PRE INSERTION RESISTOR - MIDDLE | 278 | 203 | 217 | 12.2462 | 735 | 1246 | Not stackable | 8533 2900 | EUR | 21701.77 | EY918 | NETHERLANDS | Amsterdam | Abu Dhabi Airport | 2025-07-21 | 2025-07-22 | [11 empty] | 2025-07-25 |  |  | CASE_LIST |  | 1 | site | SHU | 2025-07-25 | site | 0 | 1 | 1 | 2 | 5.64 | 0 | 5.64 | HITACHI(HE) |  | 1 | 1 | 0 | 1 | Flow 1: Port → Site | SHU | HITACHI
6198 | PRL-SHU-077-A | HVDC-ADOPT-HE-0449 | SHU | EQ-037 | 192444 | 1 | Outdoor | PRE INSERTION RESISTOR - MIDDLE | 278 | 203 | 217 | 12.2462 | 735 | 1246 | Not stackable | 8533 2900 | EUR | 21701.77 | EY918 | NETHERLANDS | Amsterdam | Abu Dhabi Airport | 2025-07-21 | 2025-07-22 | [11 empty] | 2025-07-25 |  |  | CASE_LIST |  | 1 | site | SHU | 2025-07-25 | site | 0 | 1 | 1 | 2 | 5.64 | 0 | 5.64 | HITACHI(HE) |  | 1 | 1 | 0 | 1 | Flow 1: Port → Site | SHU | HITACHI
6199 | PRL-SHU-077-A | HVDC-ADOPT-HE-0449 | SHU | EQ-037 | 192445 | 1 | Outdoor | PRE INSERTION RESISTOR - MIDDLE | 278 | 203 | 217 | 12.2462 | 735 | 1246 | Not stackable | 8533 2900 | EUR | 21701.77 | EY918 | NETHERLANDS | Amsterdam | Abu Dhabi Airport | 2025-07-21 | 2025-07-22 | [11 empty] | 2025-07-25 |  |  | CASE_LIST |  | 1 | site | SHU | 2025-07-25 | site | 0 | 1 | 1 | 2 | 5.64 | 0 | 5.64 | HITACHI(HE) |  | 1 | 1 | 0 | 1 | Flow 1: Port → Site | SHU | HITACHI
6200 | PRL-SHU-077-A | HVDC-ADOPT-HE-0449 | SHU | EQ-037 | 192446 | 1 | Outdoor | PRE INSERTION RESISTOR - MIDDLE | 278 | 203 | 217 | 12.2462 | 735 | 1246 | Not stackable | 8533 2900 | EUR | 21701.77 | EY918 | NETHERLANDS | Amsterdam | Abu Dhabi Airport | 2025-07-21 | 2025-07-22 | [11 empty] | 2025-07-25 |  |  | CASE_LIST |  | 1 | site | SHU | 2025-07-25 | site | 0 | 1 | 1 | 2 | 5.64 | 0 | 5.64 | HITACHI(HE) |  | 1 | 1 | 0 | 1 | Flow 1: Port → Site | SHU | HITACHI
6201 | PRL-SHU-077-A | HVDC-ADOPT-HE-0449 | SHU | EQ-037 | 192447 | 1 | Outdoor | PRE INSERTION RESISTOR - MIDDLE | 278 | 203 | 217 | 12.2462 | 735 | 1246 | Not stackable | 8533 2900 | EUR | 21701.77 | EY918 | NETHERLANDS | Amsterdam | Abu Dhabi Airport | 2025-07-21 | 2025-07-22 | [11 empty] | 2025-07-25 |  |  | CASE_LIST |  | 1 | site | SHU | 2025-07-25 | site | 0 | 1 | 1 | 2 | 5.64 | 0 | 5.64 | HITACHI(HE) |  | 1 | 1 | 0 | 1 | Flow 1: Port → Site | SHU | HITACHI
6202 | PRL-SHU-077-A | HVDC-ADOPT-HE-0449 | SHU | EQ-037 | 192448 | 1 | Outdoor | PRE INSERTION RESISTOR - MIDDLE | 278 | 203 | 217 | 12.2462 | 735 | 1246 | Not stackable | 8533 2900 | EUR | 21701.77 | EY918 | NETHERLANDS | Amsterdam | Abu Dhabi Airport | 2025-07-21 | 2025-07-22 | [11 empty] | 2025-07-25 |  |  | CASE_LIST |  | 1 | site | SHU | 2025-07-25 | site | 0 | 1 | 1 | 2 | 5.64 | 0 | 5.64 | HITACHI(HE) |  | 1 | 1 | 0 | 1 | Flow 1: Port → Site | SHU | HITACHI
6203 | PRL-SHU-077-A | HVDC-ADOPT-HE-0449 | SHU | EQ-037 | 192449 | 1 | Outdoor | PRE INSERTION RESISTOR - HIGH | 326 | 203 | 207 | 13.6989 | 734 | 1288 | Not stackable | 8533 2900 | EUR | 21701.77 | EY918 | NETHERLANDS | Amsterdam | Abu Dhabi Airport | 2025-07-21 | 2025-07-22 | [11 empty] | 2025-07-25 |  |  | CASE_LIST |  | 1 | site | SHU | 2025-07-25 | site | 0 | 1 | 1 | 2 | 6.62 | 0 | 6.62 | HITACHI(HE) |  | 1 | 1 | 0 | 1 | Flow 1: Port → Site | SHU | HITACHI
6204 | PRL-SHU-077-A | HVDC-ADOPT-HE-0449 | SHU | EQ-037 | 192450 | 1 | Outdoor | PRE INSERTION RESISTOR - HIGH | 326 | 203 | 207 | 13.6989 | 734 | 1288 | Not stackable | 8533 2900 | EUR | 21701.77 | EY918 | NETHERLANDS | Amsterdam | Abu Dhabi Airport | 2025-07-21 | 2025-07-22 | [11 empty] | 2025-07-25 |  |  | CASE_LIST |  | 1 | site | SHU | 2025-07-25 | site | 0 | 1 | 1 | 2 | 6.62 | 0 | 6.62 | HITACHI(HE) |  | 1 | 1 | 0 | 1 | Flow 1: Port → Site | SHU | HITACHI
6205 | PRL-SHU-077-A | HVDC-ADOPT-HE-0449 | SHU | EQ-037 | 192451 | 1 | Outdoor | PRE INSERTION RESISTOR - HIGH | 326 | 203 | 207 | 13.6989 | 734 | 1288 | Not stackable | 8533 2900 | EUR | 21701.77 | EY918 | NETHERLANDS | Amsterdam | Abu Dhabi Airport | 2025-07-21 | 2025-07-22 | [11 empty] | 2025-07-25 |  |  | CASE_LIST |  | 1 | site | SHU | 2025-07-25 | site | 0 | 1 | 1 | 2 | 6.62 | 0 | 6.62 | HITACHI(HE) |  | 1 | 1 | 0 | 1 | Flow 1: Port → Site | SHU | HITACHI
6206 | PRL-SHU-077-A | HVDC-ADOPT-HE-0449 | SHU | EQ-037 | 192452 | 1 | Outdoor | PRE INSERTION RESISTOR - HIGH | 326 | 203 | 207 | 13.6989 | 734 | 1288 | Not stackable | 8533 2900 | EUR | 21701.77 | EY918 | NETHERLANDS | Amsterdam | Abu Dhabi Airport | 2025-07-21 | 2025-07-22 | [11 empty] | 2025-07-25 |  |  | CASE_LIST |  | 1 | site | SHU | 2025-07-25 | site | 0 | 1 | 1 | 2 | 6.62 | 0 | 6.62 | HITACHI(HE) |  | 1 | 1 | 0 | 1 | Flow 1: Port → Site | SHU | HITACHI
6207 | PRL-SHU-077-A | HVDC-ADOPT-HE-0449 | SHU | EQ-037 | 192453 | 1 | Outdoor | PRE INSERTION RESISTOR - HIGH | 326 | 203 | 207 | 13.6989 | 734 | 1288 | Not stackable | 8533 2900 | EUR | 21701.77 | EY918 | NETHERLANDS | Amsterdam | Abu Dhabi Airport | 2025-07-21 | 2025-07-22 | [11 empty] | 2025-07-25 |  |  | CASE_LIST |  | 1 | site | SHU | 2025-07-25 | site | 0 | 1 | 1 | 2 | 6.62 | 0 | 6.62 | HITACHI(HE) |  | 1 | 1 | 0 | 1 | Flow 1: Port → Site | SHU | HITACHI
6208 | PRL-SHU-077-A | HVDC-ADOPT-HE-0449 | SHU | EQ-037 | 192454 | 1 | Outdoor | PRE INSERTION RESISTOR - HIGH | 326 | 203 | 207 | 13.6989 | 734 | 1288 | Not stackable | 8533 2900 | EUR | 21701.77 | EY918 | NETHERLANDS | Amsterdam | Abu Dhabi Airport | 2025-07-21 | 2025-07-22 | [11 empty] | 2025-07-25 |  |  | CASE_LIST |  | 1 | site | SHU | 2025-07-25 | site | 0 | 1 | 1 | 2 | 6.62 | 0 | 6.62 | HITACHI(HE) |  | 1 | 1 | 0 | 1 | Flow 1: Port → Site | SHU | HITACHI
6209 | PRL-SHU-077-A | HVDC-ADOPT-HE-0449 | SHU | EQ-037 | 192455 | 1 | Outdoor | INSULATORS C8-325 & C16-325 | 131 | 90 | 84 | 0.99036 | 600 | 701 | Not stackable | 8533 2900 | EUR | 21701.77 | EY918 | NETHERLANDS | Amsterdam | Abu Dhabi Airport | 2025-07-21 | 2025-07-22 | [11 empty] | 2025-07-25 |  |  | CASE_LIST |  | 1 | site | SHU | 2025-07-25 | site | 0 | 1 | 1 | 2 | 1.18 | 0 | 1.18 | HITACHI(HE) |  | 1 | 1 | 0 | 1 | Flow 1: Port → Site | SHU | HITACHI
6210 | PRL-SHU-077-A | HVDC-ADOPT-HE-0449 | SHU | EQ-037 | 192456 | 1 | Outdoor | INSULATORS C8-325 & C16-325 | 131 | 90 | 84 | 0.99036 | 600 | 701 | Not stackable | 8533 2900 | EUR | 21701.77 | EY918 | NETHERLANDS | Amsterdam | Abu Dhabi Airport | 2025-07-21 | 2025-07-22 | [11 empty] | 2025-07-25 |  |  | CASE_LIST |  | 1 | site | SHU | 2025-07-25 | site | 0 | 1 | 1 | 2 | 1.18 | 0 | 1.18 | HITACHI(HE) |  | 1 | 1 | 0 | 1 | Flow 1: Port → Site | SHU | HITACHI
6211 | PRL-SHU-077-A | HVDC-ADOPT-HE-0449 | SHU | EQ-037 | 192457 | 1 | Outdoor | INSULATORS C8-325 & C16-325 | 131 | 90 | 84 | 0.99036 | 600 | 701 | Not stackable | 8533 2900 | EUR | 21701.77 | EY918 | NETHERLANDS | Amsterdam | Abu Dhabi Airport | 2025-07-21 | 2025-07-22 | [11 empty] | 2025-07-25 |  |  | CASE_LIST |  | 1 | site | SHU | 2025-07-25 | site | 0 | 1 | 1 | 2 | 1.18 | 0 | 1.18 | HITACHI(HE) |  | 1 | 1 | 0 | 1 | Flow 1: Port → Site | SHU | HITACHI
6212 | PRL-SHU-077-A | HVDC-ADOPT-HE-0449 | SHU | EQ-037 | 192458 | 1 | Outdoor | INSULATORS C8-325 & C16-325 | 131 | 90 | 84 | 0.99036 | 600 | 701 | Not stackable | 8533 2900 | EUR | 21701.77 | EY918 | NETHERLANDS | Amsterdam | Abu Dhabi Airport | 2025-07-21 | 2025-07-22 | [11 empty] | 2025-07-25 |  |  | CASE_LIST |  | 1 | site | SHU | 2025-07-25 | site | 0 | 1 | 1 | 2 | 1.18 | 0 | 1.18 | HITACHI(HE) |  | 1 | 1 | 0 | 1 | Flow 1: Port → Site | SHU | HITACHI
6213 | PRL-SHU-077-A | HVDC-ADOPT-HE-0449 | SHU | EQ-037 | 192459 | 1 | Outdoor | INSULATORS C8-325 & C16-325 | 131 | 90 | 84 | 0.99036 | 600 | 701 | Not stackable | 8533 2900 | EUR | 21701.77 | EY918 | NETHERLANDS | Amsterdam | Abu Dhabi Airport | 2025-07-21 | 2025-07-22 | [11 empty] | 2025-07-25 |  |  | CASE_LIST |  | 1 | site | SHU | 2025-07-25 | site | 0 | 1 | 1 | 2 | 1.18 | 0 | 1.18 | HITACHI(HE) |  | 1 | 1 | 0 | 1 | Flow 1: Port → Site | SHU | HITACHI
6214 | PRL-SHU-077-A | HVDC-ADOPT-HE-0449 | SHU | EQ-037 | 192460 | 1 | Outdoor | INSULATORS C8-325 & C16-325 | 131 | 90 | 84 | 0.99036 | 600 | 701 | Not stackable | 8533 2900 | EUR | 21701.77 | EY918 | NETHERLANDS | Amsterdam | Abu Dhabi Airport | 2025-07-21 | 2025-07-22 | [11 empty] | 2025-07-25 |  |  | CASE_LIST |  | 1 | site | SHU | 2025-07-25 | site | 0 | 1 | 1 | 2 | 1.18 | 0 | 1.18 | HITACHI(HE) |  | 1 | 1 | 0 | 1 | Flow 1: Port → Site | SHU | HITACHI
6215 | PRL-SHU-077-A | HVDC-ADOPT-HE-0449 | SHU | EQ-037 | 192461 | 1 | Outdoor | INSULATORS C16-1550 | 182 | 170 | 119 | 3.6819 | 2600 | 2840 | Not stackable | 8533 2900 | EUR | 21701.77 | EY918 | NETHERLANDS | Amsterdam | Abu Dhabi Airport | 2025-07-21 | 2025-07-22 | [11 empty] | 2025-07-25 |  |  | CASE_LIST |  | 1 | site | SHU | 2025-07-25 | site | 0 | 1 | 1 | 2 | 3.09 | 0 | 3.09 | HITACHI(HE) |  | 1 | 1 | 0 | 1 | Flow 1: Port → Site | SHU | HITACHI
6216 | PRL-SHU-077-A | HVDC-ADOPT-HE-0449 | SHU | EQ-037 | 192462 | 1 | Outdoor | INSULATORS C16-1550 | 182 | 170 | 119 | 3.6819 | 2600 | 2840 | Not stackable | 8533 2900 | EUR | 21701.77 | EY918 | NETHERLANDS | Amsterdam | Abu Dhabi Airport | 2025-07-21 | 2025-07-22 | [11 empty] | 2025-07-25 |  |  | CASE_LIST |  | 1 | site | SHU | 2025-07-25 | site | 0 | 1 | 1 | 2 | 3.09 | 0 | 3.09 | HITACHI(HE) |  | 1 | 1 | 0 | 1 | Flow 1: Port → Site | SHU | HITACHI
6217 | PRL-SHU-077-A | HVDC-ADOPT-HE-0449 | SHU | EQ-037 | 192463 | 1 | Outdoor | INSULATORS C16-1550 | 182 | 170 | 119 | 3.6819 | 2600 | 2840 | Not stackable | 8533 2900 | EUR | 21701.77 | EY918 | NETHERLANDS | Amsterdam | Abu Dhabi Airport | 2025-07-21 | 2025-07-22 | [11 empty] | 2025-07-25 |  |  | CASE_LIST |  | 1 | site | SHU | 2025-07-25 | site | 0 | 1 | 1 | 2 | 3.09 | 0 | 3.09 | HITACHI(HE) |  | 1 | 1 | 0 | 1 | Flow 1: Port → Site | SHU | HITACHI
6218 | PRL-SHU-077-A | HVDC-ADOPT-HE-0449 | SHU | EQ-037 | 192464 | 1 | Outdoor | INSULATORS C16-1550 | 182 | 170 | 119 | 3.6819 | 2600 | 2840 | Not stackable | 8533 2900 | EUR | 21701.77 | EY918 | NETHERLANDS | Amsterdam | Abu Dhabi Airport | 2025-07-21 | 2025-07-22 | [11 empty] | 2025-07-25 |  |  | CASE_LIST |  | 1 | site | SHU | 2025-07-25 | site | 0 | 1 | 1 | 2 | 3.09 | 0 | 3.09 | HITACHI(HE) |  | 1 | 1 | 0 | 1 | Flow 1: Port → Site | SHU | HITACHI
6219 | PRL-SHU-077-A | HVDC-ADOPT-HE-0449 | SHU | EQ-037 | 192465 | 1 | Outdoor | INSULATORS C16-1550 | 182 | 170 | 119 | 3.6819 | 2600 | 2840 | Not stackable | 8533 2900 | EUR | 21701.77 | EY918 | NETHERLANDS | Amsterdam | Abu Dhabi Airport | 2025-07-21 | 2025-07-22 | [11 empty] | 2025-07-25 |  |  | CASE_LIST |  | 1 | site | SHU | 2025-07-25 | site | 0 | 1 | 1 | 2 | 3.09 | 0 | 3.09 | HITACHI(HE) |  | 1 | 1 | 0 | 1 | Flow 1: Port → Site | SHU | HITACHI
6220 | PRL-SHU-077-A | HVDC-ADOPT-HE-0449 | SHU | EQ-037 | 192466 | 1 | Outdoor | INSULATORS C16-1550 | 182 | 170 | 119 | 3.6819 | 2600 | 2840 | Not stackable | 8533 2900 | EUR | 21701.77 | EY918 | NETHERLANDS | Amsterdam | Abu Dhabi Airport | 2025-07-21 | 2025-07-22 | [11 empty] | 2025-07-25 |  |  | CASE_LIST |  | 1 | site | SHU | 2025-07-25 | site | 0 | 1 | 1 | 2 | 3.09 | 0 | 3.09 | HITACHI(HE) |  | 1 | 1 | 0 | 1 | Flow 1: Port → Site | SHU | HITACHI
6221 | PRL-SHU-077-A | HVDC-ADOPT-HE-0449 | SHU | EQ-037 | 192467 | 1 | Outdoor | INSULATORS C16-1550 | 182 | 170 | 119 | 3.6819 | 2600 | 2840 | Not stackable | 8533 2900 | EUR | 21701.77 | EY918 | NETHERLANDS | Amsterdam | Abu Dhabi Airport | 2025-07-21 | 2025-07-22 | [11 empty] | 2025-07-25 |  |  | CASE_LIST |  | 1 | site | SHU | 2025-07-25 | site | 0 | 1 | 1 | 2 | 3.09 | 0 | 3.09 | HITACHI(HE) |  | 1 | 1 | 0 | 1 | Flow 1: Port → Site | SHU | HITACHI
6222 | PRL-SHU-077-A | HVDC-ADOPT-HE-0449 | SHU | EQ-037 | 192468 | 1 | Outdoor | INSULATORS C16-1550 | 182 | 170 | 119 | 3.6819 | 2600 | 2840 | Not stackable | 8533 2900 | EUR | 21701.77 | EY918 | NETHERLANDS | Amsterdam | Abu Dhabi Airport | 2025-07-21 | 2025-07-22 | [11 empty] | 2025-07-25 |  |  | CASE_LIST |  | 1 | site | SHU | 2025-07-25 | site | 0 | 1 | 1 | 2 | 3.09 | 0 | 3.09 | HITACHI(HE) |  | 1 | 1 | 0 | 1 | Flow 1: Port → Site | SHU | HITACHI
6223 | PRL-SHU-077-A | HVDC-ADOPT-HE-0449 | SHU | EQ-037 | 192469 | 1 | Outdoor | INSULATORS C16-1550 | 182 | 170 | 119 | 3.6819 | 2600 | 2840 | Not stackable | 8533 2900 | EUR | 21701.77 | EY918 | NETHERLANDS | Amsterdam | Abu Dhabi Airport | 2025-07-21 | 2025-07-22 | [11 empty] | 2025-07-25 |  |  | CASE_LIST |  | 1 | site | SHU | 2025-07-25 | site | 0 | 1 | 1 | 2 | 3.09 | 0 | 3.09 | HITACHI(HE) |  | 1 | 1 | 0 | 1 | Flow 1: Port → Site | SHU | HITACHI
6224 | PRL-SHU-077-A | HVDC-ADOPT-HE-0449 | SHU | EQ-037 | 192470 | 1 | Outdoor | INSULATORS C16-1550 | 182 | 170 | 119 | 3.6819 | 2600 | 2840 | Not stackable | 8533 2900 | EUR | 21701.77 | EY918 | NETHERLANDS | Amsterdam | Abu Dhabi Airport | 2025-07-21 | 2025-07-22 | [11 empty] | 2025-07-25 |  |  | CASE_LIST |  | 1 | site | SHU | 2025-07-25 | site | 0 | 1 | 1 | 2 | 3.09 | 0 | 3.09 | HITACHI(HE) |  | 1 | 1 | 0 | 1 | Flow 1: Port → Site | SHU | HITACHI
6225 | PRL-SHU-077-A | HVDC-ADOPT-HE-0449 | SHU | EQ-037 | 192471 | 1 | Outdoor | INSULATORS C16-1550 | 182 | 170 | 119 | 3.6819 | 2600 | 2840 | Not stackable | 8533 2900 | EUR | 21701.77 | EY918 | NETHERLANDS | Amsterdam | Abu Dhabi Airport | 2025-07-21 | 2025-07-22 | [11 empty] | 2025-07-25 |  |  | CASE_LIST |  | 1 | site | SHU | 2025-07-25 | site | 0 | 1 | 1 | 2 | 3.09 | 0 | 3.09 | HITACHI(HE) |  | 1 | 1 | 0 | 1 | Flow 1: Port → Site | SHU | HITACHI
6226 | PRL-SHU-077-A | HVDC-ADOPT-HE-0449 | SHU | EQ-037 | 192472 | 1 | Outdoor | INSULATORS C16-1550 | 182 | 170 | 119 | 3.6819 | 2600 | 2840 | Not stackable | 8533 2900 | EUR | 21701.77 | EY918 | NETHERLANDS | Amsterdam | Abu Dhabi Airport | 2025-07-21 | 2025-07-22 | [11 empty] | 2025-07-25 |  |  | CASE_LIST |  | 1 | site | SHU | 2025-07-25 | site | 0 | 1 | 1 | 2 | 3.09 | 0 | 3.09 | HITACHI(HE) |  | 1 | 1 | 0 | 1 | Flow 1: Port → Site | SHU | HITACHI
6227 | PRL-SHU-077-A | HVDC-ADOPT-HE-0449 | SHU | EQ-037 | 192475 | 1 | Outdoor | TRANS WAS. TERMINAL PADS INTER CO | 180 | 42 | 37 | 0.27972 | 25 | 50 | Not stackable | 8533 2900 | EUR | 21701.77 | EY918 | NETHERLANDS | Amsterdam | Abu Dhabi Airport | 2025-07-21 | 2025-07-22 | [11 empty] | 2025-07-25 |  |  | CASE_LIST |  | 1 | site | SHU | 2025-07-25 | site | 0 | 1 | 1 | 2 | 0.76 | 0 | 0.76 | HITACHI(HE) |  | 1 | 1 | 0 | 1 | Flow 1: Port → Site | SHU | HITACHI
6189 | PRL-MIR-018-A Spare | HVDC-ADOPT-HE-0448 | MIR | EQ 044 | 281060 | 1 | Outdoor Covered | Converter DC bus arrester, CB spare | 231 | 84 | 41 | 0.79556 | 170 | 215 | Stackable 3 tier | 8535 4000 | SEK | 1186242 | EY9687 | France | Charles De Gaulle | Abu Dhabi Airport | 2025-07-15 | 2025-07-18 | [10 empty] | 2025-07-23 |  |  |  | CASE_LIST |  | 1 | site | MIR | 2025-07-23 | site | 0 | 1 | 1 | 2 | 1.94 | 3 | 1.94 | HITACHI(HE) |  | 1 | 1 | 0 | 1 | Flow 1: Port → Site | MIR | HITACHI
6190 | PRL-MIR-018-A Spare | HVDC-ADOPT-HE-0448 | MIR | EQ 044 | 281061 | 1 | Outdoor Covered | Converter DC bus arrester, CB spare | 179 | 150 | 45 | 1.2083 | 50 | 160 | Stackable 3 tier | 8535 4000 | SEK | 1186242 | EY9687 | France | Charles De Gaulle | Abu Dhabi Airport | 2025-07-15 | 2025-07-18 | [10 empty] | 2025-07-23 |  |  |  | CASE_LIST |  | 1 | site | MIR | 2025-07-23 | site | 0 | 1 | 1 | 2 | 2.69 | 3 | 2.69 | HITACHI(HE) |  | 1 | 1 | 0 | 1 | Flow 1: Port → Site | MIR | HITACHI
6175 | PRL-MIR-018-A | HVDC-ADOPT-HE-0447 | MIR | EQ 044 | 281046 | 1 | Outdoor Covered | Converter DC busarrester, CB | 231 | 84 | 78 | 1.514 | 505 | 560 | Stackable 3 tier | 8535 4000 | SEK | 1186242 | EY9687 | France | Charles De Gaulle | Abu Dhabi Airport | 2025-07-15 | 2025-07-18 | [10 empty] | 2025-07-23 |  |  |  | CASE_LIST |  | 1 | site | MIR | 2025-07-23 | site | 0 | 1 | 1 | 2 | 1.94 | 3 | 1.94 | HITACHI(HE) |  | 1 | 1 | 0 | 1 | Flow 1: Port → Site | MIR | HITACHI
6176 | PRL-MIR-018-A | HVDC-ADOPT-HE-0447 | MIR | EQ 044 | 281047 | 1 | Outdoor Covered | Converter DC bus arrester, CB | 231 | 84 | 41 | 0.79556 | 175 | 230 | Stackable 3 tier | 8535 4000 | SEK | 1186242 | EY9687 | France | Charles De Gaulle | Abu Dhabi Airport | 2025-07-15 | 2025-07-18 | [10 empty] | 2025-07-23 |  |  |  | CASE_LIST |  | 1 | site | MIR | 2025-07-23 | site | 0 | 1 | 1 | 2 | 1.94 | 3 | 1.94 | HITACHI(HE) |  | 1 | 1 | 0 | 1 | Flow 1: Port → Site | MIR | HITACHI
6177 | PRL-MIR-018-A | HVDC-ADOPT-HE-0447 | MIR | EQ 044 | 281048 | 1 | Outdoor Covered | Converter DC bus arrester, CB | 179 | 150 | 45 | 1.2083 | 40 | 150 | Stackable 3 tier | 8535 4000 | SEK | 1186242 | EY9687 | France | Charles De Gaulle | Abu Dhabi Airport | 2025-07-15 | 2025-07-18 | [10 empty] | 2025-07-23 |  |  |  | CASE_LIST |  | 1 | site | MIR | 2025-07-23 | site | 0 | 1 | 1 | 2 | 2.69 | 3 | 2.69 | HITACHI(HE) |  | 1 | 1 | 0 | 1 | Flow 1: Port → Site | MIR | HITACHI
6178 | PRL-MIR-018-A | HVDC-ADOPT-HE-0447 | MIR | EQ 044 | 281049 | 1 | Outdoor Covered | Converter DC bus arrester, CB | 179 | 150 | 45 | 1.2083 | 40 | 150 | Stackable 3 tier | 8535 4000 | SEK | 1186242 | EY9687 | France | Charles De Gaulle | Abu Dhabi Airport | 2025-07-15 | 2025-07-18 | [10 empty] | 2025-07-23 |  |  |  | CASE_LIST |  | 1 | site | MIR | 2025-07-23 | site | 0 | 1 | 1 | 2 | 2.69 | 3 | 2.69 | HITACHI(HE) |  | 1 | 1 | 0 | 1 | Flow 1: Port → Site | MIR | HITACHI
6179 | PRL-MIR-018-A | HVDC-ADOPT-HE-0447 | MIR | EQ 044 | 281050 | 1 | Outdoor Covered | Converter DC bus arrester, CB | 179 | 150 | 45 | 1.2083 | 40 | 150 | Stackable 3 tier | 8535 4000 | SEK | 1186242 | EY9687 | France | Charles De Gaulle | Abu Dhabi Airport | 2025-07-15 | 2025-07-18 | [10 empty] | 2025-07-23 |  |  |  | CASE_LIST |  | 1 | site | MIR | 2025-07-23 | site | 0 | 1 | 1 | 2 | 2.69 | 3 | 2.69 | HITACHI(HE) |  | 1 | 1 | 0 | 1 | Flow 1: Port → Site | MIR | HITACHI
6180 | PRL-MIR-018-A | HVDC-ADOPT-HE-0447 | MIR | EQ 044 | 281051 | 1 | Outdoor Covered | Converter DC bus arrester, CB | 179 | 150 | 45 | 1.2083 | 40 | 150 | Stackable 3 tier | 8535 4000 | SEK | 1186242 | EY9687 | France | Charles De Gaulle | Abu Dhabi Airport | 2025-07-15 | 2025-07-18 | [10 empty] | 2025-07-23 |  |  |  | CASE_LIST |  | 1 | site | MIR | 2025-07-23 | site | 0 | 1 | 1 | 2 | 2.69 | 3 | 2.69 | HITACHI(HE) |  | 1 | 1 | 0 | 1 | Flow 1: Port → Site | MIR | HITACHI
6181 | PRL-MIR-018-A | HVDC-ADOPT-HE-0447 | MIR | EQ 044 | 281052 | 1 | Outdoor Covered | DC Pole Bus arrester, DB | 252 | 161 | 259 | 10.5082 | 3050 | 3450 | Not stackable | 8535 4000 | SEK | 1186242 | EY9687 | France | Charles De Gaulle | Abu Dhabi Airport | 2025-07-15 | 2025-07-18 | [10 empty] | 2025-07-23 |  |  |  | CASE_LIST |  | 1 | site | MIR | 2025-07-23 | site | 0 | 1 | 1 | 2 | 4.06 | 0 | 4.06 | HITACHI(HE) |  | 1 | 1 | 0 | 1 | Flow 1: Port → Site | MIR | HITACHI
6182 | PRL-MIR-018-A | HVDC-ADOPT-HE-0447 | MIR | EQ 044 | 281053 | 1 | Outdoor Covered | DC Pole Bus arrester, DB | 252 | 161 | 259 | 10.5082 | 3050 | 3450 | Not stackable | 8535 4000 | SEK | 1186242 | EY9687 | France | Charles De Gaulle | Abu Dhabi Airport | 2025-07-15 | 2025-07-18 | [10 empty] | 2025-07-23 |  |  |  | CASE_LIST |  | 1 | site | MIR | 2025-07-23 | site | 0 | 1 | 1 | 2 | 4.06 | 0 | 4.06 | HITACHI(HE) |  | 1 | 1 | 0 | 1 | Flow 1: Port → Site | MIR | HITACHI
6183 | PRL-MIR-018-A | HVDC-ADOPT-HE-0447 | MIR | EQ 044 | 281054 | 1 | Outdoor Covered | DC Pole Bus arrester, DB | 252 | 161 | 259 | 10.5082 | 3050 | 3450 | Not stackable | 8535 4000 | SEK | 1186242 | EY9687 | France | Charles De Gaulle | Abu Dhabi Airport | 2025-07-15 | 2025-07-18 | [10 empty] | 2025-07-23 |  |  |  | CASE_LIST |  | 1 | site | MIR | 2025-07-23 | site | 0 | 1 | 1 | 2 | 4.06 | 0 | 4.06 | HITACHI(HE) |  | 1 | 1 | 0 | 1 | Flow 1: Port → Site | MIR | HITACHI
6184 | PRL-MIR-018-A | HVDC-ADOPT-HE-0447 | MIR | EQ 044 | 281055 | 1 | Outdoor Covered | DC Pole Bus arrester, DB | 252 | 161 | 259 | 10.5082 | 3050 | 3450 | Not stackable | 8535 4000 | SEK | 1186242 | EY9687 | France | Charles De Gaulle | Abu Dhabi Airport | 2025-07-15 | 2025-07-18 | [10 empty] | 2025-07-23 |  |  |  | CASE_LIST |  | 1 | site | MIR | 2025-07-23 | site | 0 | 1 | 1 | 2 | 4.06 | 0 | 4.06 | HITACHI(HE) |  | 1 | 1 | 0 | 1 | Flow 1: Port → Site | MIR | HITACHI
6185 | PRL-MIR-018-A | HVDC-ADOPT-HE-0447 | MIR | EQ 044 | 281056 | 1 | Outdoor Covered | DC Pole Bus arrester, DC | 252 | 161 | 259 | 10.5082 | 3050 | 3450 | Not stackable | 8535 4000 | SEK | 1186242 | EY9687 | France | Charles De Gaulle | Abu Dhabi Airport | 2025-07-15 | 2025-07-18 | [10 empty] | 2025-07-23 |  |  |  | CASE_LIST |  | 1 | site | MIR | 2025-07-23 | site | 0 | 1 | 1 | 2 | 4.06 | 0 | 4.06 | HITACHI(HE) |  | 1 | 1 | 0 | 1 | Flow 1: Port → Site | MIR | HITACHI
6186 | PRL-MIR-018-A | HVDC-ADOPT-HE-0447 | MIR | EQ 044 | 281057 | 1 | Outdoor Covered | DC Pole Bus arrester, DC | 252 | 161 | 259 | 10.5082 | 3050 | 3450 | Not stackable | 8535 4000 | SEK | 1186242 | EY9687 | France | Charles De Gaulle | Abu Dhabi Airport | 2025-07-15 | 2025-07-18 | [10 empty] | 2025-07-23 |  |  |  | CASE_LIST |  | 1 | site | MIR | 2025-07-23 | site | 0 | 1 | 1 | 2 | 4.06 | 0 | 4.06 | HITACHI(HE) |  | 1 | 1 | 0 | 1 | Flow 1: Port → Site | MIR | HITACHI
6187 | PRL-MIR-018-A | HVDC-ADOPT-HE-0447 | MIR | EQ 044 | 281058 | 1 | Outdoor Covered | DC Pole Bus arrester, DC | 252 | 161 | 259 | 10.5082 | 3050 | 3450 | Not stackable | 8535 4000 | SEK | 1186242 | EY9687 | France | Charles De Gaulle | Abu Dhabi Airport | 2025-07-15 | 2025-07-18 | [10 empty] | 2025-07-23 |  |  |  | CASE_LIST |  | 1 | site | MIR | 2025-07-23 | site | 0 | 1 | 1 | 2 | 4.06 | 0 | 4.06 | HITACHI(HE) |  | 1 | 1 | 0 | 1 | Flow 1: Port → Site | MIR | HITACHI
6188 | PRL-MIR-018-A | HVDC-ADOPT-HE-0447 | MIR | EQ 044 | 281059 | 1 | Outdoor Covered | DC Pole Bus arrester, DC | 252 | 161 | 259 | 10.5082 | 3050 | 3450 | Not stackable | 8535 4000 | SEK | 1186242 | EY9687 | France | Charles De Gaulle | Abu Dhabi Airport | 2025-07-15 | 2025-07-18 | [10 empty] | 2025-07-23 |  |  |  | CASE_LIST |  | 1 | site | MIR | 2025-07-23 | site | 0 | 1 | 1 | 2 | 4.06 | 0 | 4.06 | HITACHI(HE) |  | 1 | 1 | 0 | 1 | Flow 1: Port → Site | MIR | HITACHI
5401 | PRL-DAS-041-A1 | HVDC-ADOPT-HE-0446 | DAS | EQ-358 | 209513 | 1 | Outdoor | Bolts & Turnbuckles | 30 | 20 | 15 | 0.009 | 6.3 | 7 | stackable | 73181595 | SEK | 27214.18 | EY178 | Denmark | Copenhagen | Abu Dhabi Airport | 2025-07-13 | 2025-07-13 | [6 empty] | 2025-07-16 | [5 empty] | 2025-07-20 |  | CASE_LIST | 1 | 1 | site | DAS | 2025-07-20 | site | 1 | 2 | 0 | 2 | 0.06 | 1 | 0.06 | HITACHI(HE) |  | 1 | 2 | 1 | 3 | Flow 3: Port → MOSB → Site | DAS | HITACHI
5402 | PRL-DAS-041-A1 | HVDC-ADOPT-HE-0446 | DAS | EQ-358 | 209512 | 1 | Outdoor | Bolts & Turnbuckles | 80 | 60 | 90 | 0.432 | 331 | 346 | stackable | 73181595 | SEK | 27214.18 | EY178 | Denmark | Copenhagen | Abu Dhabi Airport | 2025-07-13 | 2025-07-13 | [6 empty] | 2025-07-16 | [5 empty] | 2025-07-20 |  | CASE_LIST | 1 | 1 | site | DAS | 2025-07-20 | site | 1 | 2 | 0 | 2 | 0.48 | 1 | 0.48 | HITACHI(HE) |  | 1 | 2 | 1 | 3 | Flow 3: Port → MOSB → Site | DAS | HITACHI
5403 | PRL-DAS-041-A1 | HVDC-ADOPT-HE-0446 | DAS | EQ-358 | 209511 | 1 | Outdoor | Bolts & Turnbuckles | 120 | 80 | 40 | 0.384 | 109 | 124 | stackable | 73181595 | SEK | 23706.95 | EY178 | Denmark | Copenhagen | Abu Dhabi Airport | 2025-07-13 | 2025-07-13 | [6 empty] | 2025-07-16 | [5 empty] | 2025-07-20 |  | CASE_LIST | 1 | 1 | site | DAS | 2025-07-20 | site | 1 | 2 | 0 | 2 | 0.96 | 1 | 0.96 | HITACHI(HE) |  | 1 | 2 | 1 | 3 | Flow 3: Port → MOSB → Site | DAS | HITACHI
5404 | PRL-DAS-041-A1 | HVDC-ADOPT-HE-0446 | DAS | EQ-358 | 209510 | 1 | Outdoor | Bolts & Turnbuckles | 106 | 10 | 10 | 0.011 | 20 | 21 | stackable | 73181595 | SEK | 23706.95 | EY178 | Denmark | Copenhagen | Abu Dhabi Airport | 2025-07-13 | 2025-07-13 | [6 empty] | 2025-07-16 | [5 empty] | 2025-07-20 |  | CASE_LIST | 1 | 1 | site | DAS | 2025-07-20 | site | 1 | 2 | 0 | 2 | 0.11 | 1 | 0.11 | HITACHI(HE) |  | 1 | 2 | 1 | 3 | Flow 3: Port → MOSB → Site | DAS | HITACHI
5464 | PRL-SHU-073-A1 | HVDC-ADOPT-HE-0445 | SHU | EQ-358 | 192632 | 1 | Outdoor | Bolts & Turnbuckles | 300 | 80 | 70 | 1.68 | 281 | 330 | stackable | 73181595 | SEK | 73588.38 | EY178 | Denmark | Copenhagen | Abu Dhabi Airport | 2025-07-13 | 2025-07-13 | [11 empty] | 2025-07-16 |  |  | CASE_LIST |  | 1 | site | SHU | 2025-07-16 | site | 0 | 1 | 1 | 2 | 2.4 | 1 | 2.4 | HITACHI(HE) |  | 1 | 1 | 0 | 1 | Flow 1: Port → Site | SHU | HITACHI
5459 | PRL-MIR-050-A | HVDC-ADOPT-HE-0444 | MIR | EQ-358 | 281324 | 1 | Outdoor | Bolts & Turnbuckles | 300 | 80 | 70 | 1.68 | 301 | 340 | stackable | 73181595 | SEK | 107889.3 | EY178 | Denmark | Copenhagen | Abu Dhabi Airport | 2025-07-13 | 2025-07-13 | [10 empty] | 2025-07-18 |  |  |  | CASE_LIST |  | 1 | site | MIR | 2025-07-18 | site | 0 | 1 | 1 | 2 | 2.4 | 1 | 2.4 | HITACHI(HE) |  | 1 | 1 | 0 | 1 | Flow 1: Port → Site | MIR | HITACHI
5460 | PRL-MIR-050-A | HVDC-ADOPT-HE-0444 | MIR | EQ-358 | 281323 | 1 | Outdoor | Bolts & Turnbuckles | 120 | 80 | 60 | 0.576 | 325 | 339 | stackable | 73181595 | SEK | 38314.7 | EY178 | Denmark | Copenhagen | Abu Dhabi Airport | 2025-07-13 | 2025-07-13 | [10 empty] | 2025-07-18 |  |  |  | CASE_LIST |  | 1 | site | MIR | 2025-07-18 | site | 0 | 1 | 1 | 2 | 0.96 | 1 | 0.96 | HITACHI(HE) |  | 1 | 1 | 0 | 1 | Flow 1: Port → Site | MIR | HITACHI
5461 | PRL-MIR-050-A | HVDC-ADOPT-HE-0444 | MIR | EQ-358 | 281322 | 1 | Outdoor | Bolts & Turnbuckles | 120 | 80 | 58 | 0.557 | 245 | 260 | stackable | 73181595 | SEK | 39854.32 | EY178 | Denmark | Copenhagen | Abu Dhabi Airport | 2025-07-13 | 2025-07-13 | [10 empty] | 2025-07-18 |  |  |  | CASE_LIST |  | 1 | site | MIR | 2025-07-18 | site | 0 | 1 | 1 | 2 | 0.96 | 1 | 0.96 | HITACHI(HE) |  | 1 | 1 | 0 | 1 | Flow 1: Port → Site | MIR | HITACHI
5462 | PRL-MIR-050-A | HVDC-ADOPT-HE-0444 | MIR | EQ-358 | 281321 | 1 | Outdoor | Bolts & Turnbuckles | 40 | 30 | 20 | 0.024 | 13.5 | 14 | stackable | 73181595 | SEK | 39854.32 | EY178 | Denmark | Copenhagen | Abu Dhabi Airport | 2025-07-13 | 2025-07-13 | [10 empty] | 2025-07-18 |  |  |  | CASE_LIST |  | 1 | site | MIR | 2025-07-18 | site | 0 | 1 | 1 | 2 | 0.12 | 1 | 0.12 | HITACHI(HE) |  | 1 | 1 | 0 | 1 | Flow 1: Port → Site | MIR | HITACHI
5463 | PRL-MIR-050-A | HVDC-ADOPT-HE-0444 | MIR | EQ-358 | 281320 | 1 | Outdoor | Bolts & Turnbuckles | 80 | 60 | 32 | 0.154 | 59 | 74 | stackable | 73181595 | SEK | 38314.7 | EY178 | Denmark | Copenhagen | Abu Dhabi Airport | 2025-07-13 | 2025-07-13 | [10 empty] | 2025-07-18 |  |  |  | CASE_LIST |  | 1 | site | MIR | 2025-07-18 | site | 0 | 1 | 1 | 2 | 0.48 | 1 | 0.48 | HITACHI(HE) |  | 1 | 1 | 0 | 1 | Flow 1: Port → Site | MIR | HITACHI
5397 | PRL-ZAK-029-A | HVDC-ADOPT-HE-0443 | AGI | EQ-358 | 366595 | 1 | Outdoor | Bolts & Turnbuckles | 120 | 80 | 60 | 0.576 | 338 | 353 | stackable | 73181595 | SEK | 27738.78 | EY178 | Denmark | Copenhagen | Abu Dhabi Airport | 2025-07-13 | 2025-07-13 | [6 empty] | 2025-07-16 | [6 empty] | 2025-07-25 | CASE_LIST | 1 | 1 | site | AGI | 2025-07-25 | site | 1 | 2 | 0 | 2 | 0.96 | 1 | 0.96 | HITACHI(HE) |  | 1 | 2 | 1 | 3 | Flow 3: Port → MOSB → Site | AGI | HITACHI
5398 | PRL-ZAK-029-A | HVDC-ADOPT-HE-0443 | AGI | EQ-358 | 366596 | 1 | Outdoor | Bolts & Turnbuckles | 40 | 20 | 15 | 0.012 | 6.3 | 7 | stackable | 73181595 | SEK | 27738.78 | EY178 | Denmark | Copenhagen | Abu Dhabi Airport | 2025-07-13 | 2025-07-13 | [6 empty] | 2025-07-16 | [6 empty] | 2025-07-25 | CASE_LIST | 1 | 1 | site | AGI | 2025-07-25 | site | 1 | 2 | 0 | 2 | 0.08 | 1 | 0.08 | HITACHI(HE) |  | 1 | 2 | 1 | 3 | Flow 3: Port → MOSB → Site | AGI | HITACHI
5399 | PRL-ZAK-029-A | HVDC-ADOPT-HE-0443 | AGI | EQ-358 | 366597 | 1 | Outdoor | Bolts & Turnbuckles | 120 | 80 | 40 | 0.384 | 109 | 124 | stackable | 73181595 | SEK | 22925.3 | EY178 | Denmark | Copenhagen | Abu Dhabi Airport | 2025-07-13 | 2025-07-13 | [6 empty] | 2025-07-16 | [6 empty] | 2025-07-25 | CASE_LIST | 1 | 1 | site | AGI | 2025-07-25 | site | 1 | 2 | 0 | 2 | 0.96 | 1 | 0.96 | HITACHI(HE) |  | 1 | 2 | 1 | 3 | Flow 3: Port → MOSB → Site | AGI | HITACHI
5400 | PRL-ZAK-029-A | HVDC-ADOPT-HE-0443 | AGI | EQ-358 | 366598 | 1 | Outdoor | Bolts & Turnbuckles | 105 | 9 | 9 | 0.008505 | 10 | 11 | stackable | 73181595 | SEK | 22925.3 | EY178 | Denmark | Copenhagen | Abu Dhabi Airport | 2025-07-13 | 2025-07-13 | [6 empty] | 2025-07-16 | [6 empty] | 2025-07-25 | CASE_LIST | 1 | 1 | site | AGI | 2025-07-25 | site | 1 | 2 | 0 | 2 | 0.09 | 1 | 0.09 | HITACHI(HE) |  | 1 | 2 | 1 | 3 | Flow 3: Port → MOSB → Site | AGI | HITACHI
6126 | PRL-SHU-063-T | HVDC-ADOPT-HE-0442 | SHU | EQ-211 | 192237 | 1 | Indoor | BUSDUCT-PACK-1 | 122 | 82 | 70 | 0.70028 | 100 | 100 | Stackable 2 tier | 8537 1010 | AED | 81455.41 | Delphis Bothnia | Turkey | Izmit | Khalifa port | 2025-05-18 | 2025-07-01 | [11 empty] | 2025-07-30 |  |  | CASE_LIST |  | 1 | site | SHU | 2025-07-30 | site | 0 | 1 | 1 | 2 | 1 | 2 | 1 | HITACHI(HE) |  | 1 | 1 | 0 | 1 | Flow 1: Port → Site | SHU | HITACHI
6127 | PRL-SHU-063-T | HVDC-ADOPT-HE-0442 | SHU | EQ-211 | 192238 | 1 | Indoor | BUSDUCT-PACK-2 | 320 | 80 | 80 | 2.048 | 1365 | 1515 | Stackable 2 tier | 8537 1010 | AED | 92450.82 | Delphis Bothnia | Turkey | Izmit | Khalifa port | 2025-05-18 | 2025-07-01 | [11 empty] | 2025-07-30 |  |  | CASE_LIST |  | 1 | site | SHU | 2025-07-30 | site | 0 | 1 | 1 | 2 | 2.56 | 2 | 2.56 | HITACHI(HE) |  | 1 | 1 | 0 | 1 | Flow 1: Port → Site | SHU | HITACHI
6128 | PRL-SHU-063-T | HVDC-ADOPT-HE-0442 | SHU | EQ-211 | 192239 | 1 | Indoor | BUSDUCT-PACK-3 | 320 | 80 | 80 | 2.048 | 1365 | 1515 | Stackable 2 tier | 8537 1010 | AED | 92450.82 | Delphis Bothnia | Turkey | Izmit | Khalifa port | 2025-05-18 | 2025-07-01 | [11 empty] | 2025-07-30 |  |  | CASE_LIST |  | 1 | site | SHU | 2025-07-30 | site | 0 | 1 | 1 | 2 | 2.56 | 2 | 2.56 | HITACHI(HE) |  | 1 | 1 | 0 | 1 | Flow 1: Port → Site | SHU | HITACHI
6129 | PRL-SHU-063-T | HVDC-ADOPT-HE-0442 | SHU | EQ-211 | 192240 | 1 | Indoor | BUSDUCT-PACK-4 | 320 | 80 | 80 | 2.048 | 1365 | 1515 | Stackable 2 tier | 8537 1010 | AED | 252818.7 | Delphis Bothnia | Turkey | Izmit | Khalifa port | 2025-05-18 | 2025-07-01 | [11 empty] | 2025-07-30 |  |  | CASE_LIST |  | 1 | site | SHU | 2025-07-30 | site | 0 | 1 | 1 | 2 | 2.56 | 2 | 2.56 | HITACHI(HE) |  | 1 | 1 | 0 | 1 | Flow 1: Port → Site | SHU | HITACHI
6130 | PRL-SHU-063-T | HVDC-ADOPT-HE-0442 | SHU | EQ-211 | 192241 | 1 | Indoor | BUSDUCT-PACK-5 | 320 | 80 | 80 | 2.048 | 1365 | 1515 | Stackable 2 tier | 8537 1010 | AED | 92450.82 | Delphis Bothnia | Turkey | Izmit | Khalifa port | 2025-05-18 | 2025-07-01 | [11 empty] | 2025-07-30 |  |  | CASE_LIST |  | 1 | site | SHU | 2025-07-30 | site | 0 | 1 | 1 | 2 | 2.56 | 2 | 2.56 | HITACHI(HE) |  | 1 | 1 | 0 | 1 | Flow 1: Port → Site | SHU | HITACHI
6131 | PRL-SHU-063-T | HVDC-ADOPT-HE-0442 | SHU | EQ-211 | 192242 | 1 | Indoor | BUSDUCT-PACK-6 | 320 | 80 | 80 | 2.048 | 1365 | 1515 | Stackable 2 tier | 8537 1010 | AED | 81455.41 | Delphis Bothnia | Turkey | Izmit | Khalifa port | 2025-05-18 | 2025-07-01 | [11 empty] | 2025-07-30 |  |  | CASE_LIST |  | 1 | site | SHU | 2025-07-30 | site | 0 | 1 | 1 | 2 | 2.56 | 2 | 2.56 | HITACHI(HE) |  | 1 | 1 | 0 | 1 | Flow 1: Port → Site | SHU | HITACHI
6132 | PRL-SHU-063-T | HVDC-ADOPT-HE-0442 | SHU | EQ-211 | 192243 | 1 | Indoor | BUSDUCT-PACK-7 | 120 | 80 | 65 | 0.624 | 330 | 380 | Stackable 2 tier | 8537 1010 | AED | 92450.82 | Delphis Bothnia | Turkey | Izmit | Khalifa port | 2025-05-18 | 2025-07-01 | [11 empty] | 2025-07-30 |  |  | CASE_LIST |  | 1 | site | SHU | 2025-07-30 | site | 0 | 1 | 1 | 2 | 0.96 | 2 | 0.96 | HITACHI(HE) |  | 1 | 1 | 0 | 1 | Flow 1: Port → Site | SHU | HITACHI
6133 | PRL-SHU-063-T | HVDC-ADOPT-HE-0442 | SHU | EQ-211 | 192244 | 1 | Indoor | BUSDUCT-PACK-8 | 120 | 80 | 80 | 0.768 | 450 | 500 | Stackable 2 tier | 8537 1010 | AED | 81455.41 | Delphis Bothnia | Turkey | Izmit | Khalifa port | 2025-05-18 | 2025-07-01 | [11 empty] | 2025-07-30 |  |  | CASE_LIST |  | 1 | site | SHU | 2025-07-30 | site | 0 | 1 | 1 | 2 | 0.96 | 2 | 0.96 | HITACHI(HE) |  | 1 | 1 | 0 | 1 | Flow 1: Port → Site | SHU | HITACHI
6134 | PRL-SHU-063-T | HVDC-ADOPT-HE-0442 | SHU | EQ-211 | 192245 | 1 | Indoor | BUSDUCT-PACK-9 | 120 | 80 | 65 | 0.624 | 160 | 210 | Stackable 2 tier | 8537 1010 | AED | 81455.41 | Delphis Bothnia | Turkey | Izmit | Khalifa port | 2025-05-18 | 2025-07-01 | [11 empty] | 2025-07-30 |  |  | CASE_LIST |  | 1 | site | SHU | 2025-07-30 | site | 0 | 1 | 1 | 2 | 0.96 | 2 | 0.96 | HITACHI(HE) |  | 1 | 1 | 0 | 1 | Flow 1: Port → Site | SHU | HITACHI
6135 | PRL-SHU-063-T | HVDC-ADOPT-HE-0442 | SHU | EQ-211 | 192246 | 1 | Indoor | BUSDUCT-PACK-10 | 120 | 80 | 65 | 0.624 | 330 | 380 | Stackable 2 tier | 8537 1010 | AED | 81455.41 | Delphis Bothnia | Turkey | Izmit | Khalifa port | 2025-05-18 | 2025-07-01 | [11 empty] | 2025-07-30 |  |  | CASE_LIST |  | 1 | site | SHU | 2025-07-30 | site | 0 | 1 | 1 | 2 | 0.96 | 2 | 0.96 | HITACHI(HE) |  | 1 | 1 | 0 | 1 | Flow 1: Port → Site | SHU | HITACHI
6136 | PRL-SHU-063-T | HVDC-ADOPT-HE-0442 | SHU | EQ-211 | 192247 | 1 | Indoor | BUSDUCT-PACK-11 | 320 | 80 | 80 | 2.048 | 1365 | 1515 | Stackable 2 tier | 8537 1010 | AED | 81455.41 | Delphis Bothnia | Turkey | Izmit | Khalifa port | 2025-05-18 | 2025-07-01 | [11 empty] | 2025-07-30 |  |  | CASE_LIST |  | 1 | site | SHU | 2025-07-30 | site | 0 | 1 | 1 | 2 | 2.56 | 2 | 2.56 | HITACHI(HE) |  | 1 | 1 | 0 | 1 | Flow 1: Port → Site | SHU | HITACHI
6137 | PRL-SHU-063-T | HVDC-ADOPT-HE-0442 | SHU | EQ-211 | 192248 | 1 | Indoor | BUSDUCT-PACK-12 | 320 | 80 | 65 | 1.664 | 910 | 1040 | Stackable 2 tier | 8537 1010 | AED | 81455.41 | Delphis Bothnia | Turkey | Izmit | Khalifa port | 2025-05-18 | 2025-07-01 | [11 empty] | 2025-07-30 |  |  | CASE_LIST |  | 1 | site | SHU | 2025-07-30 | site | 0 | 1 | 1 | 2 | 2.56 | 2 | 2.56 | HITACHI(HE) |  | 1 | 1 | 0 | 1 | Flow 1: Port → Site | SHU | HITACHI
6138 | PRL-SHU-063-T | HVDC-ADOPT-HE-0442 | SHU | EQ-211 | 192249 | 1 | Indoor | BUSDUCT-PACK-13 | 317 | 81 | 61 | 1.5663 | 940 | 1070 | Stackable 2 tier | 8537 1010 | AED | 81455.41 | Delphis Bothnia | Turkey | Izmit | Khalifa port | 2025-05-18 | 2025-07-01 | [11 empty] | 2025-07-30 |  |  | CASE_LIST |  | 1 | site | SHU | 2025-07-30 | site | 0 | 1 | 1 | 2 | 2.57 | 2 | 2.57 | HITACHI(HE) |  | 1 | 1 | 0 | 1 | Flow 1: Port → Site | SHU | HITACHI
6139 | PRL-SHU-063-T | HVDC-ADOPT-HE-0442 | SHU | EQ-211 | 192250 | 1 | Indoor | BUSDUCT-PACK-14 | 122 | 82 | 56 | 0.56022 | 35 | 90 | Stackable 2 tier | 8537 1010 | AED | 252818.7 | Delphis Bothnia | Turkey | Izmit | Khalifa port | 2025-05-18 | 2025-07-01 | [11 empty] | 2025-07-30 |  |  | CASE_LIST |  | 1 | site | SHU | 2025-07-30 | site | 0 | 1 | 1 | 2 | 1 | 2 | 1 | HITACHI(HE) |  | 1 | 1 | 0 | 1 | Flow 1: Port → Site | SHU | HITACHI
6140 | PRL-SHU-063-T | HVDC-ADOPT-HE-0442 | SHU | EQ-211 | 192251 | 1 | Indoor | BUSDUCT-PACK-15 | 122 | 82 | 67 | 0.67027 | 25 | 80 | Stackable 2 tier | 8537 1010 | AED | 81455.41 | Delphis Bothnia | Turkey | Izmit | Khalifa port | 2025-05-18 | 2025-07-01 | [11 empty] | 2025-07-30 |  |  | CASE_LIST |  | 1 | site | SHU | 2025-07-30 | site | 0 | 1 | 1 | 2 | 1 | 2 | 1 | HITACHI(HE) |  | 1 | 1 | 0 | 1 | Flow 1: Port → Site | SHU | HITACHI
6141 | PRL-SHU-063-T | HVDC-ADOPT-HE-0442 | SHU | EQ-211 | 192252 | 1 | Indoor | BUSDUCT-PACK-16 | 122 | 82 | 68 | 0.68027 | 35 | 90 | Stackable 2 tier | 8537 1010 | AED | 92450.82 | Delphis Bothnia | Turkey | Izmit | Khalifa port | 2025-05-18 | 2025-07-01 | [11 empty] | 2025-07-30 |  |  | CASE_LIST |  | 1 | site | SHU | 2025-07-30 | site | 0 | 1 | 1 | 2 | 1 | 2 | 1 | HITACHI(HE) |  | 1 | 1 | 0 | 1 | Flow 1: Port → Site | SHU | HITACHI
6142 | PRL-SHU-063-T | HVDC-ADOPT-HE-0442 | SHU | EQ-211 | 192253 | 1 | Indoor | BUSDUCT-PACK-17 | 120 | 80 | 80 | 0.768 | 510 | 560 | Stackable 2 tier | 8537 1010 | AED | 92450.82 | Delphis Bothnia | Turkey | Izmit | Khalifa port | 2025-05-18 | 2025-07-01 | [11 empty] | 2025-07-30 |  |  | CASE_LIST |  | 1 | site | SHU | 2025-07-30 | site | 0 | 1 | 1 | 2 | 0.96 | 2 | 0.96 | HITACHI(HE) |  | 1 | 1 | 0 | 1 | Flow 1: Port → Site | SHU | HITACHI
6143 | PRL-SHU-063-T | HVDC-ADOPT-HE-0442 | SHU | EQ-211 | 192254 | 1 | Indoor | BUSDUCT-PACK-18 | 120 | 80 | 65 | 0.624 | 335 | 385 | Stackable 2 tier | 8537 1010 | AED | 92450.82 | Delphis Bothnia | Turkey | Izmit | Khalifa port | 2025-05-18 | 2025-07-01 | [11 empty] | 2025-07-30 |  |  | CASE_LIST |  | 1 | site | SHU | 2025-07-30 | site | 0 | 1 | 1 | 2 | 0.96 | 2 | 0.96 | HITACHI(HE) |  | 1 | 1 | 0 | 1 | Flow 1: Port → Site | SHU | HITACHI
6144 | PRL-SHU-063-T | HVDC-ADOPT-HE-0442 | SHU | EQ-211 | 192255 | 1 | Indoor | BUSDUCT-PACK-19 | 120 | 80 | 80 | 0.768 | 675 | 725 | Stackable 2 tier | 8537 1010 | AED | 81455.41 | Delphis Bothnia | Turkey | Izmit | Khalifa port | 2025-05-18 | 2025-07-01 | [11 empty] | 2025-07-30 |  |  | CASE_LIST |  | 1 | site | SHU | 2025-07-30 | site | 0 | 1 | 1 | 2 | 0.96 | 2 | 0.96 | HITACHI(HE) |  | 1 | 1 | 0 | 1 | Flow 1: Port → Site | SHU | HITACHI
6145 | PRL-SHU-063-T | HVDC-ADOPT-HE-0442 | SHU | EQ-211 | 192256 | 1 | Indoor | BUSDUCT-PACK-20 | 120 | 80 | 65 | 0.624 | 335 | 385 | Stackable 2 tier | 8537 1010 | AED | 92450.82 | Delphis Bothnia | Turkey | Izmit | Khalifa port | 2025-05-18 | 2025-07-01 | [11 empty] | 2025-07-30 |  |  | CASE_LIST |  | 1 | site | SHU | 2025-07-30 | site | 0 | 1 | 1 | 2 | 0.96 | 2 | 0.96 | HITACHI(HE) |  | 1 | 1 | 0 | 1 | Flow 1: Port → Site | SHU | HITACHI
6146 | PRL-SHU-063-T | HVDC-ADOPT-HE-0442 | SHU | EQ-211 | 192257 | 1 | Indoor | BUSDUCT-PACK-21 | 320 | 80 | 65 | 1.664 | 910 | 1040 | Stackable 2 tier | 8537 1010 | AED | 92450.82 | Delphis Bothnia | Turkey | Izmit | Khalifa port | 2025-05-18 | 2025-07-01 | [11 empty] | 2025-07-30 |  |  | CASE_LIST |  | 1 | site | SHU | 2025-07-30 | site | 0 | 1 | 1 | 2 | 2.56 | 2 | 2.56 | HITACHI(HE) |  | 1 | 1 | 0 | 1 | Flow 1: Port → Site | SHU | HITACHI
6147 | PRL-SHU-063-T | HVDC-ADOPT-HE-0442 | SHU | EQ-211 | 192258 | 1 | Indoor | BUSDUCT-PACK-22 | 320 | 80 | 65 | 1.664 | 910 | 1040 | Stackable 2 tier | 8537 1010 | AED | 92450.82 | Delphis Bothnia | Turkey | Izmit | Khalifa port | 2025-05-18 | 2025-07-01 | [11 empty] | 2025-07-30 |  |  | CASE_LIST |  | 1 | site | SHU | 2025-07-30 | site | 0 | 1 | 1 | 2 | 2.56 | 2 | 2.56 | HITACHI(HE) |  | 1 | 1 | 0 | 1 | Flow 1: Port → Site | SHU | HITACHI
6148 | PRL-SHU-063-T | HVDC-ADOPT-HE-0442 | SHU | EQ-211 | 192259 | 1 | Indoor | BUSDUCT-PACK-23 | 320 | 80 | 65 | 1.664 | 910 | 1040 | Stackable 2 tier | 8537 1010 | AED | 92450.82 | Delphis Bothnia | Turkey | Izmit | Khalifa port | 2025-05-18 | 2025-07-01 | [11 empty] | 2025-07-30 |  |  | CASE_LIST |  | 1 | site | SHU | 2025-07-30 | site | 0 | 1 | 1 | 2 | 2.56 | 2 | 2.56 | HITACHI(HE) |  | 1 | 1 | 0 | 1 | Flow 1: Port → Site | SHU | HITACHI
6149 | PRL-SHU-063-T | HVDC-ADOPT-HE-0442 | SHU | EQ-211 | 192260 | 1 | Indoor | BUSDUCT-PACK-24 | 320 | 80 | 65 | 1.664 | 910 | 1040 | Stackable 2 tier | 8537 1010 | AED | 81455.41 | Delphis Bothnia | Turkey | Izmit | Khalifa port | 2025-05-18 | 2025-07-01 | [11 empty] | 2025-07-30 |  |  | CASE_LIST |  | 1 | site | SHU | 2025-07-30 | site | 0 | 1 | 1 | 2 | 2.56 | 2 | 2.56 | HITACHI(HE) |  | 1 | 1 | 0 | 1 | Flow 1: Port → Site | SHU | HITACHI
6150 | PRL-SHU-063-T | HVDC-ADOPT-HE-0442 | SHU | EQ-211 | 192261 | 1 | Indoor | BUSDUCT-PACK-25 | 320 | 80 | 65 | 1.664 | 910 | 1040 | Stackable 2 tier | 8537 1010 | AED | 81455.41 | Delphis Bothnia | Turkey | Izmit | Khalifa port | 2025-05-18 | 2025-07-01 | [11 empty] | 2025-07-30 |  |  | CASE_LIST |  | 1 | site | SHU | 2025-07-30 | site | 0 | 1 | 1 | 2 | 2.56 | 2 | 2.56 | HITACHI(HE) |  | 1 | 1 | 0 | 1 | Flow 1: Port → Site | SHU | HITACHI
6151 | PRL-SHU-063-T | HVDC-ADOPT-HE-0442 | SHU | EQ-211 | 192365 | 1 | Indoor | BUSDUCT-PACK-26 | 122 | 82 | 54 | 0.54022 | 40 | 95 | Stackable 2 tier | 8537 1010 | AED | 81455.41 | Delphis Bothnia | Turkey | Izmit | Khalifa port | 2025-05-18 | 2025-07-01 | [11 empty] | 2025-07-30 |  |  | CASE_LIST |  | 1 | site | SHU | 2025-07-30 | site | 0 | 1 | 1 | 2 | 1 | 2 | 1 | HITACHI(HE) |  | 1 | 1 | 0 | 1 | Flow 1: Port → Site | SHU | HITACHI
6152 | PRL-SHU-063-T | HVDC-ADOPT-HE-0442 | SHU | EQ-211 | 192366 | 1 | Indoor | BUSDUCT-PACK-27 | 122 | 82 | 72 | 0.72029 | 26 | 81 | Stackable 2 tier | 8537 1010 | AED | 252818.7 | Delphis Bothnia | Turkey | Izmit | Khalifa port | 2025-05-18 | 2025-07-01 | [11 empty] | 2025-07-30 |  |  | CASE_LIST |  | 1 | site | SHU | 2025-07-30 | site | 0 | 1 | 1 | 2 | 1 | 2 | 1 | HITACHI(HE) |  | 1 | 1 | 0 | 1 | Flow 1: Port → Site | SHU | HITACHI
6153 | PRL-SHU-063-T | HVDC-ADOPT-HE-0442 | SHU | EQ-211 | 192367 | 1 | Indoor | BUSDUCT-PACK-28 | 122 | 82 | 70 | 0.70028 | 50 | 100 | Stackable 2 tier | 8537 1010 | AED | 92450.82 | Delphis Bothnia | Turkey | Izmit | Khalifa port | 2025-05-18 | 2025-07-01 | [11 empty] | 2025-07-30 |  |  | CASE_LIST |  | 1 | site | SHU | 2025-07-30 | site | 0 | 1 | 1 | 2 | 1 | 2 | 1 | HITACHI(HE) |  | 1 | 1 | 0 | 1 | Flow 1: Port → Site | SHU | HITACHI
6154 | PRL-SHU-063-T | HVDC-ADOPT-HE-0442 | SHU | EQ-211 | 192368 | 1 | Indoor | BUSDUCT-PACK-29 | 128 | 96 | 53 | 0.65126 | 68 | 128 | Stackable 2 tier | 8537 1010 | AED | 81455.41 | Delphis Bothnia | Turkey | Izmit | Khalifa port | 2025-05-18 | 2025-07-01 | [11 empty] | 2025-07-30 |  |  | CASE_LIST |  | 1 | site | SHU | 2025-07-30 | site | 0 | 1 | 1 | 2 | 1.23 | 2 | 1.23 | HITACHI(HE) |  | 1 | 1 | 0 | 1 | Flow 1: Port → Site | SHU | HITACHI
6758 | PRL-ZAK-027-O2 SPARE | HVDC-ADOPT-HE-0441-2 | AGI | EQ-042 | 366512 | 1 | Outdoor covered | Valve AC bus arrester, V spare | 191 | 86 | 41 | 0.67347 | 130 | 170 | Stackable 3 tier | 85354000 | SEK | 446513 | MSC Carmela | SWEDEN | Gothenburg | Khalifa port | 2025-07-31 | 2025-09-08 |  |  |  |  | 2025-09-19 | [9 empty] | CASE_LIST | 1 |  | warehouse | DSV Outdoor | 2025-09-19 | warehouse | 1 | 1 | -1 | 0 | 1.64 | 3 | 1.64 | HITACHI(HE) |  | 0 | 1 | 1 | 2 | Flow 2: Port → WH → Site | DSV Outdoor | HITACHI
6473 | PRL-ZAK-027-O Spare | HVDC-ADOPT-HE-0441 | AGI | EQ-042 | 366511 | 1 | Outdoor covered | AC bus arrester, A, spare | 172 | 30 | 41 | 0.21156 | 35 | 55 | Stackable 3 tier | 8535 4000 | SEK | 446513 | MSC MELATILDE | SWEDEN | Gothenburg | Khalifa port | 2025-07-17 | 2025-08-26 |  |  |  |  | 2025-09-06 | [9 empty] | CASE_LIST | 1 |  | warehouse | DSV Outdoor | 2025-09-06 | warehouse | 1 | 1 | -1 | 0 | 0.52 | 3 | 0.52 | HITACHI(HE) |  | 0 | 1 | 1 | 2 | Flow 2: Port → WH → Site | DSV Outdoor | HITACHI
6474 | PRL-ZAK-027-O Spare | HVDC-ADOPT-HE-0441 | AGI | EQ-042 | 366513 | 1 | Outdoor covered | Valve AC bus arrester, V spare | 179 | 149 | 35 | 0.93349 | 20 | 130 | Stackable 3 tier | 8535 4000 | SEK | 446513 | MSC MELATILDE | SWEDEN | Gothenburg | Khalifa port | 2025-07-17 | 2025-08-26 |  |  |  |  | 2025-09-06 | [9 empty] | CASE_LIST | 1 |  | warehouse | DSV Outdoor | 2025-09-06 | warehouse | 1 | 1 | -1 | 0 | 2.67 | 3 | 2.67 | HITACHI(HE) |  | 0 | 1 | 1 | 2 | Flow 2: Port → WH → Site | DSV Outdoor | HITACHI
6475 | PRL-ZAK-027-O Spare | HVDC-ADOPT-HE-0441 | AGI | EQ-042 | 366514 | 1 | Outdoor covered | Auxiliary bus arrester, AUX, common spare | 122 | 30 | 41 | 0.15006 | 20 | 30 | Stackable 3 tier | 8535 4000 | SEK | 446513 | MSC MELATILDE | SWEDEN | Gothenburg | Khalifa port | 2025-07-17 | 2025-08-26 |  |  |  |  | 2025-09-06 | [9 empty] | CASE_LIST | 1 |  | warehouse | DSV Outdoor | 2025-09-06 | warehouse | 1 | 1 | -1 | 0 | 0.37 | 3 | 0.37 | HITACHI(HE) |  | 0 | 1 | 1 | 2 | Flow 2: Port → WH → Site | DSV Outdoor | HITACHI
6756 | PRL-ZAK-027-O2 | HVDC-ADOPT-HE-0440-2 | AGI | EQ-042 | 366377 | 1 | Outdoor covered | AC bus arrester, A | 151 | 84 | 78 | 0.98935 | 245 | 285 | Stackable 3 tier | 85354000 | SEK | 446513 | MSC Carmela | SWEDEN | Gothenburg | Khalifa port | 2025-07-31 | 2025-09-08 |  |  |  |  | 2025-09-19 | [9 empty] | CASE_LIST | 1 |  | warehouse | DSV Outdoor | 2025-09-19 | warehouse | 1 | 1 | -1 | 0 | 1.27 | 3 | 1.27 | HITACHI(HE) |  | 0 | 1 | 1 | 2 | Flow 2: Port → WH → Site | DSV Outdoor | HITACHI
6757 | PRL-ZAK-027-O2 | HVDC-ADOPT-HE-0440-2 | AGI | EQ-042 | 366380 | 1 | Outdoor covered | Converter AC bus arrester, T1 | 209 | 239 | 45 | 2.2478 | 190 | 360 | Not stackable | 85354000 | SEK | 446513 | MSC Carmela | SWEDEN | Gothenburg | Khalifa port | 2025-07-31 | 2025-09-08 |  |  |  |  | 2025-09-19 | [9 empty] | CASE_LIST | 1 |  | warehouse | DSV Outdoor | 2025-09-19 | warehouse | 1 | 1 | -1 | 0 | 5 | 0 | 5 | HITACHI(HE) |  | 0 | 1 | 1 | 2 | Flow 2: Port → WH → Site | DSV Outdoor | HITACHI
6453 | PRL-ZAK-027-O | HVDC-ADOPT-HE-0440 | AGI | EQ-042 | 366378 | 1 | Outdoor covered | AC bus arrester, A | 172 | 30 | 41 | 0.21156 | 40 | 60 | Stackable 3 tier | 8535 4000 | SEK | 446513 | MSC MELATILDE | SWEDEN | Gothenburg | Khalifa port | 2025-07-17 | 2025-08-26 |  |  |  |  | 2025-09-06 | [9 empty] | CASE_LIST | 1 |  | warehouse | DSV Outdoor | 2025-09-06 | warehouse | 1 | 1 | -1 | 0 | 0.52 | 3 | 0.52 | HITACHI(HE) |  | 0 | 1 | 1 | 2 | Flow 2: Port → WH → Site | DSV Outdoor | HITACHI
6454 | PRL-ZAK-027-O | HVDC-ADOPT-HE-0440 | AGI | EQ-042 | 366379 | 1 | Outdoor covered | Converter AC bus arrester, T1 | 239 | 210 | 45 | 2.2586 | 190 | 360 | Not stackable | 8535 4000 | SEK | 446513 | MSC MELATILDE | SWEDEN | Gothenburg | Khalifa port | 2025-07-17 | 2025-08-26 |  |  |  |  | 2025-09-06 | [9 empty] | CASE_LIST | 1 |  | warehouse | DSV Outdoor | 2025-09-06 | warehouse | 1 | 1 | -1 | 0 | 5.02 | 0 | 5.02 | HITACHI(HE) |  | 0 | 1 | 1 | 2 | Flow 2: Port → WH → Site | DSV Outdoor | HITACHI
6455 | PRL-ZAK-027-O | HVDC-ADOPT-HE-0440 | AGI | EQ-042 | 366381 | 1 | Outdoor covered | Converter AC bus arrester, T1 | 170 | 84 | 245 | 3.4986 | 400 | 600 | Not stackable | 8535 4000 | SEK | 446513 | MSC MELATILDE | SWEDEN | Gothenburg | Khalifa port | 2025-07-17 | 2025-08-26 |  |  |  |  | 2025-09-06 | [9 empty] | CASE_LIST | 1 |  | warehouse | DSV Outdoor | 2025-09-06 | warehouse | 1 | 1 | -1 | 0 | 1.43 | 0 | 1.43 | HITACHI(HE) |  | 0 | 1 | 1 | 2 | Flow 2: Port → WH → Site | DSV Outdoor | HITACHI
6456 | PRL-ZAK-027-O | HVDC-ADOPT-HE-0440 | AGI | EQ-042 | 366382 | 1 | Outdoor covered | Converter AC bus arrester, T1 | 170 | 84 | 245 | 3.4986 | 400 | 600 | Not stackable | 8535 4000 | SEK | 446513 | MSC MELATILDE | SWEDEN | Gothenburg | Khalifa port | 2025-07-17 | 2025-08-26 |  |  |  |  | 2025-09-06 | [9 empty] | CASE_LIST | 1 |  | warehouse | DSV Outdoor | 2025-09-06 | warehouse | 1 | 1 | -1 | 0 | 1.43 | 0 | 1.43 | HITACHI(HE) |  | 0 | 1 | 1 | 2 | Flow 2: Port → WH → Site | DSV Outdoor | HITACHI
6457 | PRL-ZAK-027-O | HVDC-ADOPT-HE-0440 | AGI | EQ-042 | 366383 | 1 | Outdoor covered | Converter AC bus arrester, T1 | 170 | 84 | 245 | 3.4986 | 400 | 600 | Not stackable | 8535 4000 | SEK | 446513 | MSC MELATILDE | SWEDEN | Gothenburg | Khalifa port | 2025-07-17 | 2025-08-26 |  |  |  |  | 2025-09-06 | [9 empty] | CASE_LIST | 1 |  | warehouse | DSV Outdoor | 2025-09-06 | warehouse | 1 | 1 | -1 | 0 | 1.43 | 0 | 1.43 | HITACHI(HE) |  | 0 | 1 | 1 | 2 | Flow 2: Port → WH → Site | DSV Outdoor | HITACHI
6458 | PRL-ZAK-027-O | HVDC-ADOPT-HE-0440 | AGI | EQ-042 | 366384 | 1 | Outdoor covered | Converter AC bus arrester, T1 | 170 | 88 | 245 | 3.6652 | 415 | 615 | Not stackable | 8535 4000 | SEK | 446513 | MSC MELATILDE | SWEDEN | Gothenburg | Khalifa port | 2025-07-17 | 2025-08-26 |  |  |  |  | 2025-09-06 | [9 empty] | CASE_LIST | 1 |  | warehouse | DSV Outdoor | 2025-09-06 | warehouse | 1 | 1 | -1 | 0 | 1.5 | 0 | 1.5 | HITACHI(HE) |  | 0 | 1 | 1 | 2 | Flow 2: Port → WH → Site | DSV Outdoor | HITACHI
6459 | PRL-ZAK-027-O | HVDC-ADOPT-HE-0440 | AGI | EQ-042 | 366385 | 1 | Outdoor covered | Converter AC bus arrester, T1 | 170 | 88 | 245 | 3.6652 | 415 | 615 | Not stackable | 8535 4000 | SEK | 446513 | MSC MELATILDE | SWEDEN | Gothenburg | Khalifa port | 2025-07-17 | 2025-08-26 |  |  |  |  | 2025-09-06 | [9 empty] | CASE_LIST | 1 |  | warehouse | DSV Outdoor | 2025-09-06 | warehouse | 1 | 1 | -1 | 0 | 1.5 | 0 | 1.5 | HITACHI(HE) |  | 0 | 1 | 1 | 2 | Flow 2: Port → WH → Site | DSV Outdoor | HITACHI
6460 | PRL-ZAK-027-O | HVDC-ADOPT-HE-0440 | AGI | EQ-042 | 366386 | 1 | Outdoor covered | Converter AC bus arrester, T1 | 170 | 88 | 245 | 3.6652 | 415 | 615 | Not stackable | 8535 4000 | SEK | 446513 | MSC MELATILDE | SWEDEN | Gothenburg | Khalifa port | 2025-07-17 | 2025-08-26 |  |  |  |  | 2025-09-06 | [9 empty] | CASE_LIST | 1 |  | warehouse | DSV Outdoor | 2025-09-06 | warehouse | 1 | 1 | -1 | 0 | 1.5 | 0 | 1.5 | HITACHI(HE) |  | 0 | 1 | 1 | 2 | Flow 2: Port → WH → Site | DSV Outdoor | HITACHI
6461 | PRL-ZAK-027-O | HVDC-ADOPT-HE-0440 | AGI | EQ-042 | 366387 | 1 | Outdoor covered | Valve AC bus arrester, V | 189 | 84 | 78 | 1.2383 | 405 | 450 | Stackable 3 tier | 8535 4000 | SEK | 446513 | MSC MELATILDE | SWEDEN | Gothenburg | Khalifa port | 2025-07-17 | 2025-08-26 |  |  |  |  | 2025-09-06 | [9 empty] | CASE_LIST | 1 |  | warehouse | DSV Outdoor | 2025-09-06 | warehouse | 1 | 1 | -1 | 0 | 1.59 | 3 | 1.59 | HITACHI(HE) |  | 0 | 1 | 1 | 2 | Flow 2: Port → WH → Site | DSV Outdoor | HITACHI
6462 | PRL-ZAK-027-O | HVDC-ADOPT-HE-0440 | AGI | EQ-042 | 366388 | 1 | Outdoor covered | Valve AC bus arrester, V | 189 | 84 | 71 | 1.1272 | 405 | 450 | Stackable 3 tier | 8535 4000 | SEK | 446513 | MSC MELATILDE | SWEDEN | Gothenburg | Khalifa port | 2025-07-17 | 2025-08-26 |  |  |  |  | 2025-09-06 | [9 empty] | CASE_LIST | 1 |  | warehouse | DSV Outdoor | 2025-09-06 | warehouse | 1 | 1 | -1 | 0 | 1.59 | 3 | 1.59 | HITACHI(HE) |  | 0 | 1 | 1 | 2 | Flow 2: Port → WH → Site | DSV Outdoor | HITACHI
6463 | PRL-ZAK-027-O | HVDC-ADOPT-HE-0440 | AGI | EQ-042 | 366389 | 1 | Outdoor covered | Valve AC bus arrester, V | 189 | 84 | 71 | 1.1272 | 405 | 450 | Stackable 3 tier | 8535 4000 | SEK | 446513 | MSC MELATILDE | SWEDEN | Gothenburg | Khalifa port | 2025-07-17 | 2025-08-26 |  |  |  |  | 2025-09-06 | [9 empty] | CASE_LIST | 1 |  | warehouse | DSV Outdoor | 2025-09-06 | warehouse | 1 | 1 | -1 | 0 | 1.59 | 3 | 1.59 | HITACHI(HE) |  | 0 | 1 | 1 | 2 | Flow 2: Port → WH → Site | DSV Outdoor | HITACHI
6464 | PRL-ZAK-027-O | HVDC-ADOPT-HE-0440 | AGI | EQ-042 | 366390 | 1 | Outdoor covered | Valve AC bus arrester, V | 189 | 84 | 78 | 1.2383 | 405 | 450 | Stackable 3 tier | 8535 4000 | SEK | 446513 | MSC MELATILDE | SWEDEN | Gothenburg | Khalifa port | 2025-07-17 | 2025-08-26 |  |  |  |  | 2025-09-06 | [9 empty] | CASE_LIST | 1 |  | warehouse | DSV Outdoor | 2025-09-06 | warehouse | 1 | 1 | -1 | 0 | 1.59 | 3 | 1.59 | HITACHI(HE) |  | 0 | 1 | 1 | 2 | Flow 2: Port → WH → Site | DSV Outdoor | HITACHI
6465 | PRL-ZAK-027-O | HVDC-ADOPT-HE-0440 | AGI | EQ-042 | 366501 | 1 | Outdoor covered | Auxiliary bus arrester, AUX | 110 | 84 | 78 | 0.72072 | 65 | 100 | Stackable 3 tier | 8535 4000 | SEK | 446513 | MSC MELATILDE | SWEDEN | Gothenburg | Khalifa port | 2025-07-17 | 2025-08-26 |  |  |  |  | 2025-09-06 | [9 empty] | CASE_LIST | 1 |  | warehouse | DSV Outdoor | 2025-09-06 | warehouse | 1 | 1 | -1 | 0 | 0.92 | 3 | 0.92 | HITACHI(HE) |  | 0 | 1 | 1 | 2 | Flow 2: Port → WH → Site | DSV Outdoor | HITACHI
6466 | PRL-ZAK-027-O | HVDC-ADOPT-HE-0440 | AGI | EQ-042 | 366502 | 1 | Outdoor covered | Auxiliary bus arrester, AUX | 110 | 84 | 41 | 0.37884 | 40 | 70 | Stackable 3 tier | 8535 4000 | SEK | 446513 | MSC MELATILDE | SWEDEN | Gothenburg | Khalifa port | 2025-07-17 | 2025-08-26 |  |  |  |  | 2025-09-06 | [9 empty] | CASE_LIST | 1 |  | warehouse | DSV Outdoor | 2025-09-06 | warehouse | 1 | 1 | -1 | 0 | 0.92 | 3 | 0.92 | HITACHI(HE) |  | 0 | 1 | 1 | 2 | Flow 2: Port → WH → Site | DSV Outdoor | HITACHI
6467 | PRL-ZAK-027-O | HVDC-ADOPT-HE-0440 | AGI | EQ-042 | 366504 | 1 | Outdoor covered | Converter AC bus arrester, T2 | 408 | 161 | 252 | 16.5534 | 2850 | 3410 | Not stackable | 8535 4000 | SEK | 446513 | MSC MELATILDE | SWEDEN | Gothenburg | Khalifa port | 2025-07-17 | 2025-08-26 |  |  |  |  | 2025-09-06 | [9 empty] | CASE_LIST | 1 |  | warehouse | DSV Outdoor | 2025-09-06 | warehouse | 1 | 1 | -1 | 0 | 6.57 | 0 | 6.57 | HITACHI(HE) |  | 0 | 1 | 1 | 2 | Flow 2: Port → WH → Site | DSV Outdoor | HITACHI
6468 | PRL-ZAK-027-O | HVDC-ADOPT-HE-0440 | AGI | EQ-042 | 366505 | 1 | Outdoor covered | Converter AC bus arrester, T2 | 408 | 161 | 252 | 16.5534 | 2850 | 3410 | Not stackable | 8535 4000 | SEK | 446513 | MSC MELATILDE | SWEDEN | Gothenburg | Khalifa port | 2025-07-17 | 2025-08-26 |  |  |  |  | 2025-09-06 | [9 empty] | CASE_LIST | 1 |  | warehouse | DSV Outdoor | 2025-09-06 | warehouse | 1 | 1 | -1 | 0 | 6.57 | 0 | 6.57 | HITACHI(HE) |  | 0 | 1 | 1 | 2 | Flow 2: Port → WH → Site | DSV Outdoor | HITACHI
6469 | PRL-ZAK-027-O | HVDC-ADOPT-HE-0440 | AGI | EQ-042 | 366506 | 1 | Outdoor covered | Converter AC bus arrester, T2 | 408 | 161 | 252 | 16.5534 | 2850 | 3410 | Not stackable | 8535 4000 | SEK | 446513 | MSC MELATILDE | SWEDEN | Gothenburg | Khalifa port | 2025-07-17 | 2025-08-26 |  |  |  |  | 2025-09-06 | [9 empty] | CASE_LIST | 1 |  | warehouse | DSV Outdoor | 2025-09-06 | warehouse | 1 | 1 | -1 | 0 | 6.57 | 0 | 6.57 | HITACHI(HE) |  | 0 | 1 | 1 | 2 | Flow 2: Port → WH → Site | DSV Outdoor | HITACHI
6470 | PRL-ZAK-027-O | HVDC-ADOPT-HE-0440 | AGI | EQ-042 | 366507 | 1 | Outdoor covered | Converter AC bus arrester, T2 | 408 | 161 | 252 | 16.5534 | 2850 | 3410 | Not stackable | 8535 4000 | SEK | 446513 | MSC MELATILDE | SWEDEN | Gothenburg | Khalifa port | 2025-07-17 | 2025-08-26 |  |  |  |  | 2025-09-06 | [9 empty] | CASE_LIST | 1 |  | warehouse | DSV Outdoor | 2025-09-06 | warehouse | 1 | 1 | -1 | 0 | 6.57 | 0 | 6.57 | HITACHI(HE) |  | 0 | 1 | 1 | 2 | Flow 2: Port → WH → Site | DSV Outdoor | HITACHI
6471 | PRL-ZAK-027-O | HVDC-ADOPT-HE-0440 | AGI | EQ-042 | 366508 | 1 | Outdoor covered | Converter AC bus arrester, T2 | 408 | 161 | 252 | 16.5534 | 2850 | 3410 | Not stackable | 8535 4000 | SEK | 446513 | MSC MELATILDE | SWEDEN | Gothenburg | Khalifa port | 2025-07-17 | 2025-08-26 |  |  |  |  | 2025-09-06 | [9 empty] | CASE_LIST | 1 |  | warehouse | DSV Outdoor | 2025-09-06 | warehouse | 1 | 1 | -1 | 0 | 6.57 | 0 | 6.57 | HITACHI(HE) |  | 0 | 1 | 1 | 2 | Flow 2: Port → WH → Site | DSV Outdoor | HITACHI
6472 | PRL-ZAK-027-O | HVDC-ADOPT-HE-0440 | AGI | EQ-042 | 366509 | 1 | Outdoor covered | Converter AC bus arrester, T2 | 408 | 161 | 252 | 16.5534 | 2850 | 3410 | Not stackable | 8535 4000 | SEK | 446513 | MSC MELATILDE | SWEDEN | Gothenburg | Khalifa port | 2025-07-17 | 2025-08-26 |  |  |  |  | 2025-09-06 | [9 empty] | CASE_LIST | 1 |  | warehouse | DSV Outdoor | 2025-09-06 | warehouse | 1 | 1 | -1 | 0 | 6.57 | 0 | 6.57 | HITACHI(HE) |  | 0 | 1 | 1 | 2 | Flow 2: Port → WH → Site | DSV Outdoor | HITACHI
6755 | PRL-ZAK-013-O2 Spare | HVDC-ADOPT-HE-0439-2 | AGI | EQ-044 | 366407 | 1 | Outdoor covered | Converter DC bus arrester, CB spare | 85 | 235 | 70 | 1.3982 | 175 | 230 | Stackable 3 tier | 85354000 | SEK | 1071797 | MSC Carmela | SWEDEN | Gothenburg | Khalifa port | 2025-07-31 | 2025-09-08 |  |  |  |  | 2025-09-19 | [9 empty] | CASE_LIST | 1 |  | warehouse | DSV Outdoor | 2025-09-19 | warehouse | 1 | 1 | -1 | 0 | 2 | 3 | 2 | HITACHI(HE) |  | 0 | 1 | 1 | 2 | Flow 2: Port → WH → Site | DSV Outdoor | HITACHI
6452 | PRL-ZAK-013-O SPARE | HVDC-ADOPT-HE-0439 | AGI | EQ-044 | 366408 | 1 | Outdoor covered | Converter DC bus arrester, CB spare | 179 | 150 | 45 | 1.2083 | 40 | 150 | Stackable 3 tier | 8535 4000 | SEK | 1071797 | MSC MELATILDE | SWEDEN | Gothenburg | Khalifa port | 2025-07-17 | 2025-08-26 |  |  |  |  | 2025-09-06 | [9 empty] | CASE_LIST | 1 |  | warehouse | DSV Outdoor | 2025-09-06 | warehouse | 1 | 1 | -1 | 0 | 2.69 | 3 | 2.69 | HITACHI(HE) |  | 0 | 1 | 1 | 2 | Flow 2: Port → WH → Site | DSV Outdoor | HITACHI
6753 | PRL-ZAK-013-O2 | HVDC-ADOPT-HE-0438-2 | AGI | EQ-044 | 366393 | 1 | Outdoor covered | Converter DC busarrester, CB | 84 | 231 | 78 | 1.5135 | 505 | 506 | Stackable 3 tier | 85354000 | SEK | 1071797 | MSC Carmela | SWEDEN | Gothenburg | Khalifa port | 2025-07-31 | 2025-09-08 |  |  |  |  | 2025-09-19 | [9 empty] | CASE_LIST | 1 |  | warehouse | DSV Outdoor | 2025-09-19 | warehouse | 1 | 1 | -1 | 0 | 1.94 | 3 | 1.94 | HITACHI(HE) |  | 0 | 1 | 1 | 2 | Flow 2: Port → WH → Site | DSV Outdoor | HITACHI
6754 | PRL-ZAK-013-O2 | HVDC-ADOPT-HE-0438-2 | AGI | EQ-044 | 366394 | 1 | Outdoor covered | Converter DC bus arrester, CB | 84 | 231 | 41 | 0.79556 | 170 | 215 | Stackable 3 tier | 85354000 | SEK | 1071797 | MSC Carmela | SWEDEN | Gothenburg | Khalifa port | 2025-07-31 | 2025-09-08 |  |  |  |  | 2025-09-19 | [9 empty] | CASE_LIST | 1 |  | warehouse | DSV Outdoor | 2025-09-19 | warehouse | 1 | 1 | -1 | 0 | 1.94 | 3 | 1.94 | HITACHI(HE) |  | 0 | 1 | 1 | 2 | Flow 2: Port → WH → Site | DSV Outdoor | HITACHI
6440 | PRL-ZAK-013-O | HVDC-ADOPT-HE-0438 | AGI | EQ-044 | 366395 | 1 | Outdoor covered | Converter DC bus arrester, CB | 179 | 150 | 45 | 1.2083 | 35 | 145 | Stackable 3 tier | 8535 4000 | SEK | 1071797 | MSC MELATILDE | SWEDEN | Gothenburg | Khalifa port | 2025-07-17 | 2025-08-26 |  |  |  |  | 2025-09-06 | [9 empty] | CASE_LIST | 1 |  | warehouse | DSV Outdoor | 2025-09-06 | warehouse | 1 | 1 | -1 | 0 | 2.69 | 3 | 2.69 | HITACHI(HE) |  | 0 | 1 | 1 | 2 | Flow 2: Port → WH → Site | DSV Outdoor | HITACHI
6441 | PRL-ZAK-013-O | HVDC-ADOPT-HE-0438 | AGI | EQ-044 | 366396 | 1 | Outdoor covered | Converter DC bus arrester, CB | 179 | 150 | 45 | 1.2083 | 35 | 145 | Stackable 3 tier | 8535 4000 | SEK | 1071797 | MSC MELATILDE | SWEDEN | Gothenburg | Khalifa port | 2025-07-17 | 2025-08-26 |  |  |  |  | 2025-09-06 | [9 empty] | CASE_LIST | 1 |  | warehouse | DSV Outdoor | 2025-09-06 | warehouse | 1 | 1 | -1 | 0 | 2.69 | 3 | 2.69 | HITACHI(HE) |  | 0 | 1 | 1 | 2 | Flow 2: Port → WH → Site | DSV Outdoor | HITACHI
6442 | PRL-ZAK-013-O | HVDC-ADOPT-HE-0438 | AGI | EQ-044 | 366397 | 1 | Outdoor covered | Converter DC bus arrester, CB | 179 | 150 | 45 | 1.2083 | 35 | 145 | Stackable 3 tier | 8535 4000 | SEK | 1071797 | MSC MELATILDE | SWEDEN | Gothenburg | Khalifa port | 2025-07-17 | 2025-08-26 |  |  |  |  | 2025-09-06 | [9 empty] | CASE_LIST | 1 |  | warehouse | DSV Outdoor | 2025-09-06 | warehouse | 1 | 1 | -1 | 0 | 2.69 | 3 | 2.69 | HITACHI(HE) |  | 0 | 1 | 1 | 2 | Flow 2: Port → WH → Site | DSV Outdoor | HITACHI
6443 | PRL-ZAK-013-O | HVDC-ADOPT-HE-0438 | AGI | EQ-044 | 366398 | 1 | Outdoor covered | Converter DC busarrester, CB | 179 | 150 | 45 | 1.2083 | 35 | 145 | Stackable 3 tier | 8535 4000 | SEK | 1071797 | MSC MELATILDE | SWEDEN | Gothenburg | Khalifa port | 2025-07-17 | 2025-08-26 |  |  |  |  | 2025-09-06 | [9 empty] | CASE_LIST | 1 |  | warehouse | DSV Outdoor | 2025-09-06 | warehouse | 1 | 1 | -1 | 0 | 2.69 | 3 | 2.69 | HITACHI(HE) |  | 0 | 1 | 1 | 2 | Flow 2: Port → WH → Site | DSV Outdoor | HITACHI
6444 | PRL-ZAK-013-O | HVDC-ADOPT-HE-0438 | AGI | EQ-044 | 366399 | 1 | Outdoor covered | DC Pole Bus arrester, DB | 252 | 161 | 259 | 10.5082 | 2790 | 3190 | Not stackable | 8535 4000 | SEK | 1071797 | MSC MELATILDE | SWEDEN | Gothenburg | Khalifa port | 2025-07-17 | 2025-08-26 |  |  |  |  | 2025-09-06 | [9 empty] | CASE_LIST | 1 |  | warehouse | DSV Outdoor | 2025-09-06 | warehouse | 1 | 1 | -1 | 0 | 4.06 | 0 | 4.06 | HITACHI(HE) |  | 0 | 1 | 1 | 2 | Flow 2: Port → WH → Site | DSV Outdoor | HITACHI
6445 | PRL-ZAK-013-O | HVDC-ADOPT-HE-0438 | AGI | EQ-044 | 366400 | 1 | Outdoor covered | DC Pole Bus arrester, DB | 252 | 161 | 259 | 10.5082 | 2790 | 3190 | Not stackable | 8535 4000 | SEK | 1071797 | MSC MELATILDE | SWEDEN | Gothenburg | Khalifa port | 2025-07-17 | 2025-08-26 |  |  |  |  | 2025-09-06 | [9 empty] | CASE_LIST | 1 |  | warehouse | DSV Outdoor | 2025-09-06 | warehouse | 1 | 1 | -1 | 0 | 4.06 | 0 | 4.06 | HITACHI(HE) |  | 0 | 1 | 1 | 2 | Flow 2: Port → WH → Site | DSV Outdoor | HITACHI
6446 | PRL-ZAK-013-O | HVDC-ADOPT-HE-0438 | AGI | EQ-044 | 366401 | 1 | Outdoor covered | DC Pole Bus arrester, DB | 252 | 161 | 259 | 10.5082 | 2790 | 3190 | Not stackable | 8535 4000 | SEK | 1071797 | MSC MELATILDE | SWEDEN | Gothenburg | Khalifa port | 2025-07-17 | 2025-08-26 |  |  |  |  | 2025-09-06 | [9 empty] | CASE_LIST | 1 |  | warehouse | DSV Outdoor | 2025-09-06 | warehouse | 1 | 1 | -1 | 0 | 4.06 | 0 | 4.06 | HITACHI(HE) |  | 0 | 1 | 1 | 2 | Flow 2: Port → WH → Site | DSV Outdoor | HITACHI
6447 | PRL-ZAK-013-O | HVDC-ADOPT-HE-0438 | AGI | EQ-044 | 366402 | 1 | Outdoor covered | DC Pole Bus arrester, DB | 252 | 161 | 259 | 10.5082 | 2790 | 3190 | Not stackable | 8535 4000 | SEK | 1071797 | MSC MELATILDE | SWEDEN | Gothenburg | Khalifa port | 2025-07-17 | 2025-08-26 |  |  |  |  | 2025-09-06 | [9 empty] | CASE_LIST | 1 |  | warehouse | DSV Outdoor | 2025-09-06 | warehouse | 1 | 1 | -1 | 0 | 4.06 | 0 | 4.06 | HITACHI(HE) |  | 0 | 1 | 1 | 2 | Flow 2: Port → WH → Site | DSV Outdoor | HITACHI
6448 | PRL-ZAK-013-O | HVDC-ADOPT-HE-0438 | AGI | EQ-044 | 366403 | 1 | Outdoor covered | DC Pole Bus arrester, DC | 252 | 161 | 259 | 10.5082 | 2750 | 3150 | Not stackable | 8535 4000 | SEK | 1071797 | MSC MELATILDE | SWEDEN | Gothenburg | Khalifa port | 2025-07-17 | 2025-08-26 |  |  |  |  | 2025-09-06 | [9 empty] | CASE_LIST | 1 |  | warehouse | DSV Outdoor | 2025-09-06 | warehouse | 1 | 1 | -1 | 0 | 4.06 | 0 | 4.06 | HITACHI(HE) |  | 0 | 1 | 1 | 2 | Flow 2: Port → WH → Site | DSV Outdoor | HITACHI
6449 | PRL-ZAK-013-O | HVDC-ADOPT-HE-0438 | AGI | EQ-044 | 366404 | 1 | Outdoor covered | DC Pole Bus arrester, DC | 252 | 161 | 259 | 10.5082 | 2750 | 3150 | Not stackable | 8535 4000 | SEK | 1071797 | MSC MELATILDE | SWEDEN | Gothenburg | Khalifa port | 2025-07-17 | 2025-08-26 |  |  |  |  | 2025-09-06 | [9 empty] | CASE_LIST | 1 |  | warehouse | DSV Outdoor | 2025-09-06 | warehouse | 1 | 1 | -1 | 0 | 4.06 | 0 | 4.06 | HITACHI(HE) |  | 0 | 1 | 1 | 2 | Flow 2: Port → WH → Site | DSV Outdoor | HITACHI
6450 | PRL-ZAK-013-O | HVDC-ADOPT-HE-0438 | AGI | EQ-044 | 366405 | 1 | Outdoor covered | DC Pole Bus arrester, DC | 252 | 161 | 259 | 10.5082 | 2750 | 3150 | Not stackable | 8535 4000 | SEK | 1071797 | MSC MELATILDE | SWEDEN | Gothenburg | Khalifa port | 2025-07-17 | 2025-08-26 |  |  |  |  | 2025-09-06 | [9 empty] | CASE_LIST | 1 |  | warehouse | DSV Outdoor | 2025-09-06 | warehouse | 1 | 1 | -1 | 0 | 4.06 | 0 | 4.06 | HITACHI(HE) |  | 0 | 1 | 1 | 2 | Flow 2: Port → WH → Site | DSV Outdoor | HITACHI
6451 | PRL-ZAK-013-O | HVDC-ADOPT-HE-0438 | AGI | EQ-044 | 366406 | 1 | Outdoor covered | DC Pole Bus arrester, DC | 252 | 161 | 259 | 10.5082 | 2750 | 3150 | Not stackable | 8535 4000 | SEK | 1071797 | MSC MELATILDE | SWEDEN | Gothenburg | Khalifa port | 2025-07-17 | 2025-08-26 |  |  |  |  | 2025-09-06 | [9 empty] | CASE_LIST | 1 |  | warehouse | DSV Outdoor | 2025-09-06 | warehouse | 1 | 1 | -1 | 0 | 4.06 | 0 | 4.06 | HITACHI(HE) |  | 0 | 1 | 1 | 2 | Flow 2: Port → WH → Site | DSV Outdoor | HITACHI
6751 | PRL-MIR-010-O12 | HVDC-ADOPT-HE-0437 | MIR | EQ-300 | 280040 | 1 | Outdoor covered | pipe support CR. PL 67 Comb.2 | 355 | 105 | 110 | 4.1002 | 480 | 930 | Stackable 1 tier | 84198910 | SEK | 331436.4 | MSC Carmela | SWEDEN | Gothenburg | Khalifa port | 2025-07-31 | 2025-09-08 | [10 empty] | 2025-09-23 |  |  |  | CASE_LIST |  | 1 | site | MIR | 2025-09-23 | site | 0 | 1 | 1 | 2 | 3.73 | 1 | 3.73 | HITACHI(HE) |  | 1 | 1 | 0 | 1 | Flow 1: Port → Site | MIR | HITACHI
6752 | PRL-MIR-010-O12 | HVDC-ADOPT-HE-0437 | MIR | EQ-300 | 280068 | 1 | Outdoor covered | pipe support CO. PL 68 Comb.3 | 135 | 90 | 95 | 1.1542 | 250 | 340 | Stackable 1 tier | 84198910 | SEK | 331436.4 | MSC Carmela | SWEDEN | Gothenburg | Khalifa port | 2025-07-31 | 2025-09-08 | [10 empty] | 2025-09-23 |  |  |  | CASE_LIST |  | 1 | site | MIR | 2025-09-23 | site | 0 | 1 | 1 | 2 | 1.22 | 1 | 1.22 | HITACHI(HE) |  | 1 | 1 | 0 | 1 | Flow 1: Port → Site | MIR | HITACHI
6362 | PRL-O-040-O1 | HVDC-ADOPT-HE-0436 | MIR | EQ-002 | SWIU1260495 | 1 | Outdoor | NYTRO 10XN Transformer Oil | 606 | 244 | 259 | 38.2968 | 21540 | 21540 | Stackable | 2710 2090 | USD | 43851.12 | GERHARD SCHULTE | BELGIUM | Antwerp | Khalifa port | 2025-07-11 | 2025-08-22 | [10 empty] | 2025-08-28 |  |  |  | CASE_LIST |  | 1 | site | MIR | 2025-08-28 | site | 0 | 1 | 1 | 2 | 14.79 | 1 | 14.79 | HITACHI(HE) |  | 1 | 1 | 0 | 1 | Flow 1: Port → Site | MIR | HITACHI
6363 | PRL-O-040-O1 | HVDC-ADOPT-HE-0436 | MIR | EQ-002 | GMCU3261476 | 1 | Outdoor | NYTRO 10XN Transformer Oil | 606 | 244 | 259 | 38.2968 | 21160 | 21160 | Stackable | 2710 2090 | USD | 43077.53 | GERHARD SCHULTE | BELGIUM | Antwerp | Khalifa port | 2025-07-11 | 2025-08-22 | [10 empty] | 2025-08-28 |  |  |  | CASE_LIST |  | 1 | site | MIR | 2025-08-28 | site | 0 | 1 | 1 | 2 | 14.79 | 1 | 14.79 | HITACHI(HE) |  | 1 | 1 | 0 | 1 | Flow 1: Port → Site | MIR | HITACHI
6364 | PRL-O-040-O1 | HVDC-ADOPT-HE-0436 | MIR | EQ-002 | FLNU5002222 | 1 | Outdoor | NYTRO 10XN Transformer Oil | 606 | 244 | 259 | 38.2968 | 20520 | 20520 | Stackable | 2710 2090 | USD | 41774.62 | GERHARD SCHULTE | BELGIUM | Antwerp | Khalifa port | 2025-07-11 | 2025-08-22 | [10 empty] | 2025-08-28 |  |  |  | CASE_LIST |  | 1 | site | MIR | 2025-08-28 | site | 0 | 1 | 1 | 2 | 14.79 | 1 | 14.79 | HITACHI(HE) |  | 1 | 1 | 0 | 1 | Flow 1: Port → Site | MIR | HITACHI
6365 | PRL-O-040-O1 | HVDC-ADOPT-HE-0436 | MIR | EQ-002 | FLNU6810919 | 1 | Outdoor | NYTRO 10XN Transformer Oil | 606 | 244 | 259 | 38.2968 | 21260 | 21260 | Stackable | 2710 2090 | USD | 43281.11 | GERHARD SCHULTE | BELGIUM | Antwerp | Khalifa port | 2025-07-11 | 2025-08-22 | [10 empty] | 2025-08-28 |  |  |  | CASE_LIST |  | 1 | site | MIR | 2025-08-28 | site | 0 | 1 | 1 | 2 | 14.79 | 1 | 14.79 | HITACHI(HE) |  | 1 | 1 | 0 | 1 | Flow 1: Port → Site | MIR | HITACHI
6318 | PRL-DAS-039-O2 | HVDC-ADOPT-HE-0435 | DAS | EQ-353 | 209437 | 1 | Outdoor | Value hall pos. DC-side Insulator 309 | 284 | 101.5 | 80.5 | 2.3205 | 606 | 813 | Stackable 2 tier | 8546 2000 | EUR | 2995.65 | MSC EVA | CHINA | Shanghai | Khalifa port | 2025-07-24 | 2025-08-18 | [6 empty] | 2025-09-04 | [5 empty] | 2025-09-07 |  | CASE_LIST | 1 | 1 | site | DAS | 2025-09-07 | site | 1 | 2 | 0 | 2 | 2.88 | 2 | 2.88 | HITACHI(HE) |  | 1 | 2 | 1 | 3 | Flow 3: Port → MOSB → Site | DAS | HITACHI
6319 | PRL-DAS-039-O2 | HVDC-ADOPT-HE-0435 | DAS | EQ-353 | 209438 | 1 | Outdoor | Value hall pos. DC-side Insulator 309 | 283 | 40.5 | 51.5 | 0.59027 | 101 | 181 | Stackable 2 tier | 8546 2000 | EUR | 2995.65 | MSC EVA | CHINA | Shanghai | Khalifa port | 2025-07-24 | 2025-08-18 | [6 empty] | 2025-09-04 | [5 empty] | 2025-09-07 |  | CASE_LIST | 1 | 1 | site | DAS | 2025-09-07 | site | 1 | 2 | 0 | 2 | 1.15 | 2 | 1.15 | HITACHI(HE) |  | 1 | 2 | 1 | 3 | Flow 3: Port → MOSB → Site | DAS | HITACHI
6320 | PRL-DAS-039-O2 | HVDC-ADOPT-HE-0435 | DAS | EQ-353 | 209439 | 1 | Outdoor | AC hall Insulator 301 | 84 | 84 | 188.8 | 1.3322 | 450 | 558 | Stackable 2 tier | 8546 2000 | EUR | 4276.8 | MSC EVA | CHINA | Shanghai | Khalifa port | 2025-07-24 | 2025-08-18 | [6 empty] | 2025-09-04 | [5 empty] | 2025-09-07 |  | CASE_LIST | 1 | 1 | site | DAS | 2025-09-07 | site | 1 | 2 | 0 | 2 | 0.71 | 2 | 0.71 | HITACHI(HE) |  | 1 | 2 | 1 | 3 | Flow 3: Port → MOSB → Site | DAS | HITACHI
6321 | PRL-DAS-039-O2 | HVDC-ADOPT-HE-0435 | DAS | EQ-353 | 209440 | 1 | Outdoor | AC hall Insulator 301 | 84 | 84 | 188.8 | 1.3322 | 450 | 558 | Stackable 2 tier | 8546 2000 | EUR | 4276.8 | MSC EVA | CHINA | Shanghai | Khalifa port | 2025-07-24 | 2025-08-18 | [6 empty] | 2025-09-04 | [5 empty] | 2025-09-07 |  | CASE_LIST | 1 | 1 | site | DAS | 2025-09-07 | site | 1 | 2 | 0 | 2 | 0.71 | 2 | 0.71 | HITACHI(HE) |  | 1 | 2 | 1 | 3 | Flow 3: Port → MOSB → Site | DAS | HITACHI
6322 | PRL-DAS-039-O2 | HVDC-ADOPT-HE-0435 | DAS | EQ-353 | 209441 | 1 | Outdoor | AC hall Insulator 301 | 84 | 84 | 188.8 | 1.3322 | 450 | 558 | Stackable 2 tier | 8546 2000 | EUR | 4276.8 | MSC EVA | CHINA | Shanghai | Khalifa port | 2025-07-24 | 2025-08-18 | [6 empty] | 2025-09-04 | [5 empty] | 2025-09-07 |  | CASE_LIST | 1 | 1 | site | DAS | 2025-09-07 | site | 1 | 2 | 0 | 2 | 0.71 | 2 | 0.71 | HITACHI(HE) |  | 1 | 2 | 1 | 3 | Flow 3: Port → MOSB → Site | DAS | HITACHI
6323 | PRL-DAS-039-O2 | HVDC-ADOPT-HE-0435 | DAS | EQ-353 | 209442 | 1 | Outdoor | AC hall Insulator 301 | 84 | 84 | 188.8 | 1.3322 | 450 | 558 | Stackable 2 tier | 8546 2000 | EUR | 4276.8 | MSC EVA | CHINA | Shanghai | Khalifa port | 2025-07-24 | 2025-08-18 | [6 empty] | 2025-09-04 | [5 empty] | 2025-09-07 |  | CASE_LIST | 1 | 1 | site | DAS | 2025-09-07 | site | 1 | 2 | 0 | 2 | 0.71 | 2 | 0.71 | HITACHI(HE) |  | 1 | 2 | 1 | 3 | Flow 3: Port → MOSB → Site | DAS | HITACHI
6324 | PRL-DAS-039-O2 | HVDC-ADOPT-HE-0435 | DAS | EQ-353 | 209443 | 1 | Outdoor | Valve hall neutral DC-side Insulator 310 | 84 | 84 | 65 | 0.45864 | 198 | 263 | Stackable 2 tier | 8546 2000 | EUR | 2029.05 | MSC EVA | CHINA | Shanghai | Khalifa port | 2025-07-24 | 2025-08-18 | [6 empty] | 2025-09-04 | [5 empty] | 2025-09-07 |  | CASE_LIST | 1 | 1 | site | DAS | 2025-09-07 | site | 1 | 2 | 0 | 2 | 0.71 | 2 | 0.71 | HITACHI(HE) |  | 1 | 2 | 1 | 3 | Flow 3: Port → MOSB → Site | DAS | HITACHI
6325 | PRL-DAS-039-O2 | HVDC-ADOPT-HE-0435 | DAS | EQ-353 | 209444 | 1 | Outdoor | DC hall Insulator 311 | 385 | 122.5 | 95.5 | 4.504 | 708 | 1047 | Stackable 2 tier | 8546 2000 | EUR | 2631.439 | MSC EVA | CHINA | Shanghai | Khalifa port | 2025-07-24 | 2025-08-18 | [6 empty] | 2025-09-04 | [5 empty] | 2025-09-07 |  | CASE_LIST | 1 | 1 | site | DAS | 2025-09-07 | site | 1 | 2 | 0 | 2 | 4.72 | 2 | 4.72 | HITACHI(HE) |  | 1 | 2 | 1 | 3 | Flow 3: Port → MOSB → Site | DAS | HITACHI
6326 | PRL-DAS-039-O2 | HVDC-ADOPT-HE-0435 | DAS | EQ-353 | 209445 | 1 | Outdoor | DC hall Insulator 311 | 385 | 122.5 | 95.5 | 4.504 | 708 | 1047 | Stackable 2 tier | 8546 2000 | EUR | 2631.439 | MSC EVA | CHINA | Shanghai | Khalifa port | 2025-07-24 | 2025-08-18 | [6 empty] | 2025-09-04 | [5 empty] | 2025-09-07 |  | CASE_LIST | 1 | 1 | site | DAS | 2025-09-07 | site | 1 | 2 | 0 | 2 | 4.72 | 2 | 4.72 | HITACHI(HE) |  | 1 | 2 | 1 | 3 | Flow 3: Port → MOSB → Site | DAS | HITACHI
6327 | PRL-DAS-039-O2 | HVDC-ADOPT-HE-0435 | DAS | EQ-353 | 209446 | 1 | Outdoor | DC hall Insulator 311 | 385 | 122.5 | 95.5 | 4.504 | 708 | 1047 | Stackable 2 tier | 8546 2000 | EUR | 2631.439 | MSC EVA | CHINA | Shanghai | Khalifa port | 2025-07-24 | 2025-08-18 | [6 empty] | 2025-09-04 | [5 empty] | 2025-09-07 |  | CASE_LIST | 1 | 1 | site | DAS | 2025-09-07 | site | 1 | 2 | 0 | 2 | 4.72 | 2 | 4.72 | HITACHI(HE) |  | 1 | 2 | 1 | 3 | Flow 3: Port → MOSB → Site | DAS | HITACHI
6328 | PRL-DAS-039-O2 | HVDC-ADOPT-HE-0435 | DAS | EQ-353 | 209447 | 1 | Outdoor | DC hall Insulator 311 | 385 | 122.5 | 95.5 | 4.504 | 708 | 1047 | Stackable 2 tier | 8546 2000 | EUR | 2631.439 | MSC EVA | CHINA | Shanghai | Khalifa port | 2025-07-24 | 2025-08-18 | [6 empty] | 2025-09-04 | [5 empty] | 2025-09-07 |  | CASE_LIST | 1 | 1 | site | DAS | 2025-09-07 | site | 1 | 2 | 0 | 2 | 4.72 | 2 | 4.72 | HITACHI(HE) |  | 1 | 2 | 1 | 3 | Flow 3: Port → MOSB → Site | DAS | HITACHI
6329 | PRL-DAS-039-O2 | HVDC-ADOPT-HE-0435 | DAS | EQ-353 | 209448 | 1 | Outdoor | DC hall Insulator 311 | 380 | 44 | 57 | 0.95304 | 118 | 188 | Stackable 2 tier | 8546 2000 | EUR | 2631.439 | MSC EVA | CHINA | Shanghai | Khalifa port | 2025-07-24 | 2025-08-18 | [6 empty] | 2025-09-04 | [5 empty] | 2025-09-07 |  | CASE_LIST | 1 | 1 | site | DAS | 2025-09-07 | site | 1 | 2 | 0 | 2 | 1.67 | 2 | 1.67 | HITACHI(HE) |  | 1 | 2 | 1 | 3 | Flow 3: Port → MOSB → Site | DAS | HITACHI
6330 | PRL-DAS-039-O2 | HVDC-ADOPT-HE-0435 | DAS | EQ-353 | 209449 | 1 | Outdoor | DC hall Insulator 311 | 380 | 44 | 57 | 0.95304 | 118 | 188 | Stackable 2 tier | 8546 2000 | EUR | 2631.439 | MSC EVA | CHINA | Shanghai | Khalifa port | 2025-07-24 | 2025-08-18 | [6 empty] | 2025-09-04 | [5 empty] | 2025-09-07 |  | CASE_LIST | 1 | 1 | site | DAS | 2025-09-07 | site | 1 | 2 | 0 | 2 | 1.67 | 2 | 1.67 | HITACHI(HE) |  | 1 | 2 | 1 | 3 | Flow 3: Port → MOSB → Site | DAS | HITACHI
6331 | PRL-DAS-039-O2 | HVDC-ADOPT-HE-0435 | DAS | EQ-353 | 209450 | 1 | Outdoor | DC hall Insulator 311 | 380 | 44 | 57 | 0.95304 | 118 | 188 | Stackable 2 tier | 8546 2000 | EUR | 2631.439 | MSC EVA | CHINA | Shanghai | Khalifa port | 2025-07-24 | 2025-08-18 | [6 empty] | 2025-09-04 | [5 empty] | 2025-09-07 |  | CASE_LIST | 1 | 1 | site | DAS | 2025-09-07 | site | 1 | 2 | 0 | 2 | 1.67 | 2 | 1.67 | HITACHI(HE) |  | 1 | 2 | 1 | 3 | Flow 3: Port → MOSB → Site | DAS | HITACHI
6332 | PRL-DAS-039-O2 | HVDC-ADOPT-HE-0435 | DAS | EQ-353 | 209451 | 1 | Outdoor | DC hall Insulator 311 | 380 | 44 | 57 | 0.95304 | 118 | 188 | Stackable 2 tier | 8546 2000 | EUR | 2631.439 | MSC EVA | CHINA | Shanghai | Khalifa port | 2025-07-24 | 2025-08-18 | [6 empty] | 2025-09-04 | [5 empty] | 2025-09-07 |  | CASE_LIST | 1 | 1 | site | DAS | 2025-09-07 | site | 1 | 2 | 0 | 2 | 1.67 | 2 | 1.67 | HITACHI(HE) |  | 1 | 2 | 1 | 3 | Flow 3: Port → MOSB → Site | DAS | HITACHI
6333 | PRL-DAS-039-O2 | HVDC-ADOPT-HE-0435 | DAS | EQ-353 | 209452 | 1 | Outdoor | DC hall Insulator 311 | 380 | 44 | 57 | 0.95304 | 118 | 188 | Stackable 2 tier | 8546 2000 | EUR | 2631.439 | MSC EVA | CHINA | Shanghai | Khalifa port | 2025-07-24 | 2025-08-18 | [6 empty] | 2025-09-04 | [5 empty] | 2025-09-07 |  | CASE_LIST | 1 | 1 | site | DAS | 2025-09-07 | site | 1 | 2 | 0 | 2 | 1.67 | 2 | 1.67 | HITACHI(HE) |  | 1 | 2 | 1 | 3 | Flow 3: Port → MOSB → Site | DAS | HITACHI
6334 | PRL-DAS-039-O2 | HVDC-ADOPT-HE-0435 | DAS | EQ-353 | 209453 | 1 | Outdoor | DC hall Insulator 311-Corona ring | 385 | 122.5 | 95.5 | 4.504 | 114 | 453 | Stackable 2 tier | 8546 2000 | EUR | 2631.439 | MSC EVA | CHINA | Shanghai | Khalifa port | 2025-07-24 | 2025-08-18 | [6 empty] | 2025-09-04 | [5 empty] | 2025-09-07 |  | CASE_LIST | 1 | 1 | site | DAS | 2025-09-07 | site | 1 | 2 | 0 | 2 | 4.72 | 2 | 4.72 | HITACHI(HE) |  | 1 | 2 | 1 | 3 | Flow 3: Port → MOSB → Site | DAS | HITACHI
6335 | PRL-DAS-039-O2 | HVDC-ADOPT-HE-0435 | DAS | EQ-353 | 209454 | 1 | Outdoor | DC hall Insulator 311-Corona ring | 385 | 122.5 | 95.5 | 4.504 | 114 | 453 | Stackable 2 tier | 8546 2000 | EUR | 2631.439 | MSC EVA | CHINA | Shanghai | Khalifa port | 2025-07-24 | 2025-08-18 | [6 empty] | 2025-09-04 | [5 empty] | 2025-09-07 |  | CASE_LIST | 1 | 1 | site | DAS | 2025-09-07 | site | 1 | 2 | 0 | 2 | 4.72 | 2 | 4.72 | HITACHI(HE) |  | 1 | 2 | 1 | 3 | Flow 3: Port → MOSB → Site | DAS | HITACHI
6336 | PRL-DAS-039-O2 | HVDC-ADOPT-HE-0435 | DAS | EQ-353 | 209455 | 1 | Outdoor | DC hall Insulator 311-Corona ring | 385 | 122.5 | 95.5 | 4.504 | 114 | 453 | Stackable 2 tier | 8546 2000 | EUR | 2631.439 | MSC EVA | CHINA | Shanghai | Khalifa port | 2025-07-24 | 2025-08-18 | [6 empty] | 2025-09-04 | [5 empty] | 2025-09-07 |  | CASE_LIST | 1 | 1 | site | DAS | 2025-09-07 | site | 1 | 2 | 0 | 2 | 4.72 | 2 | 4.72 | HITACHI(HE) |  | 1 | 2 | 1 | 3 | Flow 3: Port → MOSB → Site | DAS | HITACHI
6337 | PRL-DAS-039-O2 | HVDC-ADOPT-HE-0435 | DAS | EQ-353 | 209456 | 1 | Outdoor | DC hall Insulator 311-Corona ring | 385 | 122.5 | 95.5 | 4.504 | 114 | 453 | Stackable 2 tier | 8546 2000 | EUR | 2631.439 | MSC EVA | CHINA | Shanghai | Khalifa port | 2025-07-24 | 2025-08-18 | [6 empty] | 2025-09-04 | [5 empty] | 2025-09-07 |  | CASE_LIST | 1 | 1 | site | DAS | 2025-09-07 | site | 1 | 2 | 0 | 2 | 4.72 | 2 | 4.72 | HITACHI(HE) |  | 1 | 2 | 1 | 3 | Flow 3: Port → MOSB → Site | DAS | HITACHI
6338 | PRL-DAS-039-O2 | HVDC-ADOPT-HE-0435 | DAS | EQ-353 | 209457 | 1 | Outdoor | DC hall Insulator 311-Corona ring | 385 | 122.5 | 95.5 | 4.504 | 95 | 434 | Stackable 2 tier | 8546 2000 | EUR | 2631.439 | MSC EVA | CHINA | Shanghai | Khalifa port | 2025-07-24 | 2025-08-18 | [6 empty] | 2025-09-04 | [5 empty] | 2025-09-07 |  | CASE_LIST | 1 | 1 | site | DAS | 2025-09-07 | site | 1 | 2 | 0 | 2 | 4.72 | 2 | 4.72 | HITACHI(HE) |  | 1 | 2 | 1 | 3 | Flow 3: Port → MOSB → Site | DAS | HITACHI
6339 | PRL-DAS-039-O2 | HVDC-ADOPT-HE-0435 | DAS | EQ-353 | 209458 | 1 | Outdoor | 313 DC hall | 382 | 118 | 57.5 | 2.5919 | 354 | 623 | Stackable 2 tier | 8546 2000 | EUR | 952.7625 | MSC EVA | CHINA | Shanghai | Khalifa port | 2025-07-24 | 2025-08-18 | [6 empty] | 2025-09-04 | [5 empty] | 2025-09-09 |  | CASE_LIST | 1 | 1 | site | DAS | 2025-09-09 | site | 1 | 2 | 0 | 2 | 4.51 | 2 | 4.51 | HITACHI(HE) |  | 1 | 2 | 1 | 3 | Flow 3: Port → MOSB → Site | DAS | HITACHI
6340 | PRL-DAS-039-O2 | HVDC-ADOPT-HE-0435 | DAS | EQ-353 | 209459 | 1 | Outdoor | 313 DC hall-Corona ring | 122 | 122 | 70.5 | 1.0493 | 19 | 109 | Stackable 2 tier | 8546 2000 | EUR | 952.7625 | MSC EVA | CHINA | Shanghai | Khalifa port | 2025-07-24 | 2025-08-18 | [6 empty] | 2025-09-04 | [5 empty] | 2025-09-07 |  | CASE_LIST | 1 | 1 | site | DAS | 2025-09-07 | site | 1 | 2 | 0 | 2 | 1.49 | 2 | 1.49 | HITACHI(HE) |  | 1 | 2 | 1 | 3 | Flow 3: Port → MOSB → Site | DAS | HITACHI
6341 | PRL-DAS-039-O2 | HVDC-ADOPT-HE-0435 | DAS | EQ-353 | 209460 | 1 | Outdoor | 313 DC hall-Corona ring | 122 | 122 | 70.5 | 1.0493 | 19 | 109 | Stackable 2 tier | 8546 2000 | EUR | 952.7625 | MSC EVA | CHINA | Shanghai | Khalifa port | 2025-07-24 | 2025-08-18 | [6 empty] | 2025-09-04 | [5 empty] | 2025-09-07 |  | CASE_LIST | 1 | 1 | site | DAS | 2025-09-07 | site | 1 | 2 | 0 | 2 | 1.49 | 2 | 1.49 | HITACHI(HE) |  | 1 | 2 | 1 | 3 | Flow 3: Port → MOSB → Site | DAS | HITACHI
6342 | PRL-DAS-039-O2 | HVDC-ADOPT-HE-0435 | DAS | EQ-353 | 209461 | 1 | Outdoor | 313 DC hall-Corona ring | 122 | 122 | 70.5 | 1.0493 | 19 | 109 | Stackable 2 tier | 8546 2000 | EUR | 952.7625 | MSC EVA | CHINA | Shanghai | Khalifa port | 2025-07-24 | 2025-08-18 | [6 empty] | 2025-09-04 | [5 empty] | 2025-09-07 |  | CASE_LIST | 1 | 1 | site | DAS | 2025-09-07 | site | 1 | 2 | 0 | 2 | 1.49 | 2 | 1.49 | HITACHI(HE) |  | 1 | 2 | 1 | 3 | Flow 3: Port → MOSB → Site | DAS | HITACHI
6343 | PRL-DAS-039-O2 | HVDC-ADOPT-HE-0435 | DAS | EQ-353 | 209462 | 1 | Outdoor | Reactor hall Insulator 306 | 264 | 102 | 83.5 | 2.2485 | 630 | 863 | Stackable 2 tier | 8546 2000 | EUR | 3089.423 | MSC EVA | CHINA | Shanghai | Khalifa port | 2025-07-24 | 2025-08-18 | [6 empty] | 2025-09-04 | [5 empty] | 2025-09-07 |  | CASE_LIST | 1 | 1 | site | DAS | 2025-09-07 | site | 1 | 2 | 0 | 2 | 2.69 | 2 | 2.69 | HITACHI(HE) |  | 1 | 2 | 1 | 3 | Flow 3: Port → MOSB → Site | DAS | HITACHI
6344 | PRL-DAS-039-O2 | HVDC-ADOPT-HE-0435 | DAS | EQ-353 | 209463 | 1 | Outdoor | Reactor hall Insulator 306 | 264 | 102 | 83.5 | 2.2485 | 630 | 863 | Stackable 2 tier | 8546 2000 | EUR | 3089.423 | MSC EVA | CHINA | Shanghai | Khalifa port | 2025-07-24 | 2025-08-18 | [6 empty] | 2025-09-04 | [5 empty] | 2025-09-07 |  | CASE_LIST | 1 | 1 | site | DAS | 2025-09-07 | site | 1 | 2 | 0 | 2 | 2.69 | 2 | 2.69 | HITACHI(HE) |  | 1 | 2 | 1 | 3 | Flow 3: Port → MOSB → Site | DAS | HITACHI
6345 | PRL-DAS-039-O2 | HVDC-ADOPT-HE-0435 | DAS | EQ-353 | 209464 | 1 | Outdoor | Reactor hall Insulator 306 | 264 | 102 | 83.5 | 2.2485 | 630 | 863 | Stackable 2 tier | 8546 2000 | EUR | 3089.423 | MSC EVA | CHINA | Shanghai | Khalifa port | 2025-07-24 | 2025-08-18 | [6 empty] | 2025-09-04 | [5 empty] | 2025-09-07 |  | CASE_LIST | 1 | 1 | site | DAS | 2025-09-07 | site | 1 | 2 | 0 | 2 | 2.69 | 2 | 2.69 | HITACHI(HE) |  | 1 | 2 | 1 | 3 | Flow 3: Port → MOSB → Site | DAS | HITACHI
6346 | PRL-DAS-039-O2 | HVDC-ADOPT-HE-0435 | DAS | EQ-353 | 209465 | 1 | Outdoor | Reactor hall Insulator 306 | 264 | 102 | 83.5 | 2.2485 | 630 | 863 | Stackable 2 tier | 8546 2000 | EUR | 3089.423 | MSC EVA | CHINA | Shanghai | Khalifa port | 2025-07-24 | 2025-08-18 | [6 empty] | 2025-09-04 | [5 empty] | 2025-09-07 |  | CASE_LIST | 1 | 1 | site | DAS | 2025-09-07 | site | 1 | 2 | 0 | 2 | 2.69 | 2 | 2.69 | HITACHI(HE) |  | 1 | 2 | 1 | 3 | Flow 3: Port → MOSB → Site | DAS | HITACHI
6347 | PRL-DAS-039-O2 | HVDC-ADOPT-HE-0435 | DAS | EQ-353 | 209466 | 1 | Outdoor | Reactor hall Insulator 306 | 264 | 102 | 83.5 | 2.2485 | 630 | 863 | Stackable 2 tier | 8546 2000 | EUR | 3089.423 | MSC EVA | CHINA | Shanghai | Khalifa port | 2025-07-24 | 2025-08-18 | [6 empty] | 2025-09-04 | [5 empty] | 2025-09-07 |  | CASE_LIST | 1 | 1 | site | DAS | 2025-09-07 | site | 1 | 2 | 0 | 2 | 2.69 | 2 | 2.69 | HITACHI(HE) |  | 1 | 2 | 1 | 3 | Flow 3: Port → MOSB → Site | DAS | HITACHI
6348 | PRL-DAS-039-O2 | HVDC-ADOPT-HE-0435 | DAS | EQ-353 | 209467 | 1 | Outdoor | Reactor hall Insulator 306 | 264 | 102 | 83.5 | 2.2485 | 630 | 863 | Stackable 2 tier | 8546 2000 | EUR | 3089.423 | MSC EVA | CHINA | Shanghai | Khalifa port | 2025-07-24 | 2025-08-18 | [6 empty] | 2025-09-04 | [5 empty] | 2025-09-07 |  | CASE_LIST | 1 | 1 | site | DAS | 2025-09-07 | site | 1 | 2 | 0 | 2 | 2.69 | 2 | 2.69 | HITACHI(HE) |  | 1 | 2 | 1 | 3 | Flow 3: Port → MOSB → Site | DAS | HITACHI
6349 | PRL-DAS-039-O2 | HVDC-ADOPT-HE-0435 | DAS | EQ-353 | 209468 | 1 | Outdoor | Reactor hall Insulator 306 | 264 | 102 | 83.5 | 2.2485 | 630 | 863 | Stackable 2 tier | 8546 2000 | EUR | 3089.423 | MSC EVA | CHINA | Shanghai | Khalifa port | 2025-07-24 | 2025-08-18 | [6 empty] | 2025-09-04 | [5 empty] | 2025-09-07 |  | CASE_LIST | 1 | 1 | site | DAS | 2025-09-07 | site | 1 | 2 | 0 | 2 | 2.69 | 2 | 2.69 | HITACHI(HE) |  | 1 | 2 | 1 | 3 | Flow 3: Port → MOSB → Site | DAS | HITACHI
6350 | PRL-DAS-039-O2 | HVDC-ADOPT-HE-0435 | DAS | EQ-353 | 209469 | 1 | Outdoor | Reactor hall Insulator 306 | 264 | 102 | 83.5 | 2.2485 | 630 | 863 | Stackable 2 tier | 8546 2000 | EUR | 3089.423 | MSC EVA | CHINA | Shanghai | Khalifa port | 2025-07-24 | 2025-08-18 | [6 empty] | 2025-09-04 | [5 empty] | 2025-09-07 |  | CASE_LIST | 1 | 1 | site | DAS | 2025-09-07 | site | 1 | 2 | 0 | 2 | 2.69 | 2 | 2.69 | HITACHI(HE) |  | 1 | 2 | 1 | 3 | Flow 3: Port → MOSB → Site | DAS | HITACHI
6351 | PRL-DAS-039-O2 | HVDC-ADOPT-HE-0435 | DAS | EQ-353 | 209470 | 1 | Outdoor | Reactor hall Insulator 306 | 264 | 45 | 49.5 | 0.58806 | 105 | 174 | Stackable 2 tier | 8546 2000 | EUR | 3089.423 | MSC EVA | CHINA | Shanghai | Khalifa port | 2025-07-24 | 2025-08-18 | [6 empty] | 2025-09-04 | [5 empty] | 2025-09-07 |  | CASE_LIST | 1 | 1 | site | DAS | 2025-09-07 | site | 1 | 2 | 0 | 2 | 1.19 | 2 | 1.19 | HITACHI(HE) |  | 1 | 2 | 1 | 3 | Flow 3: Port → MOSB → Site | DAS | HITACHI
6352 | PRL-DAS-039-O2 | HVDC-ADOPT-HE-0435 | DAS | EQ-353 | 209471 | 1 | Outdoor | Reactor hall Insulator 306 | 264 | 45 | 49.5 | 0.58806 | 105 | 174 | Stackable 2 tier | 8546 2000 | EUR | 3089.423 | MSC EVA | CHINA | Shanghai | Khalifa port | 2025-07-24 | 2025-08-18 | [6 empty] | 2025-09-04 | [5 empty] | 2025-09-07 |  | CASE_LIST | 1 | 1 | site | DAS | 2025-09-07 | site | 1 | 2 | 0 | 2 | 1.19 | 2 | 1.19 | HITACHI(HE) |  | 1 | 2 | 1 | 3 | Flow 3: Port → MOSB → Site | DAS | HITACHI
6353 | PRL-DAS-039-O2 | HVDC-ADOPT-HE-0435 | DAS | EQ-353 | 209472 | 1 | Outdoor | Reactor hall Insulator 306-Corona ring | 374 | 119.5 | 97.5 | 4.3576 | 140 | 242 | Stackable 2 tier | 8546 2000 | EUR | 3089.423 | MSC EVA | CHINA | Shanghai | Khalifa port | 2025-07-24 | 2025-08-18 | [6 empty] | 2025-09-04 | [5 empty] | 2025-09-07 |  | CASE_LIST | 1 | 1 | site | DAS | 2025-09-07 | site | 1 | 2 | 0 | 2 | 4.47 | 2 | 4.47 | HITACHI(HE) |  | 1 | 2 | 1 | 3 | Flow 3: Port → MOSB → Site | DAS | HITACHI
6354 | PRL-DAS-039-O2 | HVDC-ADOPT-HE-0435 | DAS | EQ-353 | 209473 | 1 | Outdoor | Reactor hall Insulator 306-Corona ring | 374 | 119.5 | 97.5 | 4.3576 | 140 | 242 | Stackable 2 tier | 8546 2000 | EUR | 3089.423 | MSC EVA | CHINA | Shanghai | Khalifa port | 2025-07-24 | 2025-08-18 | [6 empty] | 2025-09-04 | [5 empty] | 2025-09-07 |  | CASE_LIST | 1 | 1 | site | DAS | 2025-09-07 | site | 1 | 2 | 0 | 2 | 4.47 | 2 | 4.47 | HITACHI(HE) |  | 1 | 2 | 1 | 3 | Flow 3: Port → MOSB → Site | DAS | HITACHI
6355 | PRL-DAS-039-O2 | HVDC-ADOPT-HE-0435 | DAS | EQ-353 | 209474 | 1 | Outdoor | Reactor hall Insulator 306-Corona ring | 284 | 101.5 | 80.5 | 2.3205 | 70 | 172 | Stackable 2 tier | 8546 2000 | EUR | 3089.423 | MSC EVA | CHINA | Shanghai | Khalifa port | 2025-07-24 | 2025-08-18 | [6 empty] | 2025-09-04 | [5 empty] | 2025-09-07 |  | CASE_LIST | 1 | 1 | site | DAS | 2025-09-07 | site | 1 | 2 | 0 | 2 | 2.88 | 2 | 2.88 | HITACHI(HE) |  | 1 | 2 | 1 | 3 | Flow 3: Port → MOSB → Site | DAS | HITACHI
6356 | PRL-DAS-039-O2 | HVDC-ADOPT-HE-0435 | DAS | EQ-353 | 209475 | 1 | Outdoor | DC Neutral Insulator 312a | 84 | 84 | 63.8 | 0.45017 | 176 | 230 | Stackable 2 tier | 8546 2000 | EUR | 1690.875 | MSC EVA | CHINA | Shanghai | Khalifa port | 2025-07-24 | 2025-08-18 | [6 empty] | 2025-09-04 | [5 empty] | 2025-09-07 |  | CASE_LIST | 1 | 1 | site | DAS | 2025-09-07 | site | 1 | 2 | 0 | 2 | 0.71 | 2 | 0.71 | HITACHI(HE) |  | 1 | 2 | 1 | 3 | Flow 3: Port → MOSB → Site | DAS | HITACHI
6357 | PRL-DAS-039-O2 | HVDC-ADOPT-HE-0435 | DAS | EQ-353 | 209476 | 1 | Outdoor | DC Neutral Insulator 312a | 84 | 84 | 63.8 | 0.45017 | 154 | 219 | Stackable 2 tier | 8546 2000 | EUR | 1690.875 | MSC EVA | CHINA | Shanghai | Khalifa port | 2025-07-24 | 2025-08-18 | [6 empty] | 2025-09-04 | [5 empty] | 2025-09-07 |  | CASE_LIST | 1 | 1 | site | DAS | 2025-09-07 | site | 1 | 2 | 0 | 2 | 0.71 | 2 | 0.71 | HITACHI(HE) |  | 1 | 2 | 1 | 3 | Flow 3: Port → MOSB → Site | DAS | HITACHI
6358 | PRL-DAS-039-O2 | HVDC-ADOPT-HE-0435 | DAS | EQ-353 | 209477 | 1 | Outdoor | DC Neutral Insulator 312b | 84 | 84 | 63.8 | 0.45017 | 176 | 230 | Stackable 2 tier | 8546 2000 | EUR | 1803.6 | MSC EVA | CHINA | Shanghai | Khalifa port | 2025-07-24 | 2025-08-18 | [6 empty] | 2025-09-04 | [5 empty] | 2025-09-07 |  | CASE_LIST | 1 | 1 | site | DAS | 2025-09-07 | site | 1 | 2 | 0 | 2 | 0.71 | 2 | 0.71 | HITACHI(HE) |  | 1 | 2 | 1 | 3 | Flow 3: Port → MOSB → Site | DAS | HITACHI
6359 | PRL-DAS-039-O2 | HVDC-ADOPT-HE-0435 | DAS | EQ-353 | 209478 | 1 | Outdoor | DC Neutral Insulator 312c | 58 | 37.5 | 49 | 0.10658 | 22 | 40 | Stackable 2 tier | 8546 2000 | EUR | 225.45 | MSC EVA | CHINA | Shanghai | Khalifa port | 2025-07-24 | 2025-08-18 | [6 empty] | 2025-09-04 | [5 empty] | 2025-09-07 |  | CASE_LIST | 1 | 1 | site | DAS | 2025-09-07 | site | 1 | 2 | 0 | 2 | 0.22 | 2 | 0.22 | HITACHI(HE) |  | 1 | 2 | 1 | 3 | Flow 3: Port → MOSB → Site | DAS | HITACHI
6360 | PRL-DAS-039-O2 | HVDC-ADOPT-HE-0435 | DAS | EQ-353 | 209479 | 1 | Outdoor | DC Neutral Insulator 312c | 58 | 37.5 | 49 | 0.10658 | 22 | 40 | Stackable 2 tier | 8546 2000 | EUR | 225.45 | MSC EVA | CHINA | Shanghai | Khalifa port | 2025-07-24 | 2025-08-18 | [6 empty] | 2025-09-04 | [5 empty] | 2025-09-07 |  | CASE_LIST | 1 | 1 | site | DAS | 2025-09-07 | site | 1 | 2 | 0 | 2 | 0.22 | 2 | 0.22 | HITACHI(HE) |  | 1 | 2 | 1 | 3 | Flow 3: Port → MOSB → Site | DAS | HITACHI
6361 | PRL-DAS-039-O2 | HVDC-ADOPT-HE-0435 | DAS | EQ-353 | 209480 | 1 | Outdoor | DC Neutral Insulator 312c | 58 | 37.5 | 49 | 0.10658 | 22 | 40 | Stackable 2 tier | 8546 2000 | EUR | 225.45 | MSC EVA | CHINA | Shanghai | Khalifa port | 2025-07-24 | 2025-08-18 | [6 empty] | 2025-09-04 | [5 empty] | 2025-09-07 |  | CASE_LIST | 1 | 1 | site | DAS | 2025-09-07 | site | 1 | 2 | 0 | 2 | 0.22 | 2 | 0.22 | HITACHI(HE) |  | 1 | 2 | 1 | 3 | Flow 3: Port → MOSB → Site | DAS | HITACHI
6288 | PRL-MIR-046-O | HVDC-ADOPT-HE-0434 | MIR | EQ-353 | 281286 | 1 | Outdoor | Reactor hall Insulator 304b | 294 | 102 | 83.5 | 2.504 | 630 | 830 | Stackable 2 tier | 8546 2000 | EUR | 2715.84 | MSC EVA | CHINA | Shanghai | Khalifa port | 2025-07-24 | 2025-08-18 | [10 empty] | 2025-09-04 |  |  |  | CASE_LIST |  | 1 | site | MIR | 2025-09-04 | site | 0 | 1 | 1 | 2 | 3 | 2 | 3 | HITACHI(HE) |  | 1 | 1 | 0 | 1 | Flow 1: Port → Site | MIR | HITACHI
6289 | PRL-MIR-046-O | HVDC-ADOPT-HE-0434 | MIR | EQ-353 | 281287 | 1 | Outdoor | Reactor hall Insulator 304b | 294 | 102 | 83.5 | 2.504 | 630 | 830 | Stackable 2 tier | 8546 2000 | EUR | 2715.84 | MSC EVA | CHINA | Shanghai | Khalifa port | 2025-07-24 | 2025-08-18 | [10 empty] | 2025-09-04 |  |  |  | CASE_LIST |  | 1 | site | MIR | 2025-09-04 | site | 0 | 1 | 1 | 2 | 3 | 2 | 3 | HITACHI(HE) |  | 1 | 1 | 0 | 1 | Flow 1: Port → Site | MIR | HITACHI
6290 | PRL-MIR-046-O | HVDC-ADOPT-HE-0434 | MIR | EQ-353 | 281288 | 1 | Outdoor | Reactor hall Insulator 304b | 294 | 102 | 83.5 | 2.504 | 630 | 830 | Stackable 2 tier | 8546 2000 | EUR | 2715.84 | MSC EVA | CHINA | Shanghai | Khalifa port | 2025-07-24 | 2025-08-18 | [10 empty] | 2025-09-04 |  |  |  | CASE_LIST |  | 1 | site | MIR | 2025-09-04 | site | 0 | 1 | 1 | 2 | 3 | 2 | 3 | HITACHI(HE) |  | 1 | 1 | 0 | 1 | Flow 1: Port → Site | MIR | HITACHI
6291 | PRL-MIR-046-O | HVDC-ADOPT-HE-0434 | MIR | EQ-353 | 281289 | 1 | Outdoor | Reactor hall Insulator 304b | 294 | 102 | 83.5 | 2.504 | 630 | 830 | Stackable 2 tier | 8546 2000 | EUR | 2715.84 | MSC EVA | CHINA | Shanghai | Khalifa port | 2025-07-24 | 2025-08-18 | [10 empty] | 2025-09-04 |  |  |  | CASE_LIST |  | 1 | site | MIR | 2025-09-04 | site | 0 | 1 | 1 | 2 | 3 | 2 | 3 | HITACHI(HE) |  | 1 | 1 | 0 | 1 | Flow 1: Port → Site | MIR | HITACHI
6292 | PRL-MIR-046-O | HVDC-ADOPT-HE-0434 | MIR | EQ-353 | 281290 | 1 | Outdoor | Reactor hall Insulator 304b | 294 | 102 | 83.5 | 2.504 | 630 | 830 | Stackable 2 tier | 8546 2000 | EUR | 2715.84 | MSC EVA | CHINA | Shanghai | Khalifa port | 2025-07-24 | 2025-08-18 | [10 empty] | 2025-09-04 |  |  |  | CASE_LIST |  | 1 | site | MIR | 2025-09-04 | site | 0 | 1 | 1 | 2 | 3 | 2 | 3 | HITACHI(HE) |  | 1 | 1 | 0 | 1 | Flow 1: Port → Site | MIR | HITACHI
6293 | PRL-MIR-046-O | HVDC-ADOPT-HE-0434 | MIR | EQ-353 | 281291 | 1 | Outdoor | Reactor hall Insulator 304b | 294 | 102 | 83.5 | 2.504 | 630 | 830 | Stackable 2 tier | 8546 2000 | EUR | 2715.84 | MSC EVA | CHINA | Shanghai | Khalifa port | 2025-07-24 | 2025-08-18 | [10 empty] | 2025-09-04 |  |  |  | CASE_LIST |  | 1 | site | MIR | 2025-09-04 | site | 0 | 1 | 1 | 2 | 3 | 2 | 3 | HITACHI(HE) |  | 1 | 1 | 0 | 1 | Flow 1: Port → Site | MIR | HITACHI
6294 | PRL-MIR-046-O | HVDC-ADOPT-HE-0434 | MIR | EQ-353 | 281292 | 1 | Outdoor | Reactor hall Insulator 304b | 294 | 102 | 83.5 | 2.504 | 630 | 830 | Stackable 2 tier | 8546 2000 | EUR | 2715.84 | MSC EVA | CHINA | Shanghai | Khalifa port | 2025-07-24 | 2025-08-18 | [10 empty] | 2025-09-04 |  |  |  | CASE_LIST |  | 1 | site | MIR | 2025-09-04 | site | 0 | 1 | 1 | 2 | 3 | 2 | 3 | HITACHI(HE) |  | 1 | 1 | 0 | 1 | Flow 1: Port → Site | MIR | HITACHI
6295 | PRL-MIR-046-O | HVDC-ADOPT-HE-0434 | MIR | EQ-353 | 281293 | 1 | Outdoor | Reactor hall Insulator 304b | 293 | 40.5 | 51.5 | 0.61113 | 105 | 185 | Stackable 2 tier | 8546 2000 | EUR | 2715.84 | MSC EVA | CHINA | Shanghai | Khalifa port | 2025-07-24 | 2025-08-18 | [10 empty] | 2025-09-04 |  |  |  | CASE_LIST |  | 1 | site | MIR | 2025-09-04 | site | 0 | 1 | 1 | 2 | 1.19 | 2 | 1.19 | HITACHI(HE) |  | 1 | 1 | 0 | 1 | Flow 1: Port → Site | MIR | HITACHI
6296 | PRL-MIR-046-O | HVDC-ADOPT-HE-0434 | MIR | EQ-353 | 281294 | 1 | Outdoor | Reactor hall Insulator 304b | 293 | 40.5 | 51.5 | 0.61113 | 105 | 185 | Stackable 2 tier | 8546 2000 | EUR | 2715.84 | MSC EVA | CHINA | Shanghai | Khalifa port | 2025-07-24 | 2025-08-18 | [10 empty] | 2025-09-04 |  |  |  | CASE_LIST |  | 1 | site | MIR | 2025-09-04 | site | 0 | 1 | 1 | 2 | 1.19 | 2 | 1.19 | HITACHI(HE) |  | 1 | 1 | 0 | 1 | Flow 1: Port → Site | MIR | HITACHI
6297 | PRL-MIR-046-O | HVDC-ADOPT-HE-0434 | MIR | EQ-353 | 281295 | 1 | Outdoor | Reactor hall Insulator 304b | 293 | 40.5 | 51.5 | 0.61113 | 105 | 185 | Stackable 2 tier | 8546 2000 | EUR | 2715.84 | MSC EVA | CHINA | Shanghai | Khalifa port | 2025-07-24 | 2025-08-18 | [10 empty] | 2025-09-04 |  |  |  | CASE_LIST |  | 1 | site | MIR | 2025-09-04 | site | 0 | 1 | 1 | 2 | 1.19 | 2 | 1.19 | HITACHI(HE) |  | 1 | 1 | 0 | 1 | Flow 1: Port → Site | MIR | HITACHI
6298 | PRL-MIR-046-O | HVDC-ADOPT-HE-0434 | MIR | EQ-353 | 281296 | 1 | Outdoor | Reactor hall Insulator 304b | 293 | 40.5 | 51.5 | 0.61113 | 105 | 185 | Stackable 2 tier | 8546 2000 | EUR | 2715.84 | MSC EVA | CHINA | Shanghai | Khalifa port | 2025-07-24 | 2025-08-18 | [10 empty] | 2025-09-04 |  |  |  | CASE_LIST |  | 1 | site | MIR | 2025-09-04 | site | 0 | 1 | 1 | 2 | 1.19 | 2 | 1.19 | HITACHI(HE) |  | 1 | 1 | 0 | 1 | Flow 1: Port → Site | MIR | HITACHI
6299 | PRL-MIR-046-O | HVDC-ADOPT-HE-0434 | MIR | EQ-353 | 281297 | 1 | Outdoor | Reactor hall Insulator 304b-Corona ring | 284 | 101.5 | 80.5 | 2.3205 | 84 | 183 | Stackable 2 tier | 8546 2000 | EUR | 2715.84 | MSC EVA | CHINA | Shanghai | Khalifa port | 2025-07-24 | 2025-08-18 | [10 empty] | 2025-09-04 |  |  |  | CASE_LIST |  | 1 | site | MIR | 2025-09-04 | site | 0 | 1 | 1 | 2 | 2.88 | 2 | 2.88 | HITACHI(HE) |  | 1 | 1 | 0 | 1 | Flow 1: Port → Site | MIR | HITACHI
6300 | PRL-MIR-046-O | HVDC-ADOPT-HE-0434 | MIR | EQ-353 | 281298 | 1 | Outdoor | Reactor hall Insulator 304b-Corona ring | 374 | 119.5 | 97.5 | 4.3576 | 119 | 346 | Stackable 2 tier | 8546 2000 | EUR | 2715.84 | MSC EVA | CHINA | Shanghai | Khalifa port | 2025-07-24 | 2025-08-18 | [10 empty] | 2025-09-04 |  |  |  | CASE_LIST |  | 1 | site | MIR | 2025-09-04 | site | 0 | 1 | 1 | 2 | 4.47 | 2 | 4.47 | HITACHI(HE) |  | 1 | 1 | 0 | 1 | Flow 1: Port → Site | MIR | HITACHI
6301 | PRL-MIR-046-O | HVDC-ADOPT-HE-0434 | MIR | EQ-353 | 281299 | 1 | Outdoor | Reactor hall Insulator 304b-Corona ring | 374 | 119.5 | 97.5 | 4.3576 | 119 | 346 | Stackable 2 tier | 8546 2000 | EUR | 2715.84 | MSC EVA | CHINA | Shanghai | Khalifa port | 2025-07-24 | 2025-08-18 | [10 empty] | 2025-09-04 |  |  |  | CASE_LIST |  | 1 | site | MIR | 2025-09-04 | site | 0 | 1 | 1 | 2 | 4.47 | 2 | 4.47 | HITACHI(HE) |  | 1 | 1 | 0 | 1 | Flow 1: Port → Site | MIR | HITACHI
6302 | PRL-MIR-046-O | HVDC-ADOPT-HE-0434 | MIR | EQ-353 | 281300 | 1 | Outdoor | Valve hall DC-side Insulator 306 | 294 | 102 | 83.5 | 2.504 | 630 | 830 | Stackable 2 tier | 8546 2000 | EUR | 2302.56 | MSC EVA | CHINA | Shanghai | Khalifa port | 2025-07-24 | 2025-08-18 | [10 empty] | 2025-09-04 |  |  |  | CASE_LIST |  | 1 | site | MIR | 2025-09-04 | site | 0 | 1 | 1 | 2 | 3 | 2 | 3 | HITACHI(HE) |  | 1 | 1 | 0 | 1 | Flow 1: Port → Site | MIR | HITACHI
6303 | PRL-MIR-046-O | HVDC-ADOPT-HE-0434 | MIR | EQ-353 | 281301 | 1 | Outdoor | Valve hall DC-side Insulator 306 | 294 | 102 | 83.5 | 2.504 | 630 | 830 | Stackable 2 tier | 8546 2000 | EUR | 2302.56 | MSC EVA | CHINA | Shanghai | Khalifa port | 2025-07-24 | 2025-08-18 | [10 empty] | 2025-09-04 |  |  |  | CASE_LIST |  | 1 | site | MIR | 2025-09-04 | site | 0 | 1 | 1 | 2 | 3 | 2 | 3 | HITACHI(HE) |  | 1 | 1 | 0 | 1 | Flow 1: Port → Site | MIR | HITACHI
6304 | PRL-MIR-046-O | HVDC-ADOPT-HE-0434 | MIR | EQ-353 | 281302 | 1 | Outdoor | Valve hall DC-side Insulator 306 | 293 | 40.5 | 51.5 | 0.61113 | 105 | 185 | Stackable 2 tier | 8546 2000 | EUR | 2302.56 | MSC EVA | CHINA | Shanghai | Khalifa port | 2025-07-24 | 2025-08-18 | [10 empty] | 2025-09-04 |  |  |  | CASE_LIST |  | 1 | site | MIR | 2025-09-04 | site | 0 | 1 | 1 | 2 | 1.19 | 2 | 1.19 | HITACHI(HE) |  | 1 | 1 | 0 | 1 | Flow 1: Port → Site | MIR | HITACHI
6305 | PRL-MIR-046-O | HVDC-ADOPT-HE-0434 | MIR | EQ-353 | 281304 | 1 | Outdoor | Reactor hall Insulator 304a | 294 | 102 | 83.5 | 2.504 | 630 | 830 | Stackable 2 tier | 8546 2000 | EUR | 2302.56 | MSC EVA | CHINA | Shanghai | Khalifa port | 2025-07-24 | 2025-08-18 | [10 empty] | 2025-09-04 |  |  |  | CASE_LIST |  | 1 | site | MIR | 2025-09-04 | site | 0 | 1 | 1 | 2 | 3 | 2 | 3 | HITACHI(HE) |  | 1 | 1 | 0 | 1 | Flow 1: Port → Site | MIR | HITACHI
6306 | PRL-MIR-046-O | HVDC-ADOPT-HE-0434 | MIR | EQ-353 | 281305 | 1 | Outdoor | Reactor hall Insulator 304a | 294 | 102 | 83.5 | 2.504 | 630 | 830 | Stackable 2 tier | 8546 2000 | EUR | 2302.56 | MSC EVA | CHINA | Shanghai | Khalifa port | 2025-07-24 | 2025-08-18 | [10 empty] | 2025-09-04 |  |  |  | CASE_LIST |  | 1 | site | MIR | 2025-09-04 | site | 0 | 1 | 1 | 2 | 3 | 2 | 3 | HITACHI(HE) |  | 1 | 1 | 0 | 1 | Flow 1: Port → Site | MIR | HITACHI
6307 | PRL-MIR-046-O | HVDC-ADOPT-HE-0434 | MIR | EQ-353 | 281306 | 1 | Outdoor | Reactor hall Insulator 304a | 293 | 40.5 | 51.5 | 0.61113 | 105 | 185 | Stackable 2 tier | 8546 2000 | EUR | 2302.56 | MSC EVA | CHINA | Shanghai | Khalifa port | 2025-07-24 | 2025-08-18 | [10 empty] | 2025-09-04 |  |  |  | CASE_LIST |  | 1 | site | MIR | 2025-09-04 | site | 0 | 1 | 1 | 2 | 1.19 | 2 | 1.19 | HITACHI(HE) |  | 1 | 1 | 0 | 1 | Flow 1: Port → Site | MIR | HITACHI
6308 | PRL-MIR-046-O | HVDC-ADOPT-HE-0434 | MIR | EQ-353 | 281307 | 1 | Outdoor | Reactor hall Insulator 304a-Corona ring | 284 | 101.5 | 80.5 | 2.3205 | 84 | 183 | Stackable 2 tier | 8546 2000 | EUR | 2302.56 | MSC EVA | CHINA | Shanghai | Khalifa port | 2025-07-24 | 2025-08-18 | [10 empty] | 2025-09-04 |  |  |  | CASE_LIST |  | 1 | site | MIR | 2025-09-04 | site | 0 | 1 | 1 | 2 | 2.88 | 2 | 2.88 | HITACHI(HE) |  | 1 | 1 | 0 | 1 | Flow 1: Port → Site | MIR | HITACHI
6309 | PRL-MIR-046-O | HVDC-ADOPT-HE-0434 | MIR | EQ-353 | 281308 | 1 | Outdoor | Reactor hall Insulator 304a-Corona ring | 79 | 79 | 52 | 0.32453 | 7 | 60 | Stackable 2 tier | 8546 2000 | EUR | 2302.56 | MSC EVA | CHINA | Shanghai | Khalifa port | 2025-07-24 | 2025-08-18 | [10 empty] | 2025-09-04 |  |  |  | CASE_LIST |  | 1 | site | MIR | 2025-09-04 | site | 0 | 1 | 1 | 2 | 0.62 | 2 | 0.62 | HITACHI(HE) |  | 1 | 1 | 0 | 1 | Flow 1: Port → Site | MIR | HITACHI
6310 | PRL-MIR-046-O | HVDC-ADOPT-HE-0434 | MIR | EQ-353 | 281309 | 1 | Outdoor | 305 Value hall AC -side 305 | 294 | 102 | 83.5 | 2.504 | 630 | 830 | Stackable 2 tier | 8546 2000 | EUR | 2302.56 | MSC EVA | CHINA | Shanghai | Khalifa port | 2025-07-24 | 2025-08-18 | [10 empty] | 2025-09-04 |  |  |  | CASE_LIST |  | 1 | site | MIR | 2025-09-04 | site | 0 | 1 | 1 | 2 | 3 | 2 | 3 | HITACHI(HE) |  | 1 | 1 | 0 | 1 | Flow 1: Port → Site | MIR | HITACHI
6311 | PRL-MIR-046-O | HVDC-ADOPT-HE-0434 | MIR | EQ-353 | 281310 | 1 | Outdoor | 305 Value hall AC -side 305 | 294 | 102 | 83.5 | 2.504 | 630 | 830 | Stackable 2 tier | 8546 2000 | EUR | 2302.56 | MSC EVA | CHINA | Shanghai | Khalifa port | 2025-07-24 | 2025-08-18 | [10 empty] | 2025-09-04 |  |  |  | CASE_LIST |  | 1 | site | MIR | 2025-09-04 | site | 0 | 1 | 1 | 2 | 3 | 2 | 3 | HITACHI(HE) |  | 1 | 1 | 0 | 1 | Flow 1: Port → Site | MIR | HITACHI
6312 | PRL-MIR-046-O | HVDC-ADOPT-HE-0434 | MIR | EQ-353 | 281311 | 1 | Outdoor | 305 Value hall AC -side 305 | 293 | 40.5 | 51.5 | 0.61113 | 105 | 185 | Stackable 2 tier | 8546 2000 | EUR | 2302.56 | MSC EVA | CHINA | Shanghai | Khalifa port | 2025-07-24 | 2025-08-18 | [10 empty] | 2025-09-04 |  |  |  | CASE_LIST |  | 1 | site | MIR | 2025-09-04 | site | 0 | 1 | 1 | 2 | 1.19 | 2 | 1.19 | HITACHI(HE) |  | 1 | 1 | 0 | 1 | Flow 1: Port → Site | MIR | HITACHI
6313 | PRL-MIR-046-O | HVDC-ADOPT-HE-0434 | MIR | EQ-353 | 281312 | 1 | Outdoor | 305 Value hall AC -side 305-Corona ring | 284 | 101.5 | 80.5 | 2.3205 | 84 | 183 | Stackable 2 tier | 8546 2000 | EUR | 2302.56 | MSC EVA | CHINA | Shanghai | Khalifa port | 2025-07-24 | 2025-08-18 | [10 empty] | 2025-09-04 |  |  |  | CASE_LIST |  | 1 | site | MIR | 2025-09-04 | site | 0 | 1 | 1 | 2 | 2.88 | 2 | 2.88 | HITACHI(HE) |  | 1 | 1 | 0 | 1 | Flow 1: Port → Site | MIR | HITACHI
6314 | PRL-MIR-046-O | HVDC-ADOPT-HE-0434 | MIR | EQ-353 | 281313 | 1 | Outdoor | 305 Value hall AC -side 305-Corona ring | 79 | 79 | 52 | 0.32453 | 7 | 60 | Stackable 2 tier | 8546 2000 | EUR | 2302.56 | MSC EVA | CHINA | Shanghai | Khalifa port | 2025-07-24 | 2025-08-18 | [10 empty] | 2025-09-04 |  |  |  | CASE_LIST |  | 1 | site | MIR | 2025-09-04 | site | 0 | 1 | 1 | 2 | 0.62 | 2 | 0.62 | HITACHI(HE) |  | 1 | 1 | 0 | 1 | Flow 1: Port → Site | MIR | HITACHI
6315 | PRL-MIR-046-O | HVDC-ADOPT-HE-0434 | MIR | EQ-353 | 281314 | 1 | Outdoor | Transformer neutral Insulators (Outdoors)302 | 84.3 | 84.3 | 105.6 | 0.75045 | 324 | 380 | Stackable 2 tier | 8546 2000 | EUR | 2715.84 | MSC EVA | CHINA | Shanghai | Khalifa port | 2025-07-24 | 2025-08-18 | [10 empty] | 2025-09-04 |  |  |  | CASE_LIST |  | 1 | site | MIR | 2025-09-04 | site | 0 | 1 | 1 | 2 | 0.71 | 2 | 0.71 | HITACHI(HE) |  | 1 | 1 | 0 | 1 | Flow 1: Port → Site | MIR | HITACHI
6316 | PRL-MIR-046-O | HVDC-ADOPT-HE-0434 | MIR | EQ-353 | 281315 | 1 | Outdoor | Tertiary Area Insulators (Outdoors) 303 | 84 | 84 | 74.8 | 0.52779 | 234 | 302 | Stackable 2 tier | 8546 2000 | EUR | 2302.56 | MSC EVA | CHINA | Shanghai | Khalifa port | 2025-07-24 | 2025-08-18 | [10 empty] | 2025-09-04 |  |  |  | CASE_LIST |  | 1 | site | MIR | 2025-09-04 | site | 0 | 1 | 1 | 2 | 0.71 | 2 | 0.71 | HITACHI(HE) |  | 1 | 1 | 0 | 1 | Flow 1: Port → Site | MIR | HITACHI
6317 | PRL-MIR-046-O | HVDC-ADOPT-HE-0434 | MIR | EQ-353 | 281316 | 1 | Outdoor | Tertiary Area Insulators (Outdoors) 303 | 84 | 84 | 74.8 | 0.52779 | 208 | 276 | Stackable 2 tier | 8546 2000 | EUR | 2302.56 | MSC EVA | CHINA | Shanghai | Khalifa port | 2025-07-24 | 2025-08-18 | [10 empty] | 2025-09-04 |  |  |  | CASE_LIST |  | 1 | site | MIR | 2025-09-04 | site | 0 | 1 | 1 | 2 | 0.71 | 2 | 0.71 | HITACHI(HE) |  | 1 | 1 | 0 | 1 | Flow 1: Port → Site | MIR | HITACHI
5433 | PRL-DAS-039-A1 | HVDC-ADOPT-HE-0433 | DAS | EQ-353 | 209481 | 1 | Outdoor | Transformer neutral Insulator 303 | 86 | 86 | 93 | 0.68783 | 198 | 250 | Stackable 2 tier | 85462000 | SEK | 2336.04 | EY9912 | CHINA | Shanghai | Abu Dhabi Airport | 2025-07-12 | 2025-07-16 | [6 empty] | 2025-07-18 | [5 empty] | 2025-07-27 |  | CASE_LIST | 1 | 1 | site | DAS | 2025-07-27 | site | 1 | 2 | 0 | 2 | 0.74 | 2 | 0.74 | HITACHI(HE) |  | 1 | 2 | 1 | 3 | Flow 3: Port → MOSB → Site | DAS | HITACHI
5434 | PRL-DAS-039-A1 | HVDC-ADOPT-HE-0433 | DAS | EQ-353 | 209482 | 1 | Outdoor | Transformer neutral Insulator 303 | 86 | 86 | 93 | 0.68783 | 198 | 250 | Stackable 2 tier | 85462000 | SEK | 2336.04 | EY9912 | CHINA | Shanghai | Abu Dhabi Airport | 2025-07-12 | 2025-07-16 | [6 empty] | 2025-07-18 | [5 empty] | 2025-07-27 |  | CASE_LIST | 1 | 1 | site | DAS | 2025-07-27 | site | 1 | 2 | 0 | 2 | 0.74 | 2 | 0.74 | HITACHI(HE) |  | 1 | 2 | 1 | 3 | Flow 3: Port → MOSB → Site | DAS | HITACHI
5435 | PRL-DAS-039-A1 | HVDC-ADOPT-HE-0433 | DAS | EQ-353 | 209483 | 1 | Outdoor | Transformer neutral Insulator 303 | 86 | 86 | 93 | 0.68783 | 198 | 250 | Stackable 2 tier | 85462000 | SEK | 2336.04 | EY9912 | CHINA | Shanghai | Abu Dhabi Airport | 2025-07-12 | 2025-07-16 | [6 empty] | 2025-07-18 | [5 empty] | 2025-07-27 |  | CASE_LIST | 1 | 1 | site | DAS | 2025-07-27 | site | 1 | 2 | 0 | 2 | 0.74 | 2 | 0.74 | HITACHI(HE) |  | 1 | 2 | 1 | 3 | Flow 3: Port → MOSB → Site | DAS | HITACHI
5436 | PRL-DAS-039-A1 | HVDC-ADOPT-HE-0433 | DAS | EQ-353 | 209484 | 1 | Outdoor | Transformer neutral Insulator 303 | 86 | 86 | 93 | 0.68783 | 198 | 250 | Stackable 2 tier | 85462000 | SEK | 2336.04 | EY9912 | CHINA | Shanghai | Abu Dhabi Airport | 2025-07-12 | 2025-07-16 | [6 empty] | 2025-07-18 | [5 empty] | 2025-07-27 |  | CASE_LIST | 1 | 1 | site | DAS | 2025-07-27 | site | 1 | 2 | 0 | 2 | 0.74 | 2 | 0.74 | HITACHI(HE) |  | 1 | 2 | 1 | 3 | Flow 3: Port → MOSB → Site | DAS | HITACHI
5437 | PRL-DAS-039-A1 | HVDC-ADOPT-HE-0433 | DAS | EQ-353 | 209485 | 1 | Outdoor | Transformer neutral Insulator 303 | 86 | 86 | 93 | 0.68783 | 132 | 160 | Stackable 2 tier | 85462000 | SEK | 2336.04 | EY9912 | CHINA | Shanghai | Abu Dhabi Airport | 2025-07-12 | 2025-07-16 | [6 empty] | 2025-07-18 | [5 empty] | 2025-07-27 |  | CASE_LIST | 1 | 1 | site | DAS | 2025-07-27 | site | 1 | 2 | 0 | 2 | 0.74 | 2 | 0.74 | HITACHI(HE) |  | 1 | 2 | 1 | 3 | Flow 3: Port → MOSB → Site | DAS | HITACHI
5438 | PRL-DAS-039-A1 | HVDC-ADOPT-HE-0433 | DAS | EQ-353 | 209486 | 1 | Outdoor | Tertiary area Insulator 305b | 86 | 86 | 72 | 0.53251 | 198 | 220 | Stackable 2 tier | 85462000 | SEK | 1946.25 | EY9912 | CHINA | Shanghai | Abu Dhabi Airport | 2025-07-12 | 2025-07-16 | [6 empty] | 2025-07-18 | [5 empty] | 2025-07-27 |  | CASE_LIST | 1 | 1 | site | DAS | 2025-07-27 | site | 1 | 2 | 0 | 2 | 0.74 | 2 | 0.74 | HITACHI(HE) |  | 1 | 2 | 1 | 3 | Flow 3: Port → MOSB → Site | DAS | HITACHI
5439 | PRL-DAS-039-A1 | HVDC-ADOPT-HE-0433 | DAS | EQ-353 | 209487 | 1 | Outdoor | Tertiary area Insulator 305b | 86 | 86 | 72 | 0.53251 | 198 | 220 | Stackable 2 tier | 85462000 | SEK | 1946.25 | EY9912 | CHINA | Shanghai | Abu Dhabi Airport | 2025-07-12 | 2025-07-16 | [6 empty] | 2025-07-18 | [5 empty] | 2025-07-27 |  | CASE_LIST | 1 | 1 | site | DAS | 2025-07-27 | site | 1 | 2 | 0 | 2 | 0.74 | 2 | 0.74 | HITACHI(HE) |  | 1 | 2 | 1 | 3 | Flow 3: Port → MOSB → Site | DAS | HITACHI
5440 | PRL-DAS-039-A1 | HVDC-ADOPT-HE-0433 | DAS | EQ-353 | 209488 | 1 | Outdoor | Tertiary area Insulator 305b | 86 | 86 | 72 | 0.53251 | 154 | 190 | Stackable 2 tier | 85462000 | SEK | 1946.25 | EY9912 | CHINA | Shanghai | Abu Dhabi Airport | 2025-07-12 | 2025-07-16 | [6 empty] | 2025-07-18 | [5 empty] | 2025-07-27 |  | CASE_LIST | 1 | 1 | site | DAS | 2025-07-27 | site | 1 | 2 | 0 | 2 | 0.74 | 2 | 0.74 | HITACHI(HE) |  | 1 | 2 | 1 | 3 | Flow 3: Port → MOSB → Site | DAS | HITACHI
5441 | PRL-DAS-039-A1 | HVDC-ADOPT-HE-0433 | DAS | EQ-353 | 209489 | 1 | Outdoor | Transformer area Insulator 304 | 265 | 107 | 84 | 2.3818 | 630 | 800 | Stackable 2 tier | 85462000 | SEK | 3707.308 | EY9912 | CHINA | Shanghai | Abu Dhabi Airport | 2025-07-12 | 2025-07-16 | [6 empty] | 2025-07-18 | [5 empty] | 2025-07-27 |  | CASE_LIST | 1 | 1 | site | DAS | 2025-07-27 | site | 1 | 2 | 0 | 2 | 2.84 | 2 | 2.84 | HITACHI(HE) |  | 1 | 2 | 1 | 3 | Flow 3: Port → MOSB → Site | DAS | HITACHI
5442 | PRL-DAS-039-A1 | HVDC-ADOPT-HE-0433 | DAS | EQ-353 | 209490 | 1 | Outdoor | Transformer area Insulator 304 | 265 | 107 | 84 | 2.3818 | 630 | 800 | Stackable 2 tier | 85462000 | SEK | 3707.308 | EY9912 | CHINA | Shanghai | Abu Dhabi Airport | 2025-07-12 | 2025-07-16 | [6 empty] | 2025-07-18 | [5 empty] | 2025-07-27 |  | CASE_LIST | 1 | 1 | site | DAS | 2025-07-27 | site | 1 | 2 | 0 | 2 | 2.84 | 2 | 2.84 | HITACHI(HE) |  | 1 | 2 | 1 | 3 | Flow 3: Port → MOSB → Site | DAS | HITACHI
5443 | PRL-DAS-039-A1 | HVDC-ADOPT-HE-0433 | DAS | EQ-353 | 209491 | 1 | Outdoor | Transformer area Insulator 304 | 265 | 107 | 84 | 2.3818 | 630 | 800 | Stackable 2 tier | 85462000 | SEK | 3707.308 | EY9912 | CHINA | Shanghai | Abu Dhabi Airport | 2025-07-12 | 2025-07-16 | [6 empty] | 2025-07-18 | [5 empty] | 2025-07-27 |  | CASE_LIST | 1 | 1 | site | DAS | 2025-07-27 | site | 1 | 2 | 0 | 2 | 2.84 | 2 | 2.84 | HITACHI(HE) |  | 1 | 2 | 1 | 3 | Flow 3: Port → MOSB → Site | DAS | HITACHI
5444 | PRL-DAS-039-A1 | HVDC-ADOPT-HE-0433 | DAS | EQ-353 | 209492 | 1 | Outdoor | Transformer area Insulator 304 | 265 | 107 | 84 | 2.3818 | 630 | 800 | Stackable 2 tier | 85462000 | SEK | 3707.308 | EY9912 | CHINA | Shanghai | Abu Dhabi Airport | 2025-07-12 | 2025-07-16 | [6 empty] | 2025-07-18 | [5 empty] | 2025-07-27 |  | CASE_LIST | 1 | 1 | site | DAS | 2025-07-27 | site | 1 | 2 | 0 | 2 | 2.84 | 2 | 2.84 | HITACHI(HE) |  | 1 | 2 | 1 | 3 | Flow 3: Port → MOSB → Site | DAS | HITACHI
5445 | PRL-DAS-039-A1 | HVDC-ADOPT-HE-0433 | DAS | EQ-353 | 209493 | 1 | Outdoor | Transformer area Insulator 304 | 265 | 107 | 84 | 2.3818 | 630 | 800 | Stackable 2 tier | 85462000 | SEK | 3707.308 | EY9912 | CHINA | Shanghai | Abu Dhabi Airport | 2025-07-12 | 2025-07-16 | [6 empty] | 2025-07-18 | [5 empty] | 2025-07-27 |  | CASE_LIST | 1 | 1 | site | DAS | 2025-07-27 | site | 1 | 2 | 0 | 2 | 2.84 | 2 | 2.84 | HITACHI(HE) |  | 1 | 2 | 1 | 3 | Flow 3: Port → MOSB → Site | DAS | HITACHI
5446 | PRL-DAS-039-A1 | HVDC-ADOPT-HE-0433 | DAS | EQ-353 | 209494 | 1 | Outdoor | Transformer area Insulator 304 | 265 | 107 | 84 | 2.3818 | 630 | 800 | Stackable 2 tier | 85462000 | SEK | 3707.308 | EY9912 | CHINA | Shanghai | Abu Dhabi Airport | 2025-07-12 | 2025-07-16 | [6 empty] | 2025-07-18 | [5 empty] | 2025-07-27 |  | CASE_LIST | 1 | 1 | site | DAS | 2025-07-27 | site | 1 | 2 | 0 | 2 | 2.84 | 2 | 2.84 | HITACHI(HE) |  | 1 | 2 | 1 | 3 | Flow 3: Port → MOSB → Site | DAS | HITACHI
5447 | PRL-DAS-039-A1 | HVDC-ADOPT-HE-0433 | DAS | EQ-353 | 209495 | 1 | Outdoor | Transformer area Insulator 304 | 265 | 107 | 84 | 2.3818 | 630 | 800 | Stackable 2 tier | 85462000 | SEK | 3707.308 | EY9912 | CHINA | Shanghai | Abu Dhabi Airport | 2025-07-12 | 2025-07-16 | [6 empty] | 2025-07-18 | [5 empty] | 2025-07-27 |  | CASE_LIST | 1 | 1 | site | DAS | 2025-07-27 | site | 1 | 2 | 0 | 2 | 2.84 | 2 | 2.84 | HITACHI(HE) |  | 1 | 2 | 1 | 3 | Flow 3: Port → MOSB → Site | DAS | HITACHI
5448 | PRL-DAS-039-A1 | HVDC-ADOPT-HE-0433 | DAS | EQ-353 | 209496 | 1 | Outdoor | Transformer area Insulator 304 | 265 | 107 | 84 | 2.3818 | 630 | 800 | Stackable 2 tier | 85462000 | SEK | 3707.308 | EY9912 | CHINA | Shanghai | Abu Dhabi Airport | 2025-07-12 | 2025-07-16 | [6 empty] | 2025-07-18 | [5 empty] | 2025-07-27 |  | CASE_LIST | 1 | 1 | site | DAS | 2025-07-27 | site | 1 | 2 | 0 | 2 | 2.84 | 2 | 2.84 | HITACHI(HE) |  | 1 | 2 | 1 | 3 | Flow 3: Port → MOSB → Site | DAS | HITACHI
5449 | PRL-DAS-039-A1 | HVDC-ADOPT-HE-0433 | DAS | EQ-353 | 209497 | 1 | Outdoor | Transformer area Insulator 304 | 265 | 107 | 84 | 2.3818 | 630 | 800 | Stackable 2 tier | 85462000 | SEK | 3707.308 | EY9912 | CHINA | Shanghai | Abu Dhabi Airport | 2025-07-12 | 2025-07-16 | [6 empty] | 2025-07-18 | [5 empty] | 2025-07-27 |  | CASE_LIST | 1 | 1 | site | DAS | 2025-07-27 | site | 1 | 2 | 0 | 2 | 2.84 | 2 | 2.84 | HITACHI(HE) |  | 1 | 2 | 1 | 3 | Flow 3: Port → MOSB → Site | DAS | HITACHI
5450 | PRL-DAS-039-A1 | HVDC-ADOPT-HE-0433 | DAS | EQ-353 | 209498 | 1 | Outdoor | Transformer area Insulator 304 | 265 | 107 | 84 | 2.3818 | 630 | 800 | Stackable 2 tier | 85462000 | SEK | 3707.308 | EY9912 | CHINA | Shanghai | Abu Dhabi Airport | 2025-07-12 | 2025-07-16 | [6 empty] | 2025-07-18 | [5 empty] | 2025-07-27 |  | CASE_LIST | 1 | 1 | site | DAS | 2025-07-27 | site | 1 | 2 | 0 | 2 | 2.84 | 2 | 2.84 | HITACHI(HE) |  | 1 | 2 | 1 | 3 | Flow 3: Port → MOSB → Site | DAS | HITACHI
5451 | PRL-DAS-039-A1 | HVDC-ADOPT-HE-0433 | DAS | EQ-353 | 209499 | 1 | Outdoor | Transformer area Insulator 304-Corona ring | 374 | 120 | 100 | 4.488 | 140 | 200 | Stackable 2 tier | 85462000 | SEK | 3707.308 | EY9912 | CHINA | Shanghai | Abu Dhabi Airport | 2025-07-12 | 2025-07-16 | [6 empty] | 2025-07-18 | [5 empty] | 2025-07-27 |  | CASE_LIST | 1 | 1 | site | DAS | 2025-07-27 | site | 1 | 2 | 0 | 2 | 4.49 | 2 | 4.49 | HITACHI(HE) |  | 1 | 2 | 1 | 3 | Flow 3: Port → MOSB → Site | DAS | HITACHI
5452 | PRL-DAS-039-A1 | HVDC-ADOPT-HE-0433 | DAS | EQ-353 | 209500 | 1 | Outdoor | Transformer area Insulator 304-Corona ring | 374 | 120 | 100 | 4.488 | 140 | 200 | Stackable 2 tier | 85462000 | SEK | 3707.308 | EY9912 | CHINA | Shanghai | Abu Dhabi Airport | 2025-07-12 | 2025-07-16 | [6 empty] | 2025-07-18 | [5 empty] | 2025-07-27 |  | CASE_LIST | 1 | 1 | site | DAS | 2025-07-27 | site | 1 | 2 | 0 | 2 | 4.49 | 2 | 4.49 | HITACHI(HE) |  | 1 | 2 | 1 | 3 | Flow 3: Port → MOSB → Site | DAS | HITACHI
5453 | PRL-DAS-039-A1 | HVDC-ADOPT-HE-0433 | DAS | EQ-353 | 209501 | 1 | Outdoor | Transformer area Insulator 304-Corona ring | 374 | 120 | 100 | 4.488 | 140 | 200 | Stackable 2 tier | 85462000 | SEK | 3707.308 | EY9912 | CHINA | Shanghai | Abu Dhabi Airport | 2025-07-12 | 2025-07-16 | [6 empty] | 2025-07-18 | [5 empty] | 2025-07-27 |  | CASE_LIST | 1 | 1 | site | DAS | 2025-07-27 | site | 1 | 2 | 0 | 2 | 4.49 | 2 | 4.49 | HITACHI(HE) |  | 1 | 2 | 1 | 3 | Flow 3: Port → MOSB → Site | DAS | HITACHI
5454 | PRL-DAS-039-A1 | HVDC-ADOPT-HE-0433 | DAS | EQ-353 | 209502 | 1 | Outdoor | Tertiary area Insulator 305a | 86 | 86 | 72 | 0.53251 | 198 | 220 | Stackable 2 tier | 85462000 | SEK | 1354.59 | EY9912 | CHINA | Shanghai | Abu Dhabi Airport | 2025-07-12 | 2025-07-16 | [6 empty] | 2025-07-18 | [5 empty] | 2025-07-27 |  | CASE_LIST | 1 | 1 | site | DAS | 2025-07-27 | site | 1 | 2 | 0 | 2 | 0.74 | 2 | 0.74 | HITACHI(HE) |  | 1 | 2 | 1 | 3 | Flow 3: Port → MOSB → Site | DAS | HITACHI
5455 | PRL-DAS-039-A1 | HVDC-ADOPT-HE-0433 | DAS | EQ-353 | 209503 | 1 | Outdoor | Tertiary area Insulator 305a | 86 | 86 | 72 | 0.53251 | 198 | 220 | Stackable 2 tier | 85462000 | SEK | 1354.59 | EY9912 | CHINA | Shanghai | Abu Dhabi Airport | 2025-07-12 | 2025-07-16 | [6 empty] | 2025-07-18 | [5 empty] | 2025-07-27 |  | CASE_LIST | 1 | 1 | site | DAS | 2025-07-27 | site | 1 | 2 | 0 | 2 | 0.74 | 2 | 0.74 | HITACHI(HE) |  | 1 | 2 | 1 | 3 | Flow 3: Port → MOSB → Site | DAS | HITACHI
5456 | PRL-DAS-039-A1 | HVDC-ADOPT-HE-0433 | DAS | EQ-353 | 209504 | 1 | Outdoor | Tertiary area Insulator 305a | 86 | 86 | 72 | 0.53251 | 198 | 220 | Stackable 2 tier | 85462000 | SEK | 1354.59 | EY9912 | CHINA | Shanghai | Abu Dhabi Airport | 2025-07-12 | 2025-07-16 | [6 empty] | 2025-07-18 | [5 empty] | 2025-07-27 |  | CASE_LIST | 1 | 1 | site | DAS | 2025-07-27 | site | 1 | 2 | 0 | 2 | 0.74 | 2 | 0.74 | HITACHI(HE) |  | 1 | 2 | 1 | 3 | Flow 3: Port → MOSB → Site | DAS | HITACHI
5457 | PRL-DAS-039-A1 | HVDC-ADOPT-HE-0433 | DAS | EQ-353 | 209505 | 1 | Outdoor | Tertiary area Insulator 305a | 70 | 38 | 51 | 0.13566 | 22 | 50 | Stackable 2 tier | 85462000 | SEK | 1354.59 | EY9912 | CHINA | Shanghai | Abu Dhabi Airport | 2025-07-12 | 2025-07-16 | [6 empty] | 2025-07-18 | [5 empty] | 2025-07-27 |  | CASE_LIST | 1 | 1 | site | DAS | 2025-07-27 | site | 1 | 2 | 0 | 2 | 0.27 | 2 | 0.27 | HITACHI(HE) |  | 1 | 2 | 1 | 3 | Flow 3: Port → MOSB → Site | DAS | HITACHI
5458 | PRL-DAS-039-A1 | HVDC-ADOPT-HE-0433 | DAS | EQ-353 | 209506 | 1 | Outdoor | Tertiary area Insulator 305a | 70 | 38 | 51 | 0.13566 | 22 | 50 | Stackable 2 tier | 85462000 | SEK | 1354.59 | EY9912 | CHINA | Shanghai | Abu Dhabi Airport | 2025-07-12 | 2025-07-16 | [6 empty] | 2025-07-18 | [5 empty] | 2025-07-27 |  | CASE_LIST | 1 | 1 | site | DAS | 2025-07-27 | site | 1 | 2 | 0 | 2 | 0.27 | 2 | 0.27 | HITACHI(HE) |  | 1 | 2 | 1 | 3 | Flow 3: Port → MOSB → Site | DAS | HITACHI
6437 | PRL-MIR-010-O11 | HVDC-ADOPT-HE-0431 | MIR | EQ-300 | 280026 | 1 | Outdoor covered | pipe support CR. PL 65 Comb.2 | 360 | 100 | 110 | 3.96 | 450 | 900 | Stackable 1 tier | 8419 8910 | SEK | 331436.4 | MSC VERONA | BELGIUM | Antwerp | Khalifa port | 2025-07-19 | 2025-08-18 | [10 empty] | 2025-09-04 |  |  |  | CASE_LIST |  | 1 | site | MIR | 2025-09-04 | site | 0 | 1 | 1 | 2 | 3.6 | 1 | 3.6 | HITACHI(HE) |  | 1 | 1 | 0 | 1 | Flow 1: Port → Site | MIR | HITACHI
6438 | PRL-MIR-010-O11 | HVDC-ADOPT-HE-0431 | MIR | EQ-300 | 280052 | 1 | Outdoor covered | pipe support CO. PL 66 Comb.3 | 135 | 95 | 95 | 1.2184 | 350 | 450 | Stackable 1 tier | 8419 8910 | SEK | 331436.4 | MSC VERONA | BELGIUM | Antwerp | Khalifa port | 2025-07-19 | 2025-08-18 | [10 empty] | 2025-09-04 |  |  |  | CASE_LIST |  | 1 | site | MIR | 2025-09-04 | site | 0 | 1 | 1 | 2 | 1.28 | 1 | 1.28 | HITACHI(HE) |  | 1 | 1 | 0 | 1 | Flow 1: Port → Site | MIR | HITACHI
6433 | PRL-CS-042-O | HVDC-ADOPT-HE-0430 | SHU | EQ-253 | 192628 | 1 | Indoor | Trapped Key Interlocks - SHU | 120 | 80 | 75 | 0.72 | 118 | 138 | Stackable X1 | 8301 4090 | EUR | 58923.91 | MSC VERONA | BELGIUM | Antwerp | Khalifa port | 2025-07-19 | 2025-08-18 | [11 empty] | 2025-09-21 |  |  | CASE_LIST |  | 1 | site | SHU | 2025-09-21 | site | 0 | 1 | 1 | 2 | 0.96 | 1 | 0.96 | HITACHI(HE) |  | 1 | 1 | 0 | 1 | Flow 1: Port → Site | SHU | HITACHI
6434 | PRL-CS-042-O | HVDC-ADOPT-HE-0430 | DAS | EQ-253 | 209508 | 1 | Indoor | Trapped Key Interlocks - DAS | 120 | 80 | 75 | 0.72 | 137 | 157 | Stackable X1 | 8301 4090 | EUR | 68295.84 | MSC VERONA | BELGIUM | Antwerp | Khalifa port | 2025-07-19 | 2025-08-18 | [6 empty] | 2025-09-04 | [5 empty] | 2025-09-06 |  | CASE_LIST | 1 | 1 | site | DAS | 2025-09-06 | site | 1 | 2 | 0 | 2 | 0.96 | 1 | 0.96 | HITACHI(HE) |  | 1 | 2 | 1 | 3 | Flow 3: Port → MOSB → Site | DAS | HITACHI
6435 | PRL-CS-042-O | HVDC-ADOPT-HE-0430 | MIR | EQ-253 | 281318 | 1 | Indoor | Trapped Key Interlocks - MIR | 120 | 80 | 75 | 0.72 | 130 | 150 | Stackable X1 | 8301 4090 | EUR | 61705.18 | MSC VERONA | BELGIUM | Antwerp | Khalifa port | 2025-07-19 | 2025-08-18 | [10 empty] | 2025-09-04 |  |  |  | CASE_LIST |  | 1 | site | MIR | 2025-09-04 | site | 0 | 1 | 1 | 2 | 0.96 | 1 | 0.96 | HITACHI(HE) |  | 1 | 1 | 0 | 1 | Flow 1: Port → Site | MIR | HITACHI
6436 | PRL-CS-042-O | HVDC-ADOPT-HE-0430 | AGI | EQ-253 | 366593 | 1 | Indoor | Trapped Key Interlocks - ZAK | 120 | 80 | 75 | 0.72 | 144 | 164 | Stackable X1 | 8301 4090 | EUR | 69479.82 | MSC VERONA | BELGIUM | Antwerp | Khalifa port | 2025-07-19 | 2025-08-18 |  | 2025-09-10 | [12 empty] | CASE_LIST | 1 |  | warehouse | DSV Indoor | 2025-09-10 | warehouse | 1 | 1 | -1 | 0 | 0.96 | 1 | 0.96 | HITACHI(HE) |  | 0 | 1 | 1 | 2 | Flow 2: Port → WH → Site | DSV Indoor | HITACHI
6427 | PRL-ZAK-017-O3 | HVDC-ADOPT-HE-0429 | AGI | EQ-352 | 366587 | 1 | Indoor | Aluminium Busbar Tubes ø 160 x 6 mm | 400 | 68 | 26 | 0.7072 | 121 | 127 | Stackable 3 tier | 8504 9090 | EUR | 633.7845 | MSC VERONA | BELGIUM | Antwerp | Khalifa port | 2025-07-19 | 2025-08-18 |  | 2025-09-10 |  |  |  |  | 2025-10-28 | [7 empty] | CASE_LIST | 1 |  | warehouse | MOSB | 2025-10-28 | warehouse | 2 | 2 | -2 | 0 | 2.72 | 3 | 2.72 | HITACHI(HE) |  | 0 | 2 | 2 | 5 | Flow 5: Mixed / Waiting / Incomplete leg | MOSB | HITACHI
6428 | PRL-ZAK-017-O3 | HVDC-ADOPT-HE-0429 | AGI | EQ-352 | 366588 | 1 | Indoor | Aluminium Busbar Tubes ø 160 x 6 mm | 400 | 68 | 26 | 0.7072 | 123 | 129 | Stackable 3 tier | 8504 9090 | EUR | 633.7845 | MSC VERONA | BELGIUM | Antwerp | Khalifa port | 2025-07-19 | 2025-08-18 |  | 2025-09-10 |  |  |  |  | 2025-10-28 | [7 empty] | CASE_LIST | 1 |  | warehouse | MOSB | 2025-10-28 | warehouse | 2 | 2 | -2 | 0 | 2.72 | 3 | 2.72 | HITACHI(HE) |  | 0 | 2 | 2 | 5 | Flow 5: Mixed / Waiting / Incomplete leg | MOSB | HITACHI
6429 | PRL-ZAK-017-O3 | HVDC-ADOPT-HE-0429 | AGI | EQ-352 | 366589 | 1 | Indoor | Aluminium Busbar Tubes ø 160 x 6 mm | 400 | 68 | 26 | 0.7072 | 122 | 128 | Stackable 3 tier | 8504 9090 | EUR | 633.7845 | MSC VERONA | BELGIUM | Antwerp | Khalifa port | 2025-07-19 | 2025-08-18 |  | 2025-09-10 |  |  |  |  | 2025-10-28 | [7 empty] | CASE_LIST | 1 |  | warehouse | MOSB | 2025-10-28 | warehouse | 2 | 2 | -2 | 0 | 2.72 | 3 | 2.72 | HITACHI(HE) |  | 0 | 2 | 2 | 5 | Flow 5: Mixed / Waiting / Incomplete leg | MOSB | HITACHI
6430 | PRL-ZAK-017-O3 | HVDC-ADOPT-HE-0429 | AGI | EQ-352 | 366590 | 1 | Indoor | Aluminium Busbar Tubes ø 160 x 6 mm | 400 | 34 | 26 | 0.3536 | 61 | 65 | Stackable 3 tier | 8504 9090 | EUR | 633.7845 | MSC VERONA | BELGIUM | Antwerp | Khalifa port | 2025-07-19 | 2025-08-18 |  | 2025-09-10 |  |  |  |  | 2025-10-28 | [7 empty] | CASE_LIST | 1 |  | warehouse | MOSB | 2025-10-28 | warehouse | 2 | 2 | -2 | 0 | 1.36 | 3 | 1.36 | HITACHI(HE) |  | 0 | 2 | 2 | 5 | Flow 5: Mixed / Waiting / Incomplete leg | MOSB | HITACHI
6431 | PRL-ZAK-017-O3 | HVDC-ADOPT-HE-0429 | AGI | EQ-352 | 366591 | 1 | Indoor | Aluminium Busbar Tubes ø 160 x 6 mm | 400 | 51 | 26 | 0.5304 | 91 | 97 | Stackable 3 tier | 8504 9090 | EUR | 633.7845 | MSC VERONA | BELGIUM | Antwerp | Khalifa port | 2025-07-19 | 2025-08-18 |  | 2025-09-10 |  |  |  |  | 2025-10-28 | [7 empty] | CASE_LIST | 1 |  | warehouse | MOSB | 2025-10-28 | warehouse | 2 | 2 | -2 | 0 | 2.04 | 3 | 2.04 | HITACHI(HE) |  | 0 | 2 | 2 | 5 | Flow 5: Mixed / Waiting / Incomplete leg | MOSB | HITACHI
6432 | PRL-ZAK-017-O3 | HVDC-ADOPT-HE-0429 | AGI | EQ-352 | 366592 | 1 | Indoor | Aluminium Busbar Tubes ø 160 x 6 mm | 400 | 25 | 26 | 0.26 | 29 | 35 | Stackable 3 tier | 8504 9090 | EUR | 633.7845 | MSC VERONA | BELGIUM | Antwerp | Khalifa port | 2025-07-19 | 2025-08-18 |  | 2025-09-10 |  |  |  |  | 2025-10-28 | [7 empty] | CASE_LIST | 1 |  | warehouse | MOSB | 2025-10-28 | warehouse | 2 | 2 | -2 | 0 | 1 | 3 | 1 | HITACHI(HE) |  | 0 | 2 | 2 | 5 | Flow 5: Mixed / Waiting / Incomplete leg | MOSB | HITACHI
6768 | PRL-MIR-048-O2 Spare | HVDC-ADOPT-HE-0428 | MIR | EQ-071 | 281229 | 1 | Outdoor | 400kV AC bus CT 20732/20 Spare | 505 | 115 | 135 | 7.8401 | 680 | 1070 | Not stackable | 85043300 | EUR | 28593 | MSC NITYA | Italy | Genoa | Khalifa port | 2025-08-11 | 2025-09-16 | [10 empty] | 2025-09-30 |  |  |  | CASE_LIST |  | 1 | site | MIR | 2025-09-30 | site | 0 | 1 | 1 | 2 | 5.81 | 0 | 5.81 | HITACHI(HE) |  | 1 | 1 | 0 | 1 | Flow 1: Port → Site | MIR | HITACHI
6765 | PRL-MIR-048-O1 | HVDC-ADOPT-HE-0427 | MIR | EQ-071 | 281227 | 1 | Outdoor | 400kV AC bus CT 20732/10 | 505 | 205 | 135 | 13.9759 | 1360 | 1970 | Not stackable | 85043300 | EUR | 57186 | MSC NITYA | Italy | Genoa | Khalifa port | 2025-08-11 | 2025-09-16 | [10 empty] | 2025-09-30 |  |  |  | CASE_LIST |  | 1 | site | MIR | 2025-09-30 | site | 0 | 1 | 1 | 2 | 10.35 | 0 | 10.35 | HITACHI(HE) |  | 1 | 1 | 0 | 1 | Flow 1: Port → Site | MIR | HITACHI
6766 | PRL-MIR-048-O1 | HVDC-ADOPT-HE-0427 | MIR | EQ-071 | 281228 | 1 | Outdoor | 400kV AC bus CT 20732/10 | 505 | 205 | 135 | 13.9759 | 1360 | 1970 | Not stackable | 85043300 | EUR | 57186 | MSC NITYA | Italy | Genoa | Khalifa port | 2025-08-11 | 2025-09-16 | [10 empty] | 2025-09-30 |  |  |  | CASE_LIST |  | 1 | site | MIR | 2025-09-30 | site | 0 | 1 | 1 | 2 | 10.35 | 0 | 10.35 | HITACHI(HE) |  | 1 | 1 | 0 | 1 | Flow 1: Port → Site | MIR | HITACHI
6767 | PRL-MIR-048-O1 | HVDC-ADOPT-HE-0427 | MIR | EQ-071 | 281327 | 1 | Outdoor | 400kV AC bus CT 20732/10 | 505 | 205 | 135 | 13.9759 | 1360 | 1970 | Not stackable | 85043300 | EUR | 57186 | MSC NITYA | Italy | Genoa | Khalifa port | 2025-08-11 | 2025-09-16 | [10 empty] | 2025-09-30 |  |  |  | CASE_LIST |  | 1 | site | MIR | 2025-09-30 | site | 0 | 1 | 1 | 2 | 10.35 | 0 | 10.35 | HITACHI(HE) |  | 1 | 1 | 0 | 1 | Flow 1: Port → Site | MIR | HITACHI
6764 | PRL-SHU-072-O2 Spare | HVDC-ADOPT-HE-0426 | SHU | EQ-071 | 192539 | 1 | Outdoor | 400kV AC bus CT 20733/20 Spare | 505 | 115 | 135 | 7.8401 | 680 | 1070 | Not stackable | 85043300 | EUR | 28593 | MSC NITYA | Italy | Genoa | Khalifa port | 2025-08-11 | 2025-09-16 | [11 empty] | 2025-09-28 |  |  | CASE_LIST |  | 1 | site | SHU | 2025-09-28 | site | 0 | 1 | 1 | 2 | 5.81 | 0 | 5.81 | HITACHI(HE) |  | 1 | 1 | 0 | 1 | Flow 1: Port → Site | SHU | HITACHI
6761 | PRL-SHU-072-O1 | HVDC-ADOPT-HE-0425 | SHU | EQ-071 | 192537 | 1 | Outdoor | 400kV AC bus CT 20733/10 | 505 | 205 | 135 | 13.9759 | 1360 | 1970 | Not stackable | 85043300 | EUR | 57186 | MSC NITYA | Italy | Genoa | Khalifa port | 2025-08-11 | 2025-09-16 | [11 empty] | 2025-09-28 |  |  | CASE_LIST |  | 1 | site | SHU | 2025-09-28 | site | 0 | 1 | 1 | 2 | 10.35 | 0 | 10.35 | HITACHI(HE) |  | 1 | 1 | 0 | 1 | Flow 1: Port → Site | SHU | HITACHI
6762 | PRL-SHU-072-O1 | HVDC-ADOPT-HE-0425 | SHU | EQ-071 | 192538 | 1 | Outdoor | 400kV AC bus CT 20733/10 | 505 | 205 | 135 | 13.9759 | 1360 | 1970 | Not stackable | 85043300 | EUR | 57186 | MSC NITYA | Italy | Genoa | Khalifa port | 2025-08-11 | 2025-09-16 | [11 empty] | 2025-09-28 |  |  | CASE_LIST |  | 1 | site | SHU | 2025-09-28 | site | 0 | 1 | 1 | 2 | 10.35 | 0 | 10.35 | HITACHI(HE) |  | 1 | 1 | 0 | 1 | Flow 1: Port → Site | SHU | HITACHI
6763 | PRL-SHU-072-O1 | HVDC-ADOPT-HE-0425 | SHU | EQ-071 | 192636 | 1 | Outdoor | 400kV AC bus CT 20733/10 | 505 | 205 | 135 | 13.9759 | 1360 | 1970 | Not stackable | 85043300 | EUR | 57186 | MSC NITYA | Italy | Genoa | Khalifa port | 2025-08-11 | 2025-09-16 | [11 empty] | 2025-09-28 |  |  | CASE_LIST |  | 1 | site | SHU | 2025-09-28 | site | 0 | 1 | 1 | 2 | 10.35 | 0 | 10.35 | HITACHI(HE) |  | 1 | 1 | 0 | 1 | Flow 1: Port → Site | SHU | HITACHI
6421 | PRL-SHU-071-O | HVDC-ADOPT-HE-0424 | SHU | EQ-203 | 192482 | 1 | Outdoor | NEUTR EARTH RES & TRANSF (OIL-FILL) 3GI | 440 | 290 | 235 | 29.986 | 1525 | 2525 | Not stackable | 8533 1000 | EUR | 24505.43 | MSC VERONA | BELGIUM | Antwerp | Khalifa port | 2025-07-19 | 2025-08-18 | [11 empty] | 2025-08-26 |  |  | CASE_LIST |  | 1 | site | SHU | 2025-08-26 | site | 0 | 1 | 1 | 2 | 12.76 | 0 | 12.76 | HITACHI(HE) |  | 1 | 1 | 0 | 1 | Flow 1: Port → Site | SHU | HITACHI
6422 | PRL-SHU-071-O | HVDC-ADOPT-HE-0424 | SHU | EQ-203 | 192483 | 1 | Outdoor | NEUTR EARTH RES & TRANSF (OIL-FILL) 3GI | 440 | 290 | 235 | 29.986 | 1525 | 2525 | Not stackable | 8533 1000 | EUR | 24505.43 | MSC VERONA | BELGIUM | Antwerp | Khalifa port | 2025-07-19 | 2025-08-18 | [11 empty] | 2025-08-26 |  |  | CASE_LIST |  | 1 | site | SHU | 2025-08-26 | site | 0 | 1 | 1 | 2 | 12.76 | 0 | 12.76 | HITACHI(HE) |  | 1 | 1 | 0 | 1 | Flow 1: Port → Site | SHU | HITACHI
6423 | PRL-SHU-071-O | HVDC-ADOPT-HE-0424 | SHU | EQ-203 | 192484 | 1 | Outdoor | RES BANK ELEMENT SP | 134 | 108 | 40 | 0.57888 | 60 | 120 | stackable | 8533 1000 | EUR | 24505.43 | MSC VERONA | BELGIUM | Antwerp | Khalifa port | 2025-07-19 | 2025-08-18 | [11 empty] | 2025-09-21 |  |  | CASE_LIST |  | 1 | site | SHU | 2025-09-21 | site | 0 | 1 | 1 | 2 | 1.45 | 1 | 1.45 | HITACHI(HE) |  | 1 | 1 | 0 | 1 | Flow 1: Port → Site | SHU | HITACHI
6424 | PRL-SHU-071-O | HVDC-ADOPT-HE-0424 | SHU | EQ-203 | 192485 | 1 | Outdoor | BUSHING 36KV SP | 98 | 30 | 40 | 0.1176 | 22 | 36 | stackable | 8533 1000 | EUR | 24505.43 | MSC VERONA | BELGIUM | Antwerp | Khalifa port | 2025-07-19 | 2025-08-18 | [11 empty] | 2025-09-21 |  |  | CASE_LIST |  | 1 | site | SHU | 2025-09-21 | site | 0 | 1 | 1 | 2 | 0.29 | 1 | 0.29 | HITACHI(HE) |  | 1 | 1 | 0 | 1 | Flow 1: Port → Site | SHU | HITACHI
6425 | PRL-SHU-071-O | HVDC-ADOPT-HE-0424 | SHU | EQ-203 | 192486 | 1 | Outdoor | MOTORISED ONLOAD SWITCH SP | 103 | 103 | 94 | 0.99725 | 71 | 145 | stackable | 8533 1000 | EUR | 24505.43 | MSC VERONA | BELGIUM | Antwerp | Khalifa port | 2025-07-19 | 2025-08-18 | [11 empty] | 2025-09-21 |  |  | CASE_LIST |  | 1 | site | SHU | 2025-09-21 | site | 0 | 1 | 1 | 2 | 1.06 | 1 | 1.06 | HITACHI(HE) |  | 1 | 1 | 0 | 1 | Flow 1: Port → Site | SHU | HITACHI
6426 | PRL-SHU-071-O | HVDC-ADOPT-HE-0424 | SHU | EQ-203 | 192487 | 1 | Outdoor | CURRENT TRANSFORMER SP | 34 | 26 | 40 | 0.03536 | 18 | 22 | stackable | 8533 1000 | EUR | 24505.43 | MSC VERONA | BELGIUM | Antwerp | Khalifa port | 2025-07-19 | 2025-08-18 | [11 empty] | 2025-09-21 |  |  | CASE_LIST |  | 1 | site | SHU | 2025-09-21 | site | 0 | 1 | 1 | 2 | 0.09 | 1 | 0.09 | HITACHI(HE) |  | 1 | 1 | 0 | 1 | Flow 1: Port → Site | SHU | HITACHI
6415 | PRL-MIR-047-O | HVDC-ADOPT-HE-0423 | MIR | EQ-203 | 281138 | 1 | Outdoor | NEUTR EARTH RES & TRANSF (OIL-FILL) 3GI | 440 | 290 | 235 | 29.986 | 1525 | 2565 | Not stackable | 8533 1000 | EUR | 23875.43 | MSC VERONA | BELGIUM | Antwerp | Khalifa port | 2025-07-19 | 2025-08-18 | [10 empty] | 2025-08-26 |  |  |  | CASE_LIST |  | 1 | site | MIR | 2025-08-26 | site | 0 | 1 | 1 | 2 | 12.76 | 0 | 12.76 | HITACHI(HE) |  | 1 | 1 | 0 | 1 | Flow 1: Port → Site | MIR | HITACHI
6416 | PRL-MIR-047-O | HVDC-ADOPT-HE-0423 | MIR | EQ-203 | 281139 | 1 | Outdoor | NEUTR EARTH RES & TRANSF (OIL-FILL) 3GI | 440 | 290 | 235 | 29.986 | 1525 | 2565 | Not stackable | 8533 1000 | EUR | 23875.43 | MSC VERONA | BELGIUM | Antwerp | Khalifa port | 2025-07-19 | 2025-08-18 | [10 empty] | 2025-08-26 |  |  |  | CASE_LIST |  | 1 | site | MIR | 2025-08-26 | site | 0 | 1 | 1 | 2 | 12.76 | 0 | 12.76 | HITACHI(HE) |  | 1 | 1 | 0 | 1 | Flow 1: Port → Site | MIR | HITACHI
6417 | PRL-MIR-047-O | HVDC-ADOPT-HE-0423 | MIR | EQ-203 | 281140 | 1 | Outdoor | RES BANK ELEMENT SP | 134 | 108 | 40 | 0.57888 | 60 | 120 | stackable | 8533 1000 | EUR | 23875.43 | MSC VERONA | BELGIUM | Antwerp | Khalifa port | 2025-07-19 | 2025-08-18 | [10 empty] | 2025-09-21 |  |  |  | CASE_LIST |  | 1 | site | MIR | 2025-09-21 | site | 0 | 1 | 1 | 2 | 1.45 | 1 | 1.45 | HITACHI(HE) |  | 1 | 1 | 0 | 1 | Flow 1: Port → Site | MIR | HITACHI
6418 | PRL-MIR-047-O | HVDC-ADOPT-HE-0423 | MIR | EQ-203 | 281141 | 1 | Outdoor | BUSHING 36KV SP | 98 | 30 | 40 | 0.1176 | 22 | 36 | stackable | 8533 1000 | EUR | 23875.43 | MSC VERONA | BELGIUM | Antwerp | Khalifa port | 2025-07-19 | 2025-08-18 | [10 empty] | 2025-09-21 |  |  |  | CASE_LIST |  | 1 | site | MIR | 2025-09-21 | site | 0 | 1 | 1 | 2 | 0.29 | 1 | 0.29 | HITACHI(HE) |  | 1 | 1 | 0 | 1 | Flow 1: Port → Site | MIR | HITACHI
6419 | PRL-MIR-047-O | HVDC-ADOPT-HE-0423 | MIR | EQ-203 | 281142 | 1 | Outdoor | MOTORISED ONLOAD SWITCH SP | 103 | 103 | 94 | 0.99725 | 71 | 145 | stackable | 8533 1000 | EUR | 23875.43 | MSC VERONA | BELGIUM | Antwerp | Khalifa port | 2025-07-19 | 2025-08-18 | [10 empty] | 2025-09-21 |  |  |  | CASE_LIST |  | 1 | site | MIR | 2025-09-21 | site | 0 | 1 | 1 | 2 | 1.06 | 1 | 1.06 | HITACHI(HE) |  | 1 | 1 | 0 | 1 | Flow 1: Port → Site | MIR | HITACHI
6420 | PRL-MIR-047-O | HVDC-ADOPT-HE-0423 | MIR | EQ-203 | 281143 | 1 | Outdoor | CURRENT TRANSFORMER SP | 34 | 26 | 40 | 0.03536 | 18 | 22 | stackable | 8533 1000 | EUR | 23875.43 | MSC VERONA | BELGIUM | Antwerp | Khalifa port | 2025-07-19 | 2025-08-18 | [10 empty] | 2025-09-21 |  |  |  | CASE_LIST |  | 1 | site | MIR | 2025-09-21 | site | 0 | 1 | 1 | 2 | 0.09 | 1 | 0.09 | HITACHI(HE) |  | 1 | 1 | 0 | 1 | Flow 1: Port → Site | MIR | HITACHI
6173 | PRL-MIR-043-A2 SPARE | HVDC-ADOPT-HE-0422 | MIR | EQ-011 | 281170 | 1 | Outdoor | SPARE CAP UNIT | 169 | 55 | 62 | 0.57629 | 132 | 188 | Stackable 1 tier | 8532 1000 | SEK | 78300 | EY914 | NETHERLANDS | Amsterdam | Abu Dhabi Airport | 2025-07-14 | 2025-07-15 | [10 empty] | 2025-07-18 |  |  |  | CASE_LIST |  | 1 | site | MIR | 2025-07-18 | site | 0 | 1 | 1 | 2 | 0.93 | 1 | 0.93 | HITACHI(HE) |  | 1 | 1 | 0 | 1 | Flow 1: Port → Site | MIR | HITACHI
6174 | PRL-MIR-043-A2 SPARE | HVDC-ADOPT-HE-0422 | MIR | EQ-011 | 281171 | 1 | Outdoor | SPARE CAP UNIT | 165 | 87 | 62 | 0.89001 | 198 | 275 | Stackable 1 tier | 8532 1000 | SEK | 78300 | EY914 | NETHERLANDS | Amsterdam | Abu Dhabi Airport | 2025-07-14 | 2025-07-15 | [10 empty] | 2025-07-18 |  |  |  | CASE_LIST |  | 1 | site | MIR | 2025-07-18 | site | 0 | 1 | 1 | 2 | 1.44 | 1 | 1.44 | HITACHI(HE) |  | 1 | 1 | 0 | 1 | Flow 1: Port → Site | MIR | HITACHI
6155 | PRL-MIR-043-A1 | HVDC-ADOPT-HE-0421 | MIR | EQ-011 | 281152 | 1 | Outdoor | QBANK-H/C46000767/C82011536 | 266 | 218 | 160 | 9.2781 | 900 | 1400 | Not stackable | 8532 1000 | SEK | 456665.1 | EY914 | NETHERLANDS | Amsterdam | Abu Dhabi Airport | 2025-07-14 | 2025-07-15 | [10 empty] | 2025-07-18 |  |  |  | CASE_LIST |  | 1 | site | MIR | 2025-07-18 | site | 0 | 1 | 1 | 2 | 5.8 | 0 | 5.8 | HITACHI(HE) |  | 1 | 1 | 0 | 1 | Flow 1: Port → Site | MIR | HITACHI
6156 | PRL-MIR-043-A1 | HVDC-ADOPT-HE-0421 | MIR | EQ-011 | 281153 | 1 | Outdoor | QBANK-H/C46000767/C82011536 | 266 | 218 | 160 | 9.2781 | 900 | 1400 | Not stackable | 8532 1000 | SEK | 456665.1 | EY914 | NETHERLANDS | Amsterdam | Abu Dhabi Airport | 2025-07-14 | 2025-07-15 | [10 empty] | 2025-07-18 |  |  |  | CASE_LIST |  | 1 | site | MIR | 2025-07-18 | site | 0 | 1 | 1 | 2 | 5.8 | 0 | 5.8 | HITACHI(HE) |  | 1 | 1 | 0 | 1 | Flow 1: Port → Site | MIR | HITACHI
6157 | PRL-MIR-043-A1 | HVDC-ADOPT-HE-0421 | MIR | EQ-011 | 281154 | 1 | Outdoor | QBANK-H/C46000767/C82011536 | 266 | 218 | 160 | 9.2781 | 900 | 1400 | Not stackable | 8532 1000 | SEK | 456665.1 | EY914 | NETHERLANDS | Amsterdam | Abu Dhabi Airport | 2025-07-14 | 2025-07-15 | [10 empty] | 2025-07-18 |  |  |  | CASE_LIST |  | 1 | site | MIR | 2025-07-18 | site | 0 | 1 | 1 | 2 | 5.8 | 0 | 5.8 | HITACHI(HE) |  | 1 | 1 | 0 | 1 | Flow 1: Port → Site | MIR | HITACHI
6158 | PRL-MIR-043-A1 | HVDC-ADOPT-HE-0421 | MIR | EQ-011 | 281155 | 1 | Outdoor | QBANK-H/C46000767/C82011536 | 266 | 218 | 160 | 9.2781 | 900 | 1400 | Not stackable | 8532 1000 | SEK | 456665.1 | EY914 | NETHERLANDS | Amsterdam | Abu Dhabi Airport | 2025-07-14 | 2025-07-15 | [10 empty] | 2025-07-18 |  |  |  | CASE_LIST |  | 1 | site | MIR | 2025-07-18 | site | 0 | 1 | 1 | 2 | 5.8 | 0 | 5.8 | HITACHI(HE) |  | 1 | 1 | 0 | 1 | Flow 1: Port → Site | MIR | HITACHI
6159 | PRL-MIR-043-A1 | HVDC-ADOPT-HE-0421 | MIR | EQ-011 | 281156 | 1 | Outdoor | QBANK-H/C46000767/C82011536 | 266 | 218 | 160 | 9.2781 | 900 | 1400 | Not stackable | 8532 1000 | SEK | 456665.1 | EY914 | NETHERLANDS | Amsterdam | Abu Dhabi Airport | 2025-07-14 | 2025-07-15 | [10 empty] | 2025-07-18 |  |  |  | CASE_LIST |  | 1 | site | MIR | 2025-07-18 | site | 0 | 1 | 1 | 2 | 5.8 | 0 | 5.8 | HITACHI(HE) |  | 1 | 1 | 0 | 1 | Flow 1: Port → Site | MIR | HITACHI
6160 | PRL-MIR-043-A1 | HVDC-ADOPT-HE-0421 | MIR | EQ-011 | 281157 | 1 | Outdoor | QBANK-H/C46000767/C82011536 | 266 | 218 | 160 | 9.2781 | 900 | 1400 | Not stackable | 8532 1000 | SEK | 456665.1 | EY914 | NETHERLANDS | Amsterdam | Abu Dhabi Airport | 2025-07-14 | 2025-07-15 | [10 empty] | 2025-07-18 |  |  |  | CASE_LIST |  | 1 | site | MIR | 2025-07-18 | site | 0 | 1 | 1 | 2 | 5.8 | 0 | 5.8 | HITACHI(HE) |  | 1 | 1 | 0 | 1 | Flow 1: Port → Site | MIR | HITACHI
6161 | PRL-MIR-043-A1 | HVDC-ADOPT-HE-0421 | MIR | EQ-011 | 281158 | 1 | Outdoor | QBANK-H/C46000767/C82011536 | 268 | 222 | 149 | 8.8649 | 840 | 1320 | Not stackable | 8532 1000 | SEK | 456665.1 | EY914 | NETHERLANDS | Amsterdam | Abu Dhabi Airport | 2025-07-14 | 2025-07-15 | [10 empty] | 2025-07-18 |  |  |  | CASE_LIST |  | 1 | site | MIR | 2025-07-18 | site | 0 | 1 | 1 | 2 | 5.95 | 0 | 5.95 | HITACHI(HE) |  | 1 | 1 | 0 | 1 | Flow 1: Port → Site | MIR | HITACHI
6162 | PRL-MIR-043-A1 | HVDC-ADOPT-HE-0421 | MIR | EQ-011 | 281159 | 1 | Outdoor | QBANK-H/C46000767/C82011536 | 268 | 222 | 149 | 8.8649 | 840 | 1320 | Not stackable | 8532 1000 | SEK | 456665.1 | EY914 | NETHERLANDS | Amsterdam | Abu Dhabi Airport | 2025-07-14 | 2025-07-15 | [10 empty] | 2025-07-18 |  |  |  | CASE_LIST |  | 1 | site | MIR | 2025-07-18 | site | 0 | 1 | 1 | 2 | 5.95 | 0 | 5.95 | HITACHI(HE) |  | 1 | 1 | 0 | 1 | Flow 1: Port → Site | MIR | HITACHI
6163 | PRL-MIR-043-A1 | HVDC-ADOPT-HE-0421 | MIR | EQ-011 | 281160 | 1 | Outdoor | QBANK-H/C46000767/C82011536 | 268 | 222 | 149 | 8.8649 | 840 | 1320 | Not stackable | 8532 1000 | SEK | 456665.1 | EY914 | NETHERLANDS | Amsterdam | Abu Dhabi Airport | 2025-07-14 | 2025-07-15 | [10 empty] | 2025-07-18 |  |  |  | CASE_LIST |  | 1 | site | MIR | 2025-07-18 | site | 0 | 1 | 1 | 2 | 5.95 | 0 | 5.95 | HITACHI(HE) |  | 1 | 1 | 0 | 1 | Flow 1: Port → Site | MIR | HITACHI
6164 | PRL-MIR-043-A1 | HVDC-ADOPT-HE-0421 | MIR | EQ-011 | 281161 | 1 | Outdoor | QBANK-H/C46000767/C82011536 | 268 | 222 | 149 | 8.8649 | 840 | 1320 | Not stackable | 8532 1000 | SEK | 456665.1 | EY914 | NETHERLANDS | Amsterdam | Abu Dhabi Airport | 2025-07-14 | 2025-07-15 | [10 empty] | 2025-07-18 |  |  |  | CASE_LIST |  | 1 | site | MIR | 2025-07-18 | site | 0 | 1 | 1 | 2 | 5.95 | 0 | 5.95 | HITACHI(HE) |  | 1 | 1 | 0 | 1 | Flow 1: Port → Site | MIR | HITACHI
6165 | PRL-MIR-043-A1 | HVDC-ADOPT-HE-0421 | MIR | EQ-011 | 281162 | 1 | Outdoor | QBANK-H/C46000767/C82011536 | 268 | 222 | 149 | 8.8649 | 840 | 1320 | Not stackable | 8532 1000 | SEK | 456665.1 | EY914 | NETHERLANDS | Amsterdam | Abu Dhabi Airport | 2025-07-14 | 2025-07-15 | [10 empty] | 2025-07-18 |  |  |  | CASE_LIST |  | 1 | site | MIR | 2025-07-18 | site | 0 | 1 | 1 | 2 | 5.95 | 0 | 5.95 | HITACHI(HE) |  | 1 | 1 | 0 | 1 | Flow 1: Port → Site | MIR | HITACHI
6166 | PRL-MIR-043-A1 | HVDC-ADOPT-HE-0421 | MIR | EQ-011 | 281163 | 1 | Outdoor | QBANK-H/C46000767/C82011536 | 268 | 222 | 149 | 8.8649 | 840 | 1320 | Not stackable | 8532 1000 | SEK | 456665.1 | EY914 | NETHERLANDS | Amsterdam | Abu Dhabi Airport | 2025-07-14 | 2025-07-15 | [10 empty] | 2025-07-18 |  |  |  | CASE_LIST |  | 1 | site | MIR | 2025-07-18 | site | 0 | 1 | 1 | 2 | 5.95 | 0 | 5.95 | HITACHI(HE) |  | 1 | 1 | 0 | 1 | Flow 1: Port → Site | MIR | HITACHI
6167 | PRL-MIR-043-A1 | HVDC-ADOPT-HE-0421 | MIR | EQ-011 | 281164 | 1 | Outdoor | QBANK-H/C46000767/C82011536 | 268 | 222 | 149 | 8.8649 | 840 | 1320 | Not stackable | 8532 1000 | SEK | 456665.1 | EY914 | NETHERLANDS | Amsterdam | Abu Dhabi Airport | 2025-07-14 | 2025-07-15 | [10 empty] | 2025-07-18 |  |  |  | CASE_LIST |  | 1 | site | MIR | 2025-07-18 | site | 0 | 1 | 1 | 2 | 5.95 | 0 | 5.95 | HITACHI(HE) |  | 1 | 1 | 0 | 1 | Flow 1: Port → Site | MIR | HITACHI
6168 | PRL-MIR-043-A1 | HVDC-ADOPT-HE-0421 | MIR | EQ-011 | 281165 | 1 | Outdoor | QBANK-H/C46000767/C82011536 | 268 | 222 | 149 | 8.8649 | 840 | 1320 | Not stackable | 8532 1000 | SEK | 456665.1 | EY914 | NETHERLANDS | Amsterdam | Abu Dhabi Airport | 2025-07-14 | 2025-07-15 | [10 empty] | 2025-07-18 |  |  |  | CASE_LIST |  | 1 | site | MIR | 2025-07-18 | site | 0 | 1 | 1 | 2 | 5.95 | 0 | 5.95 | HITACHI(HE) |  | 1 | 1 | 0 | 1 | Flow 1: Port → Site | MIR | HITACHI
6169 | PRL-MIR-043-A1 | HVDC-ADOPT-HE-0421 | MIR | EQ-011 | 281166 | 1 | Outdoor | QBANK-H/C46000767/C82011536 | 268 | 222 | 149 | 8.8649 | 840 | 1320 | Not stackable | 8532 1000 | SEK | 456665.1 | EY914 | NETHERLANDS | Amsterdam | Abu Dhabi Airport | 2025-07-14 | 2025-07-15 | [10 empty] | 2025-07-18 |  |  |  | CASE_LIST |  | 1 | site | MIR | 2025-07-18 | site | 0 | 1 | 1 | 2 | 5.95 | 0 | 5.95 | HITACHI(HE) |  | 1 | 1 | 0 | 1 | Flow 1: Port → Site | MIR | HITACHI
6170 | PRL-MIR-043-A1 | HVDC-ADOPT-HE-0421 | MIR | EQ-011 | 281167 | 1 | Outdoor | QBANK-H/C46000767/C82011536 | 268 | 222 | 149 | 8.8649 | 840 | 1320 | Not stackable | 8532 1000 | SEK | 456665.1 | EY914 | NETHERLANDS | Amsterdam | Abu Dhabi Airport | 2025-07-14 | 2025-07-15 | [10 empty] | 2025-07-18 |  |  |  | CASE_LIST |  | 1 | site | MIR | 2025-07-18 | site | 0 | 1 | 1 | 2 | 5.95 | 0 | 5.95 | HITACHI(HE) |  | 1 | 1 | 0 | 1 | Flow 1: Port → Site | MIR | HITACHI
6171 | PRL-MIR-043-A1 | HVDC-ADOPT-HE-0421 | MIR | EQ-011 | 281168 | 1 | Outdoor | QBANK-H/C46000767/C82011536 | 268 | 222 | 149 | 8.8649 | 840 | 1320 | Not stackable | 8532 1000 | SEK | 456665.1 | EY914 | NETHERLANDS | Amsterdam | Abu Dhabi Airport | 2025-07-14 | 2025-07-15 | [10 empty] | 2025-07-18 |  |  |  | CASE_LIST |  | 1 | site | MIR | 2025-07-18 | site | 0 | 1 | 1 | 2 | 5.95 | 0 | 5.95 | HITACHI(HE) |  | 1 | 1 | 0 | 1 | Flow 1: Port → Site | MIR | HITACHI
6172 | PRL-MIR-043-A1 | HVDC-ADOPT-HE-0421 | MIR | EQ-011 | 281169 | 1 | Outdoor | QBANK-H/C46000767/C82011536 | 268 | 222 | 149 | 8.8649 | 840 | 1320 | Not stackable | 8532 1000 | SEK | 456665.1 | EY914 | NETHERLANDS | Amsterdam | Abu Dhabi Airport | 2025-07-14 | 2025-07-15 | [10 empty] | 2025-07-18 |  |  |  | CASE_LIST |  | 1 | site | MIR | 2025-07-18 | site | 0 | 1 | 1 | 2 | 5.95 | 0 | 5.95 | HITACHI(HE) |  | 1 | 1 | 0 | 1 | Flow 1: Port → Site | MIR | HITACHI
6403 | PRL-CS-041-O | HVDC-ADOPT-HE-0420 | DAS | EQ-203 | 209418 | 1 | Outdoor | NEUTR EARTH RES &TRANSF (oil fill)3GI | 440 | 290 | 235 | 29.986 | 1525 | 2525 | Not stackable | 8533 1000 | EUR | 23272.2 | MSC VERONA | BELGIUM | Antwerp | Khalifa port | 2025-07-19 | 2025-08-18 | [6 empty] | 2025-08-26 | [5 empty] | 2025-09-20 |  | CASE_LIST | 1 | 1 | site | DAS | 2025-09-20 | site | 1 | 2 | 0 | 2 | 12.76 | 0 | 12.76 | HITACHI(HE) |  | 1 | 2 | 1 | 3 | Flow 3: Port → MOSB → Site | DAS | HITACHI
6404 | PRL-CS-041-O | HVDC-ADOPT-HE-0420 | DAS | EQ-203 | 209419 | 1 | Outdoor | NEUTR EARTH RES &TRANSF (oil fill)3GI | 440 | 290 | 235 | 29.986 | 1525 | 2525 | Not stackable | 8533 1000 | EUR | 23272.2 | MSC VERONA | BELGIUM | Antwerp | Khalifa port | 2025-07-19 | 2025-08-18 | [6 empty] | 2025-08-26 | [5 empty] | 2025-09-20 |  | CASE_LIST | 1 | 1 | site | DAS | 2025-09-20 | site | 1 | 2 | 0 | 2 | 12.76 | 0 | 12.76 | HITACHI(HE) |  | 1 | 2 | 1 | 3 | Flow 3: Port → MOSB → Site | DAS | HITACHI
6405 | PRL-CS-041-O | HVDC-ADOPT-HE-0420 | DAS | EQ-203 | 209420 | 1 | Outdoor | RES BANK ELEMENT SP | 135 | 108 | 40 | 0.5832 | 90 | 120 | stackable | 8533 1000 | EUR | 23272.2 | MSC VERONA | BELGIUM | Antwerp | Khalifa port | 2025-07-19 | 2025-08-18 | [6 empty] | 2025-09-07 | [5 empty] | 2025-09-13 |  | CASE_LIST | 1 | 1 | site | DAS | 2025-09-13 | site | 1 | 2 | 0 | 2 | 1.46 | 1 | 1.46 | HITACHI(HE) |  | 1 | 2 | 1 | 3 | Flow 3: Port → MOSB → Site | DAS | HITACHI
6406 | PRL-CS-041-O | HVDC-ADOPT-HE-0420 | DAS | EQ-203 | 209421 | 1 | Outdoor | BUSHING 36KV SP | 100 | 30 | 40 | 0.12 | 22 | 36 | stackable | 8533 1000 | EUR | 23272.2 | MSC VERONA | BELGIUM | Antwerp | Khalifa port | 2025-07-19 | 2025-08-18 | [6 empty] | 2025-09-07 | [5 empty] | 2025-09-09 |  | CASE_LIST | 1 | 1 | site | DAS | 2025-09-09 | site | 1 | 2 | 0 | 2 | 0.3 | 1 | 0.3 | HITACHI(HE) |  | 1 | 2 | 1 | 3 | Flow 3: Port → MOSB → Site | DAS | HITACHI
6407 | PRL-CS-041-O | HVDC-ADOPT-HE-0420 | DAS | EQ-203 | 209422 | 1 | Outdoor | MOTORISED ONLOAD SWITCH SP | 103 | 103 | 94 | 0.99725 | 71 | 145 | stackable | 8533 1000 | EUR | 23272.2 | MSC VERONA | BELGIUM | Antwerp | Khalifa port | 2025-07-19 | 2025-08-18 | [6 empty] | 2025-09-07 | [5 empty] | 2025-09-13 |  | CASE_LIST | 1 | 1 | site | DAS | 2025-09-13 | site | 1 | 2 | 0 | 2 | 1.06 | 1 | 1.06 | HITACHI(HE) |  | 1 | 2 | 1 | 3 | Flow 3: Port → MOSB → Site | DAS | HITACHI
6408 | PRL-CS-041-O | HVDC-ADOPT-HE-0420 | DAS | EQ-203 | 209423 | 1 | Outdoor | CURRENT TRANSFORMER SP | 34 | 26 | 40 | 0.03536 | 18 | 22 | stackable | 8533 1000 | EUR | 23272.2 | MSC VERONA | BELGIUM | Antwerp | Khalifa port | 2025-07-19 | 2025-08-18 | [6 empty] | 2025-09-07 | [5 empty] | 2025-09-09 |  | CASE_LIST | 1 | 1 | site | DAS | 2025-09-09 | site | 1 | 2 | 0 | 2 | 0.09 | 1 | 0.09 | HITACHI(HE) |  | 1 | 2 | 1 | 3 | Flow 3: Port → MOSB → Site | DAS | HITACHI
6409 | PRL-CS-041-O | HVDC-ADOPT-HE-0420 | AGI | EQ-203 | 366515 | 1 | Outdoor | NEUTR EARTH RES & TRANSF (OIL-FILL) 3GI | 440 | 290 | 235 | 29.986 | 1525 | 2525 | Not stackable | 8533 1000 | EUR | 23272.2 | MSC VERONA | BELGIUM | Antwerp | Khalifa port | 2025-07-19 | 2025-08-18 | [14 empty] | CASE_LIST |  |  | Pre Arrival | Pre Arrival |  | Pre Arrival | 0 | 0 | 0 | 0 | 12.76 | 0 | 12.76 | HITACHI(HE) |  | 0 | 0 | 0 | 0 | Flow 0: Pre Arrival | Pre Arrival | HITACHI
6410 | PRL-CS-041-O | HVDC-ADOPT-HE-0420 | AGI | EQ-203 | 366516 | 1 | Outdoor | NEUTR EARTH RES & TRANSF (OIL-FILL) 3GI | 440 | 290 | 235 | 29.986 | 1525 | 2525 | Not stackable | 8533 1000 | EUR | 23272.2 | MSC VERONA | BELGIUM | Antwerp | Khalifa port | 2025-07-19 | 2025-08-18 | [14 empty] | CASE_LIST |  |  | Pre Arrival | Pre Arrival |  | Pre Arrival | 0 | 0 | 0 | 0 | 12.76 | 0 | 12.76 | HITACHI(HE) |  | 0 | 0 | 0 | 0 | Flow 0: Pre Arrival | Pre Arrival | HITACHI
6411 | PRL-CS-041-O | HVDC-ADOPT-HE-0420 | AGI | EQ-203 | 366517 | 1 | Outdoor | RES BANK ELEMENT SP | 134 | 108 | 40 | 0.57888 | 60 | 120 | stackable | 8533 1000 | EUR | 23272.2 | MSC VERONA | BELGIUM | Antwerp | Khalifa port | 2025-07-19 | 2025-08-18 |  |  |  |  | 2025-09-13 | [9 empty] | CASE_LIST | 1 |  | warehouse | DSV Outdoor | 2025-09-13 | warehouse | 1 | 1 | -1 | 0 | 1.45 | 1 | 1.45 | HITACHI(HE) |  | 0 | 1 | 1 | 2 | Flow 2: Port → WH → Site | DSV Outdoor | HITACHI
6412 | PRL-CS-041-O | HVDC-ADOPT-HE-0420 | AGI | EQ-203 | 366518 | 1 | Outdoor | BUSHING 36KV SP | 98 | 30 | 40 | 0.1176 | 22 | 36 | stackable | 8533 1000 | EUR | 23272.2 | MSC VERONA | BELGIUM | Antwerp | Khalifa port | 2025-07-19 | 2025-08-18 |  |  |  |  | 2025-09-13 | [9 empty] | CASE_LIST | 1 |  | warehouse | DSV Outdoor | 2025-09-13 | warehouse | 1 | 1 | -1 | 0 | 0.29 | 1 | 0.29 | HITACHI(HE) |  | 0 | 1 | 1 | 2 | Flow 2: Port → WH → Site | DSV Outdoor | HITACHI
6413 | PRL-CS-041-O | HVDC-ADOPT-HE-0420 | AGI | EQ-203 | 366519 | 1 | Outdoor | MOTORISED ONLOAD SWITCH SP | 103 | 103 | 94 | 0.99725 | 71 | 145 | stackable | 8533 1000 | EUR | 23272.2 | MSC VERONA | BELGIUM | Antwerp | Khalifa port | 2025-07-19 | 2025-08-18 |  |  |  |  | 2025-09-13 | [9 empty] | CASE_LIST | 1 |  | warehouse | DSV Outdoor | 2025-09-13 | warehouse | 1 | 1 | -1 | 0 | 1.06 | 1 | 1.06 | HITACHI(HE) |  | 0 | 1 | 1 | 2 | Flow 2: Port → WH → Site | DSV Outdoor | HITACHI
6414 | PRL-CS-041-O | HVDC-ADOPT-HE-0420 | AGI | EQ-203 | 366520 | 1 | Outdoor | CURRENT TRANSFORMER SP | 34 | 26 | 40 | 0.03536 | 18 | 22 | stackable | 8533 1000 | EUR | 23272.2 | MSC VERONA | BELGIUM | Antwerp | Khalifa port | 2025-07-19 | 2025-08-18 |  |  |  |  | 2025-09-13 | [9 empty] | CASE_LIST | 1 |  | warehouse | DSV Outdoor | 2025-09-13 | warehouse | 1 | 1 | -1 | 0 | 0.09 | 1 | 0.09 | HITACHI(HE) |  | 0 | 1 | 1 | 2 | Flow 2: Port → WH → Site | DSV Outdoor | HITACHI
6124 | PRL-SHU-066-A2 Spare | HVDC-ADOPT-HE-0419 | SHU | EQ-011 | 192512 | 1 | Outdoor | SPARE CAP UNIT | 169 | 55 | 62 | 0.57629 | 132 | 188 | Stackable 1 tier | 8532 1000 | SEK | 78300 | EY914 | NETHERLANDS | Amsterdam | Abu Dhabi Airport | 2025-07-07 | 2025-07-08 | [11 empty] | 2025-07-11 |  |  | CASE_LIST |  | 1 | site | SHU | 2025-07-11 | site | 0 | 1 | 1 | 2 | 0.93 | 1 | 0.93 | HITACHI(HE) |  | 1 | 1 | 0 | 1 | Flow 1: Port → Site | SHU | HITACHI
6125 | PRL-SHU-066-A2 Spare | HVDC-ADOPT-HE-0419 | SHU | EQ-011 | 192513 | 1 | Outdoor | SPARE CAP UNIT | 165 | 87 | 62 | 0.89001 | 198 | 275 | Stackable 1 tier | 8532 1000 | SEK | 78300 | EY914 | NETHERLANDS | Amsterdam | Abu Dhabi Airport | 2025-07-07 | 2025-07-08 | [11 empty] | 2025-07-11 |  |  | CASE_LIST |  | 1 | site | SHU | 2025-07-11 | site | 0 | 1 | 1 | 2 | 1.44 | 1 | 1.44 | HITACHI(HE) |  | 1 | 1 | 0 | 1 | Flow 1: Port → Site | SHU | HITACHI
6106 | PRL-SHU-066-A1 | HVDC-ADOPT-HE-0418 | SHU | EQ-011 | 192494 | 1 | Outdoor | QBANK-H/C46000768/C82011540 | 266 | 218 | 160 | 9.2781 | 900 | 1450 | Not stackable | 8532 1000 | SEK | 456617.3 | EY914 | NETHERLANDS | Amsterdam | Abu Dhabi Airport | 2025-07-07 | 2025-07-08 | [11 empty] | 2025-07-11 |  |  | CASE_LIST |  | 1 | site | SHU | 2025-07-11 | site | 0 | 1 | 1 | 2 | 5.8 | 0 | 5.8 | HITACHI(HE) |  | 1 | 1 | 0 | 1 | Flow 1: Port → Site | SHU | HITACHI
6107 | PRL-SHU-066-A1 | HVDC-ADOPT-HE-0418 | SHU | EQ-011 | 192495 | 1 | Outdoor | QBANK-H/C46000768/C82011540 | 266 | 218 | 160 | 9.2781 | 900 | 1450 | Not stackable | 8532 1000 | SEK | 456617.3 | EY914 | NETHERLANDS | Amsterdam | Abu Dhabi Airport | 2025-07-07 | 2025-07-08 | [11 empty] | 2025-07-11 |  |  | CASE_LIST |  | 1 | site | SHU | 2025-07-11 | site | 0 | 1 | 1 | 2 | 5.8 | 0 | 5.8 | HITACHI(HE) |  | 1 | 1 | 0 | 1 | Flow 1: Port → Site | SHU | HITACHI
6108 | PRL-SHU-066-A1 | HVDC-ADOPT-HE-0418 | SHU | EQ-011 | 192496 | 1 | Outdoor | QBANK-H/C46000768/C82011540 | 266 | 218 | 160 | 9.2781 | 900 | 1450 | Not stackable | 8532 1000 | SEK | 456617.3 | EY914 | NETHERLANDS | Amsterdam | Abu Dhabi Airport | 2025-07-07 | 2025-07-08 | [11 empty] | 2025-07-11 |  |  | CASE_LIST |  | 1 | site | SHU | 2025-07-11 | site | 0 | 1 | 1 | 2 | 5.8 | 0 | 5.8 | HITACHI(HE) |  | 1 | 1 | 0 | 1 | Flow 1: Port → Site | SHU | HITACHI
6109 | PRL-SHU-066-A1 | HVDC-ADOPT-HE-0418 | SHU | EQ-011 | 192497 | 1 | Outdoor | QBANK-H/C46000768/C82011540 | 266 | 218 | 160 | 9.2781 | 900 | 1450 | Not stackable | 8532 1000 | SEK | 456617.3 | EY914 | NETHERLANDS | Amsterdam | Abu Dhabi Airport | 2025-07-07 | 2025-07-08 | [11 empty] | 2025-07-11 |  |  | CASE_LIST |  | 1 | site | SHU | 2025-07-11 | site | 0 | 1 | 1 | 2 | 5.8 | 0 | 5.8 | HITACHI(HE) |  | 1 | 1 | 0 | 1 | Flow 1: Port → Site | SHU | HITACHI
6110 | PRL-SHU-066-A1 | HVDC-ADOPT-HE-0418 | SHU | EQ-011 | 192498 | 1 | Outdoor | QBANK-H/C46000768/C82011540 | 266 | 218 | 160 | 9.2781 | 900 | 1450 | Not stackable | 8532 1000 | SEK | 456617.3 | EY914 | NETHERLANDS | Amsterdam | Abu Dhabi Airport | 2025-07-07 | 2025-07-08 | [11 empty] | 2025-07-11 |  |  | CASE_LIST |  | 1 | site | SHU | 2025-07-11 | site | 0 | 1 | 1 | 2 | 5.8 | 0 | 5.8 | HITACHI(HE) |  | 1 | 1 | 0 | 1 | Flow 1: Port → Site | SHU | HITACHI
6111 | PRL-SHU-066-A1 | HVDC-ADOPT-HE-0418 | SHU | EQ-011 | 192499 | 1 | Outdoor | QBANK-H/C46000768/C82011540 | 266 | 218 | 160 | 9.2781 | 900 | 1450 | Not stackable | 8532 1000 | SEK | 456617.3 | EY914 | NETHERLANDS | Amsterdam | Abu Dhabi Airport | 2025-07-07 | 2025-07-08 | [11 empty] | 2025-07-11 |  |  | CASE_LIST |  | 1 | site | SHU | 2025-07-11 | site | 0 | 1 | 1 | 2 | 5.8 | 0 | 5.8 | HITACHI(HE) |  | 1 | 1 | 0 | 1 | Flow 1: Port → Site | SHU | HITACHI
6112 | PRL-SHU-066-A1 | HVDC-ADOPT-HE-0418 | SHU | EQ-011 | 192500 | 1 | Outdoor | QBANK-H/C46000768/C82011540 | 268 | 222 | 149 | 8.8649 | 840 | 1390 | Not stackable | 8532 1000 | SEK | 456617.3 | EY914 | NETHERLANDS | Amsterdam | Abu Dhabi Airport | 2025-07-07 | 2025-07-08 | [11 empty] | 2025-07-11 |  |  | CASE_LIST |  | 1 | site | SHU | 2025-07-11 | site | 0 | 1 | 1 | 2 | 5.95 | 0 | 5.95 | HITACHI(HE) |  | 1 | 1 | 0 | 1 | Flow 1: Port → Site | SHU | HITACHI
6113 | PRL-SHU-066-A1 | HVDC-ADOPT-HE-0418 | SHU | EQ-011 | 192501 | 1 | Outdoor | QBANK-H/C46000768/C82011540 | 268 | 222 | 149 | 8.8649 | 840 | 1390 | Not stackable | 8532 1000 | SEK | 456617.3 | EY914 | NETHERLANDS | Amsterdam | Abu Dhabi Airport | 2025-07-07 | 2025-07-08 | [11 empty] | 2025-07-11 |  |  | CASE_LIST |  | 1 | site | SHU | 2025-07-11 | site | 0 | 1 | 1 | 2 | 5.95 | 0 | 5.95 | HITACHI(HE) |  | 1 | 1 | 0 | 1 | Flow 1: Port → Site | SHU | HITACHI
6114 | PRL-SHU-066-A1 | HVDC-ADOPT-HE-0418 | SHU | EQ-011 | 192502 | 1 | Outdoor | QBANK-H/C46000768/C82011540 | 268 | 222 | 149 | 8.8649 | 840 | 1390 | Not stackable | 8532 1000 | SEK | 456617.3 | EY914 | NETHERLANDS | Amsterdam | Abu Dhabi Airport | 2025-07-07 | 2025-07-08 | [11 empty] | 2025-07-11 |  |  | CASE_LIST |  | 1 | site | SHU | 2025-07-11 | site | 0 | 1 | 1 | 2 | 5.95 | 0 | 5.95 | HITACHI(HE) |  | 1 | 1 | 0 | 1 | Flow 1: Port → Site | SHU | HITACHI
6115 | PRL-SHU-066-A1 | HVDC-ADOPT-HE-0418 | SHU | EQ-011 | 192503 | 1 | Outdoor | QBANK-H/C46000768/C82011540 | 268 | 222 | 149 | 8.8649 | 840 | 1390 | Not stackable | 8532 1000 | SEK | 456617.3 | EY914 | NETHERLANDS | Amsterdam | Abu Dhabi Airport | 2025-07-07 | 2025-07-08 | [11 empty] | 2025-07-11 |  |  | CASE_LIST |  | 1 | site | SHU | 2025-07-11 | site | 0 | 1 | 1 | 2 | 5.95 | 0 | 5.95 | HITACHI(HE) |  | 1 | 1 | 0 | 1 | Flow 1: Port → Site | SHU | HITACHI
6116 | PRL-SHU-066-A1 | HVDC-ADOPT-HE-0418 | SHU | EQ-011 | 192504 | 1 | Outdoor | QBANK-H/C46000768/C82011540 | 268 | 222 | 149 | 8.8649 | 840 | 1390 | Not stackable | 8532 1000 | SEK | 456617.3 | EY914 | NETHERLANDS | Amsterdam | Abu Dhabi Airport | 2025-07-07 | 2025-07-08 | [11 empty] | 2025-07-11 |  |  | CASE_LIST |  | 1 | site | SHU | 2025-07-11 | site | 0 | 1 | 1 | 2 | 5.95 | 0 | 5.95 | HITACHI(HE) |  | 1 | 1 | 0 | 1 | Flow 1: Port → Site | SHU | HITACHI
6117 | PRL-SHU-066-A1 | HVDC-ADOPT-HE-0418 | SHU | EQ-011 | 192505 | 1 | Outdoor | QBANK-H/C46000768/C82011540 | 268 | 222 | 149 | 8.8649 | 840 | 1390 | Not stackable | 8532 1000 | SEK | 456617.3 | EY914 | NETHERLANDS | Amsterdam | Abu Dhabi Airport | 2025-07-07 | 2025-07-08 | [11 empty] | 2025-07-11 |  |  | CASE_LIST |  | 1 | site | SHU | 2025-07-11 | site | 0 | 1 | 1 | 2 | 5.95 | 0 | 5.95 | HITACHI(HE) |  | 1 | 1 | 0 | 1 | Flow 1: Port → Site | SHU | HITACHI
6118 | PRL-SHU-066-A1 | HVDC-ADOPT-HE-0418 | SHU | EQ-011 | 192506 | 1 | Outdoor | QBANK-H/C46000768/C82011540 | 268 | 222 | 149 | 8.8649 | 840 | 1390 | Not stackable | 8532 1000 | SEK | 456617.3 | EY914 | NETHERLANDS | Amsterdam | Abu Dhabi Airport | 2025-07-07 | 2025-07-08 | [11 empty] | 2025-07-11 |  |  | CASE_LIST |  | 1 | site | SHU | 2025-07-11 | site | 0 | 1 | 1 | 2 | 5.95 | 0 | 5.95 | HITACHI(HE) |  | 1 | 1 | 0 | 1 | Flow 1: Port → Site | SHU | HITACHI
6119 | PRL-SHU-066-A1 | HVDC-ADOPT-HE-0418 | SHU | EQ-011 | 192507 | 1 | Outdoor | QBANK-H/C46000768/C82011540 | 268 | 222 | 149 | 8.8649 | 840 | 1390 | Not stackable | 8532 1000 | SEK | 456617.3 | EY914 | NETHERLANDS | Amsterdam | Abu Dhabi Airport | 2025-07-07 | 2025-07-08 | [11 empty] | 2025-07-11 |  |  | CASE_LIST |  | 1 | site | SHU | 2025-07-11 | site | 0 | 1 | 1 | 2 | 5.95 | 0 | 5.95 | HITACHI(HE) |  | 1 | 1 | 0 | 1 | Flow 1: Port → Site | SHU | HITACHI
6120 | PRL-SHU-066-A1 | HVDC-ADOPT-HE-0418 | SHU | EQ-011 | 192508 | 1 | Outdoor | QBANK-H/C46000768/C82011540 | 268 | 222 | 149 | 8.8649 | 840 | 1390 | Not stackable | 8532 1000 | SEK | 456617.3 | EY914 | NETHERLANDS | Amsterdam | Abu Dhabi Airport | 2025-07-07 | 2025-07-08 | [11 empty] | 2025-07-11 |  |  | CASE_LIST |  | 1 | site | SHU | 2025-07-11 | site | 0 | 1 | 1 | 2 | 5.95 | 0 | 5.95 | HITACHI(HE) |  | 1 | 1 | 0 | 1 | Flow 1: Port → Site | SHU | HITACHI
6121 | PRL-SHU-066-A1 | HVDC-ADOPT-HE-0418 | SHU | EQ-011 | 192509 | 1 | Outdoor | QBANK-H/C46000768/C82011540 | 268 | 222 | 149 | 8.8649 | 840 | 1390 | Not stackable | 8532 1000 | SEK | 456617.3 | EY914 | NETHERLANDS | Amsterdam | Abu Dhabi Airport | 2025-07-07 | 2025-07-08 | [11 empty] | 2025-07-11 |  |  | CASE_LIST |  | 1 | site | SHU | 2025-07-11 | site | 0 | 1 | 1 | 2 | 5.95 | 0 | 5.95 | HITACHI(HE) |  | 1 | 1 | 0 | 1 | Flow 1: Port → Site | SHU | HITACHI
6122 | PRL-SHU-066-A1 | HVDC-ADOPT-HE-0418 | SHU | EQ-011 | 192510 | 1 | Outdoor | QBANK-H/C46000768/C82011540 | 268 | 222 | 149 | 8.8649 | 840 | 1390 | Not stackable | 8532 1000 | SEK | 456617.3 | EY914 | NETHERLANDS | Amsterdam | Abu Dhabi Airport | 2025-07-07 | 2025-07-08 | [11 empty] | 2025-07-11 |  |  | CASE_LIST |  | 1 | site | SHU | 2025-07-11 | site | 0 | 1 | 1 | 2 | 5.95 | 0 | 5.95 | HITACHI(HE) |  | 1 | 1 | 0 | 1 | Flow 1: Port → Site | SHU | HITACHI
6123 | PRL-SHU-066-A1 | HVDC-ADOPT-HE-0418 | SHU | EQ-011 | 192511 | 1 | Outdoor | QBANK-H/C46000768/C82011540 | 268 | 222 | 149 | 8.8649 | 840 | 1390 | Not stackable | 8532 1000 | SEK | 456617.3 | EY914 | NETHERLANDS | Amsterdam | Abu Dhabi Airport | 2025-07-07 | 2025-07-08 | [11 empty] | 2025-07-11 |  |  | CASE_LIST |  | 1 | site | SHU | 2025-07-11 | site | 0 | 1 | 1 | 2 | 5.95 | 0 | 5.95 | HITACHI(HE) |  | 1 | 1 | 0 | 1 | Flow 1: Port → Site | SHU | HITACHI
6096 | PRL-SHU-070-A | HVDC-ADOPT-HE-0417 | SHU | EQ-354 | 191841 | 1 | Outdoor covered | Connectors | 115 | 80 | 105 | 0.966 | 405 | 470 | Stackable 3 tier | 8536 9010 | EUR | 3511.8 | EY0511 | Austria | Linz | Abu Dhabi Airport | 2025-06-25 | 2025-06-27 | [11 empty] | 2025-07-01 |  |  | CASE_LIST |  | 1 | site | SHU | 2025-07-01 | site | 0 | 1 | 1 | 2 | 0.92 | 3 | 0.92 | HITACHI(HE) |  | 1 | 1 | 0 | 1 | Flow 1: Port → Site | SHU | HITACHI
6097 | PRL-SHU-070-A | HVDC-ADOPT-HE-0417 | SHU | EQ-354 | 191842 | 1 | Outdoor covered | Connectors | 115 | 80 | 105 | 0.966 | 122 | 187 | Stackable 3 tier | 8536 9010 | EUR | 3511.8 | EY0511 | Austria | Linz | Abu Dhabi Airport | 2025-06-25 | 2025-06-27 | [11 empty] | 2025-07-01 |  |  | CASE_LIST |  | 1 | site | SHU | 2025-07-01 | site | 0 | 1 | 1 | 2 | 0.92 | 3 | 0.92 | HITACHI(HE) |  | 1 | 1 | 0 | 1 | Flow 1: Port → Site | SHU | HITACHI
6098 | PRL-SHU-070-A | HVDC-ADOPT-HE-0417 | SHU | EQ-354 | 191843 | 1 | Outdoor covered | Connectors | 115 | 80 | 105 | 0.966 | 97 | 162 | Stackable 3 tier | 8536 9010 | EUR | 3511.8 | EY0511 | Austria | Linz | Abu Dhabi Airport | 2025-06-25 | 2025-06-27 | [11 empty] | 2025-07-01 |  |  | CASE_LIST |  | 1 | site | SHU | 2025-07-01 | site | 0 | 1 | 1 | 2 | 0.92 | 3 | 0.92 | HITACHI(HE) |  | 1 | 1 | 0 | 1 | Flow 1: Port → Site | SHU | HITACHI
6099 | PRL-SHU-070-A | HVDC-ADOPT-HE-0417 | SHU | EQ-354 | 191844 | 1 | Outdoor covered | Connectors | 115 | 80 | 105 | 0.966 | 114 | 179 | Stackable 3 tier | 8536 9010 | EUR | 3511.8 | EY0511 | Austria | Linz | Abu Dhabi Airport | 2025-06-25 | 2025-06-27 | [11 empty] | 2025-07-01 |  |  | CASE_LIST |  | 1 | site | SHU | 2025-07-01 | site | 0 | 1 | 1 | 2 | 0.92 | 3 | 0.92 | HITACHI(HE) |  | 1 | 1 | 0 | 1 | Flow 1: Port → Site | SHU | HITACHI
6100 | PRL-SHU-070-A | HVDC-ADOPT-HE-0417 | SHU | EQ-354 | 191845 | 1 | Outdoor covered | Connectors | 115 | 80 | 105 | 0.966 | 123 | 188 | Stackable 3 tier | 8536 9010 | EUR | 3511.8 | EY0511 | Austria | Linz | Abu Dhabi Airport | 2025-06-25 | 2025-06-27 | [11 empty] | 2025-07-01 |  |  | CASE_LIST |  | 1 | site | SHU | 2025-07-01 | site | 0 | 1 | 1 | 2 | 0.92 | 3 | 0.92 | HITACHI(HE) |  | 1 | 1 | 0 | 1 | Flow 1: Port → Site | SHU | HITACHI
6101 | PRL-SHU-070-A | HVDC-ADOPT-HE-0417 | SHU | EQ-354 | 191846 | 1 | Outdoor covered | Connectors | 115 | 80 | 105 | 0.966 | 116 | 181 | Stackable 3 tier | 8536 9010 | EUR | 3511.8 | EY0511 | Austria | Linz | Abu Dhabi Airport | 2025-06-25 | 2025-06-27 | [11 empty] | 2025-07-01 |  |  | CASE_LIST |  | 1 | site | SHU | 2025-07-01 | site | 0 | 1 | 1 | 2 | 0.92 | 3 | 0.92 | HITACHI(HE) |  | 1 | 1 | 0 | 1 | Flow 1: Port → Site | SHU | HITACHI
6102 | PRL-SHU-070-A | HVDC-ADOPT-HE-0417 | SHU | EQ-354 | 191847 | 1 | Outdoor covered | Connectors | 115 | 80 | 105 | 0.966 | 151 | 216 | Stackable 3 tier | 8536 9010 | EUR | 3511.8 | EY0511 | Austria | Linz | Abu Dhabi Airport | 2025-06-25 | 2025-06-27 | [11 empty] | 2025-07-01 |  |  | CASE_LIST |  | 1 | site | SHU | 2025-07-01 | site | 0 | 1 | 1 | 2 | 0.92 | 3 | 0.92 | HITACHI(HE) |  | 1 | 1 | 0 | 1 | Flow 1: Port → Site | SHU | HITACHI
6103 | PRL-SHU-070-A | HVDC-ADOPT-HE-0417 | SHU | EQ-354 | 191848 | 1 | Outdoor covered | Connectors | 115 | 80 | 105 | 0.966 | 409 | 474 | Stackable 3 tier | 8536 9010 | EUR | 3511.8 | EY0511 | Austria | Linz | Abu Dhabi Airport | 2025-06-25 | 2025-06-27 | [11 empty] | 2025-07-01 |  |  | CASE_LIST |  | 1 | site | SHU | 2025-07-01 | site | 0 | 1 | 1 | 2 | 0.92 | 3 | 0.92 | HITACHI(HE) |  | 1 | 1 | 0 | 1 | Flow 1: Port → Site | SHU | HITACHI
6104 | PRL-SHU-070-A | HVDC-ADOPT-HE-0417 | SHU | EQ-354 | 191849 | 1 | Outdoor covered | Connectors | 115 | 80 | 105 | 0.966 | 389 | 454 | Stackable 3 tier | 8536 9010 | EUR | 3511.8 | EY0511 | Austria | Linz | Abu Dhabi Airport | 2025-06-25 | 2025-06-27 | [11 empty] | 2025-07-01 |  |  | CASE_LIST |  | 1 | site | SHU | 2025-07-01 | site | 0 | 1 | 1 | 2 | 0.92 | 3 | 0.92 | HITACHI(HE) |  | 1 | 1 | 0 | 1 | Flow 1: Port → Site | SHU | HITACHI
6105 | PRL-SHU-070-A | HVDC-ADOPT-HE-0417 | SHU | EQ-354 | 191850 | 1 | Outdoor covered | Connectors | 80 | 80 | 80 | 0.512 | 45 | 110 | Stackable 3 tier | 8536 9010 | EUR | 3511.8 | EY0511 | Austria | Linz | Abu Dhabi Airport | 2025-06-25 | 2025-06-27 | [11 empty] | 2025-07-01 |  |  | CASE_LIST |  | 1 | site | SHU | 2025-07-01 | site | 0 | 1 | 1 | 2 | 0.64 | 3 | 0.64 | HITACHI(HE) |  | 1 | 1 | 0 | 1 | Flow 1: Port → Site | SHU | HITACHI
5393 | PRL-ZAK-026-A | HVDC-ADOPT-HE-0415 | AGI | EQ-011 | 366540 | 1 | Outdoor | Capacitor bank H | 420 | 70 | 48 | 1.4112 | 100 | 225 | Stackable 1 tier | 85321000 | SEK | 24826.3 | EY918 | NETHERLANDS | Amsterdam | Abu Dhabi Airport | 2025-06-26 | 2025-06-27 | [6 empty] | 2025-07-01 | [6 empty] | 2025-07-10 | CASE_LIST | 1 | 1 | site | AGI | 2025-07-10 | site | 1 | 2 | 0 | 2 | 2.94 | 1 | 2.94 | HITACHI(HE) |  | 1 | 2 | 1 | 3 | Flow 3: Port → MOSB → Site | AGI | HITACHI
5394 | PRL-ZAK-026-A | HVDC-ADOPT-HE-0415 | AGI | EQ-011 | 366541 | 1 | Outdoor | Capacitor bank H | 167 | 55 | 64 | 0.58784 | 696 | 741 | Stackable 1 tier | 85321000 | SEK | 24826.3 | EY918 | NETHERLANDS | Amsterdam | Abu Dhabi Airport | 2025-06-26 | 2025-06-27 | [6 empty] | 2025-07-01 | [6 empty] | 2025-07-10 | CASE_LIST | 1 | 1 | site | AGI | 2025-07-10 | site | 1 | 2 | 0 | 2 | 0.92 | 1 | 0.92 | HITACHI(HE) |  | 1 | 2 | 1 | 3 | Flow 3: Port → MOSB → Site | AGI | HITACHI
5395 | PRL-ZAK-026-A | HVDC-ADOPT-HE-0415 | AGI | EQ-011 | 366542 | 1 | Outdoor | Capacitor bank H | 167 | 88 | 64 | 0.94054 | 261 | 341 | Stackable 1 tier | 85321000 | SEK | 24826.3 | EY918 | NETHERLANDS | Amsterdam | Abu Dhabi Airport | 2025-06-26 | 2025-06-27 | [6 empty] | 2025-07-01 | [6 empty] | 2025-07-10 | CASE_LIST | 1 | 1 | site | AGI | 2025-07-10 | site | 1 | 2 | 0 | 2 | 1.47 | 1 | 1.47 | HITACHI(HE) |  | 1 | 2 | 1 | 3 | Flow 3: Port → MOSB → Site | AGI | HITACHI
5396 | PRL-ZAK-026-A | HVDC-ADOPT-HE-0415 | AGI | EQ-011 | 366543 | 1 | Indoor | CB 2000 | 58 | 51 | 29 | 0.085782 | 8 | 16 | Stackable 1 tier | 85321000 | SEK | 2575.8 | EY918 | NETHERLANDS | Amsterdam | Abu Dhabi Airport | 2025-06-26 | 2025-06-27 | [6 empty] | 2025-07-01 | [6 empty] | 2025-07-10 | CASE_LIST | 1 | 1 | site | AGI | 2025-07-10 | site | 1 | 2 | 0 | 2 | 0.3 | 1 | 0.3 | HITACHI(HE) |  | 1 | 2 | 1 | 3 | Flow 3: Port → MOSB → Site | AGI | HITACHI
6402 | PRL-ZAK-025-O2 SPARE | HVDC-ADOPT-HE-0414 | AGI | EQ-273 | 366553 | 1 | Indoor | Fiber Optic Cable Spare | 80 | 60 | 92 | 0.4416 | 90 | 123 | Stackable 1 tier | 8544 7700 | SEK | 125712 | MSC VERONA | BELGIUM | Antwerp | Khalifa port | 2025-07-19 | 2025-08-18 |  | 2025-09-10 |  |  |  |  | 2025-09-10 |  |  |  | 2025-09-10 | 2025-09-10 |  |  | CASE_LIST | 1 | 1 | site | MIR | 2025-09-10 | site | 2 | 4 | 0 | 4 | 0.48 | 1 | 0.48 | HITACHI(HE) |  | 2 | 4 | 2 | 4 | Flow 4: Port → WH → MOSB → Site | MIR | HITACHI
6394 | PRL-ZAK-027-O1 | HVDC-ADOPT-HE-0413 | AGI | EQ-273 | 366545 | 1 | Indoor | Fiber Optic Cable | 120 | 80 | 114 | 1.0944 | 273 | 348 | Stackable 1 tier | 8544 7700 | SEK | 377136 | MSC VERONA | BELGIUM | Antwerp | Khalifa port | 2025-07-19 | 2025-08-18 |  | 2025-09-10 | [11 empty] | 2025-10-02 | CASE_LIST | 1 | 1 | site | AGI | 2025-10-02 | site | 1 | 2 | 0 | 2 | 0.96 | 1 | 0.96 | HITACHI(HE) |  | 1 | 2 | 1 | 2 | Flow 2: Port → WH → Site | AGI | HITACHI
6395 | PRL-ZAK-027-O1 | HVDC-ADOPT-HE-0413 | AGI | EQ-273 | 366546 | 1 | Indoor | Fiber Optic Cable | 120 | 80 | 114 | 1.0944 | 273 | 348 | Stackable 1 tier | 8544 7700 | SEK | 377136 | MSC VERONA | BELGIUM | Antwerp | Khalifa port | 2025-07-19 | 2025-08-18 |  | 2025-09-10 | [11 empty] | 2025-10-02 | CASE_LIST | 1 | 1 | site | AGI | 2025-10-02 | site | 1 | 2 | 0 | 2 | 0.96 | 1 | 0.96 | HITACHI(HE) |  | 1 | 2 | 1 | 2 | Flow 2: Port → WH → Site | AGI | HITACHI
6396 | PRL-ZAK-027-O1 | HVDC-ADOPT-HE-0413 | AGI | EQ-273 | 366547 | 1 | Indoor | Fiber Optic Cable | 120 | 80 | 114 | 1.0944 | 273 | 348 | Stackable 1 tier | 8544 7700 | SEK | 377136 | MSC VERONA | BELGIUM | Antwerp | Khalifa port | 2025-07-19 | 2025-08-18 |  | 2025-09-10 | [11 empty] | 2025-10-02 | CASE_LIST | 1 | 1 | site | AGI | 2025-10-02 | site | 1 | 2 | 0 | 2 | 0.96 | 1 | 0.96 | HITACHI(HE) |  | 1 | 2 | 1 | 2 | Flow 2: Port → WH → Site | AGI | HITACHI
6397 | PRL-ZAK-027-O1 | HVDC-ADOPT-HE-0413 | AGI | EQ-273 | 366548 | 1 | Indoor | Fiber Optic Cable | 120 | 80 | 114 | 1.0944 | 273 | 348 | Stackable 1 tier | 8544 7700 | SEK | 377136 | MSC VERONA | BELGIUM | Antwerp | Khalifa port | 2025-07-19 | 2025-08-18 |  | 2025-09-10 | [11 empty] | 2025-10-02 | CASE_LIST | 1 | 1 | site | AGI | 2025-10-02 | site | 1 | 2 | 0 | 2 | 0.96 | 1 | 0.96 | HITACHI(HE) |  | 1 | 2 | 1 | 2 | Flow 2: Port → WH → Site | AGI | HITACHI
6398 | PRL-ZAK-027-O1 | HVDC-ADOPT-HE-0413 | AGI | EQ-273 | 366549 | 1 | Indoor | Fiber Optic Cable | 120 | 80 | 114 | 1.0944 | 273 | 348 | Stackable 1 tier | 8544 7700 | SEK | 377136 | MSC VERONA | BELGIUM | Antwerp | Khalifa port | 2025-07-19 | 2025-08-18 |  | 2025-09-10 | [11 empty] | 2025-10-02 | CASE_LIST | 1 | 1 | site | AGI | 2025-10-02 | site | 1 | 2 | 0 | 2 | 0.96 | 1 | 0.96 | HITACHI(HE) |  | 1 | 2 | 1 | 2 | Flow 2: Port → WH → Site | AGI | HITACHI
6399 | PRL-ZAK-027-O1 | HVDC-ADOPT-HE-0413 | AGI | EQ-273 | 366550 | 1 | Indoor | Fiber Optic Cable | 120 | 80 | 114 | 1.0944 | 273 | 348 | Stackable 1 tier | 8544 7700 | SEK | 377136 | MSC VERONA | BELGIUM | Antwerp | Khalifa port | 2025-07-19 | 2025-08-18 |  | 2025-09-10 | [11 empty] | 2025-10-02 | CASE_LIST | 1 | 1 | site | AGI | 2025-10-02 | site | 1 | 2 | 0 | 2 | 0.96 | 1 | 0.96 | HITACHI(HE) |  | 1 | 2 | 1 | 2 | Flow 2: Port → WH → Site | AGI | HITACHI
6400 | PRL-ZAK-027-O1 | HVDC-ADOPT-HE-0413 | AGI | EQ-273 | 366551 | 1 | Indoor | Fiber Optic Cable | 120 | 80 | 114 | 1.0944 | 273 | 348 | Stackable 1 tier | 8544 7700 | SEK | 377136 | MSC VERONA | BELGIUM | Antwerp | Khalifa port | 2025-07-19 | 2025-08-18 |  | 2025-09-10 | [11 empty] | 2025-10-02 | CASE_LIST | 1 | 1 | site | AGI | 2025-10-02 | site | 1 | 2 | 0 | 2 | 0.96 | 1 | 0.96 | HITACHI(HE) |  | 1 | 2 | 1 | 2 | Flow 2: Port → WH → Site | AGI | HITACHI
6401 | PRL-ZAK-027-O1 | HVDC-ADOPT-HE-0413 | AGI | EQ-273 | 366552 | 1 | Indoor | Fiber Optic Cable | 120 | 80 | 114 | 1.0944 | 273 | 348 | Stackable 1 tier | 8544 7700 | SEK | 377136 | MSC VERONA | BELGIUM | Antwerp | Khalifa port | 2025-07-19 | 2025-08-18 |  | 2025-09-10 | [11 empty] | 2025-10-02 | CASE_LIST | 1 | 1 | site | AGI | 2025-10-02 | site | 1 | 2 | 0 | 2 | 0.96 | 1 | 0.96 | HITACHI(HE) |  | 1 | 2 | 1 | 2 | Flow 2: Port → WH → Site | AGI | HITACHI
5389 | PRL-DAS-038-A | HVDC-ADOPT-HE-0412 | DAS | EQ-011 | 192526 | 1 | Outdoor | Capacitors bank H | 110 | 87 | 62 | 0.59334 | 650 | 710 | Stackable 1 tier | 85321000 | SEK | 41325.7 | EY918 | NETHERLANDS | Amsterdam | Abu Dhabi Airport | 2025-06-26 | 2025-06-27 | [6 empty] | 2025-07-01 | [5 empty] | 2025-07-12 |  | CASE_LIST | 1 | 1 | site | DAS | 2025-07-12 | site | 1 | 2 | 0 | 2 | 0.96 | 1 | 0.96 | HITACHI(HE) |  | 1 | 2 | 1 | 3 | Flow 3: Port → MOSB → Site | DAS | HITACHI
5390 | PRL-DAS-038-A | HVDC-ADOPT-HE-0412 | DAS | EQ-011 | 192527 | 1 | Outdoor | Capacitors bank H | 420 | 48 | 70 | 1.4112 | 120 | 240 | Stackable 1 tier | 85321000 | SEK | 41325.7 | EY918 | NETHERLANDS | Amsterdam | Abu Dhabi Airport | 2025-06-26 | 2025-06-27 | [6 empty] | 2025-07-01 | [5 empty] | 2025-07-12 |  | CASE_LIST | 1 | 1 | site | DAS | 2025-07-12 | site | 1 | 2 | 0 | 2 | 2.02 | 1 | 2.02 | HITACHI(HE) |  | 1 | 2 | 1 | 3 | Flow 3: Port → MOSB → Site | DAS | HITACHI
5391 | PRL-DAS-038-A | HVDC-ADOPT-HE-0412 | DAS | EQ-011 | 192528 | 1 | Outdoor | Capacitors bank H | 167 | 64 | 88 | 0.94054 | 278 | 350 | Stackable 1 tier | 85321000 | SEK | 41325.7 | EY918 | NETHERLANDS | Amsterdam | Abu Dhabi Airport | 2025-06-26 | 2025-06-27 | [6 empty] | 2025-07-01 | [5 empty] | 2025-07-12 |  | CASE_LIST | 1 | 1 | site | DAS | 2025-07-12 | site | 1 | 2 | 0 | 2 | 1.07 | 1 | 1.07 | HITACHI(HE) |  | 1 | 2 | 1 | 3 | Flow 3: Port → MOSB → Site | DAS | HITACHI
5392 | PRL-DAS-038-A | HVDC-ADOPT-HE-0412 | DAS | EQ-011 | 192529 | 1 | Indoor | CB 2000 | 58 | 51 | 29 | 0.085782 | 8 | 16 | Stackable 1 tier | 85321000 | SEK | 14310 | EY918 | NETHERLANDS | Amsterdam | Abu Dhabi Airport | 2025-06-26 | 2025-06-27 | [6 empty] | 2025-07-01 | [5 empty] | 2025-07-12 |  | CASE_LIST | 1 | 1 | site | DAS | 2025-07-12 | site | 1 | 2 | 0 | 2 | 0.3 | 1 | 0.3 | HITACHI(HE) |  | 1 | 2 | 1 | 3 | Flow 3: Port → MOSB → Site | DAS | HITACHI
5380 | PRL-DAS-036-A2 | HVDC-ADOPT-HE-0411 | DAS | EQ-051B | 208678 | 1 | Outdoor covered | Operating device BLG | 189 | 105 | 112 | 2.2226 | 530 | 680 | Stackable 3 tier | 85352900 | SEK | 707450 | EY178 | SWEDEN | Copenhagen | Abu Dhabi Airport | 2025-06-16 | 2025-06-17 | [6 empty] | 2025-06-27 | [5 empty] | 2025-07-01 |  | CASE_LIST | 1 | 1 | site | DAS | 2025-07-01 | site | 1 | 2 | 0 | 2 | 1.98 | 3 | 1.98 | HITACHI(HE) |  | 1 | 2 | 1 | 3 | Flow 3: Port → MOSB → Site | DAS | HITACHI
5381 | PRL-DAS-036-A2 | HVDC-ADOPT-HE-0411 | DAS | EQ-051B | 208679 | 1 | Outdoor covered | Operating device BLG | 189 | 105 | 112 | 2.2226 | 530 | 680 | Stackable 3 tier | 85352900 | SEK | 707450 | EY178 | SWEDEN | Copenhagen | Abu Dhabi Airport | 2025-06-16 | 2025-06-17 | [6 empty] | 2025-06-27 | [5 empty] | 2025-07-01 |  | CASE_LIST | 1 | 1 | site | DAS | 2025-07-01 | site | 1 | 2 | 0 | 2 | 1.98 | 3 | 1.98 | HITACHI(HE) |  | 1 | 2 | 1 | 3 | Flow 3: Port → MOSB → Site | DAS | HITACHI
5382 | PRL-DAS-036-A2 | HVDC-ADOPT-HE-0411 | DAS | EQ-051B | 208680 | 1 | Outdoor covered | FIG FRAME DCB 2850 | 295 | 115 | 50 | 1.6967 | 720 | 760 | Stackable 3 tier | 85352900 | SEK | 707450 | EY178 | SWEDEN | Copenhagen | Abu Dhabi Airport | 2025-06-16 | 2025-06-17 | [6 empty] | 2025-06-27 | [5 empty] | 2025-07-01 |  | CASE_LIST | 1 | 1 | site | DAS | 2025-07-01 | site | 1 | 2 | 0 | 2 | 3.39 | 3 | 3.39 | HITACHI(HE) |  | 1 | 2 | 1 | 3 | Flow 3: Port → MOSB → Site | DAS | HITACHI
5383 | PRL-DAS-036-A2 | HVDC-ADOPT-HE-0411 | DAS | EQ-051B | 208681 | 1 | Outdoor covered | FIG FRAME DCB 2850 | 295 | 115 | 50 | 1.6963 | 720 | 760 | Stackable 3 tier | 85352900 | SEK | 707450 | EY178 | SWEDEN | Copenhagen | Abu Dhabi Airport | 2025-06-16 | 2025-06-17 | [6 empty] | 2025-06-27 | [5 empty] | 2025-07-01 |  | CASE_LIST | 1 | 1 | site | DAS | 2025-07-01 | site | 1 | 2 | 0 | 2 | 3.39 | 3 | 3.39 | HITACHI(HE) |  | 1 | 2 | 1 | 3 | Flow 3: Port → MOSB → Site | DAS | HITACHI
5384 | PRL-DAS-036-A2 | HVDC-ADOPT-HE-0411 | DAS | EQ-051B | 208676 | 1 | Outdoor covered | Operating mechanism AD100 | 154 | 114 | 76 | 1.3343 | 100 | 220 | Stackable 3 tier | 85352900 | SEK | 707450 | EY178 | SWEDEN | Copenhagen | Abu Dhabi Airport | 2025-06-16 | 2025-06-17 | [6 empty] | 2025-06-27 | [5 empty] | 2025-07-01 |  | CASE_LIST | 1 | 1 | site | DAS | 2025-07-01 | site | 1 | 2 | 0 | 2 | 1.76 | 3 | 1.76 | HITACHI(HE) |  | 1 | 2 | 1 | 3 | Flow 3: Port → MOSB → Site | DAS | HITACHI
5385 | PRL-DAS-036-A2 | HVDC-ADOPT-HE-0411 | DAS | EQ-051B | 208677 | 1 | Outdoor covered | Operating mechanism AD100 | 154 | 114 | 76 | 1.3343 | 100 | 220 | Stackable 3 tier | 85352900 | SEK | 707450 | EY178 | SWEDEN | Copenhagen | Abu Dhabi Airport | 2025-06-16 | 2025-06-15 | [6 empty] | 2025-06-27 | [5 empty] | 2025-07-01 |  | CASE_LIST | 1 | 1 | site | DAS | 2025-07-01 | site | 1 | 2 | 0 | 2 | 1.76 | 3 | 1.76 | HITACHI(HE) |  | 1 | 2 | 1 | 3 | Flow 3: Port → MOSB → Site | DAS | HITACHI
6093 | PRL-SHU-064-A2 spare | HVDC-ADOPT-HE-0410 | SHU | EQ 046 | 192315 | 1 | Outdoor covered | DC Neutral Bus arrester, EM spare to units | 122 | 30 | 41 | 0.15006 | 30 | 40 | Stackable 3 tier | 8535 4000 | SEK | 1330310 | EY918 | NETHERLANDS | Amsterdam | Abu Dhabi Airport | 2025-06-24 | 2025-06-24 | [11 empty] | 2025-06-27 |  |  | CASE_LIST |  | 1 | site | SHU | 2025-06-27 | site | 0 | 1 | 1 | 2 | 0.37 | 3 | 0.37 | HITACHI(HE) |  | 1 | 1 | 0 | 1 | Flow 1: Port → Site | SHU | HITACHI
6086 | PRL-SHU-064-A1 | HVDC-ADOPT-HE-0409 | SHU | EQ 046 | 192310 | 1 | Outdoor covered | DC Neutral Bus arrester, E | 411 | 201 | 195 | 16.1091 | 3195 | 3825 | Not stackable | 8535 4000 | SEK | 1330310 | EY918 | NETHERLANDS | Amsterdam | Abu Dhabi Airport | 2025-06-24 | 2025-06-24 | [11 empty] | 2025-06-27 |  |  | CASE_LIST |  | 1 | site | SHU | 2025-06-27 | site | 0 | 1 | 1 | 2 | 8.26 | 0 | 8.26 | HITACHI(HE) |  | 1 | 1 | 0 | 1 | Flow 1: Port → Site | SHU | HITACHI
6087 | PRL-SHU-064-A1 | HVDC-ADOPT-HE-0409 | SHU | EQ 046 | 192311 | 1 | Outdoor covered | DC Neutral Bus arrester, E | 411 | 201 | 195 | 16.1091 | 3195 | 3825 | Not stackable | 8535 4000 | SEK | 1330310 | EY918 | NETHERLANDS | Amsterdam | Abu Dhabi Airport | 2025-06-24 | 2025-06-24 | [11 empty] | 2025-06-27 |  |  | CASE_LIST |  | 1 | site | SHU | 2025-06-27 | site | 0 | 1 | 1 | 2 | 8.26 | 0 | 8.26 | HITACHI(HE) |  | 1 | 1 | 0 | 1 | Flow 1: Port → Site | SHU | HITACHI
6088 | PRL-SHU-064-A1 | HVDC-ADOPT-HE-0409 | SHU | EQ 046 | 192334 | 1 | Outdoor covered | DC Neutral Bus arrester, E | 411 | 201 | 195 | 16.1091 | 2655 | 3315 | Not stackable | 8535 4000 | SEK | 1330310 | EY918 | NETHERLANDS | Amsterdam | Abu Dhabi Airport | 2025-06-24 | 2025-06-24 | [11 empty] | 2025-06-27 |  |  | CASE_LIST |  | 1 | site | SHU | 2025-06-27 | site | 0 | 1 | 1 | 2 | 8.26 | 0 | 8.26 | HITACHI(HE) |  | 1 | 1 | 0 | 1 | Flow 1: Port → Site | SHU | HITACHI
6089 | PRL-SHU-064-A1 | HVDC-ADOPT-HE-0409 | SHU | EQ 046 | 192335 | 1 | Outdoor covered | DC Neutral Bus arrester, E | 411 | 201 | 195 | 16.1091 | 2685 | 3315 | Not stackable | 8535 4000 | SEK | 1330310 | EY918 | NETHERLANDS | Amsterdam | Abu Dhabi Airport | 2025-06-24 | 2025-06-24 | [11 empty] | 2025-06-27 |  |  | CASE_LIST |  | 1 | site | SHU | 2025-06-27 | site | 0 | 1 | 1 | 2 | 8.26 | 0 | 8.26 | HITACHI(HE) |  | 1 | 1 | 0 | 1 | Flow 1: Port → Site | SHU | HITACHI
6090 | PRL-SHU-064-A1 | HVDC-ADOPT-HE-0409 | SHU | EQ 046 | 192312 | 1 | Outdoor covered | DC Neutral Bus arrester, EM | 122 | 30 | 41 | 0.15006 | 30 | 40 | Stackable 3 tier | 8535 4000 | SEK | 1330310 | EY918 | NETHERLANDS | Amsterdam | Abu Dhabi Airport | 2025-06-24 | 2025-06-24 | [11 empty] | 2025-06-27 |  |  | CASE_LIST |  | 1 | site | SHU | 2025-06-27 | site | 0 | 1 | 1 | 2 | 0.37 | 3 | 0.37 | HITACHI(HE) |  | 1 | 1 | 0 | 1 | Flow 1: Port → Site | SHU | HITACHI
6091 | PRL-SHU-064-A1 | HVDC-ADOPT-HE-0409 | SHU | EQ 046 | 192313 | 1 | Outdoor covered | DC Neutral Bus arrester, E1 | 122 | 31 | 41 | 0.15506 | 30 | 40 | Stackable 3 tier | 8535 4000 | SEK | 1330310 | EY918 | NETHERLANDS | Amsterdam | Abu Dhabi Airport | 2025-06-24 | 2025-06-24 | [11 empty] | 2025-06-27 |  |  | CASE_LIST |  | 1 | site | SHU | 2025-06-27 | site | 0 | 1 | 1 | 2 | 0.38 | 3 | 0.38 | HITACHI(HE) |  | 1 | 1 | 0 | 1 | Flow 1: Port → Site | SHU | HITACHI
6092 | PRL-SHU-064-A1 | HVDC-ADOPT-HE-0409 | SHU | EQ 046 | 192314 | 1 | Outdoor covered | DC Neutral Bus arrester, EL | 122 | 30 | 41 | 0.15006 | 30 | 40 | Stackable 3 tier | 8535 4000 | SEK | 1330310 | EY918 | NETHERLANDS | Amsterdam | Abu Dhabi Airport | 2025-06-24 | 2025-06-24 | [11 empty] | 2025-06-27 |  |  | CASE_LIST |  | 1 | site | SHU | 2025-06-27 | site | 0 | 1 | 1 | 2 | 0.37 | 3 | 0.37 | HITACHI(HE) |  | 1 | 1 | 0 | 1 | Flow 1: Port → Site | SHU | HITACHI
6094 | PRL-O-035-A | HVDC-ADOPT-HE-0408 | SHU | EQ002 | 209434 | 1 | Indoor | Vacuum Sputnik Tank | 120 | 80 | 87 | 0.8352 | 142.5 | 187.5 | Non-Stackable | 8504 9017 | SEK | 439500 | EY178 | Denmark | Copenhagen | Abu Dhabi Airport | 2025-06-25 | 2025-06-25 | [11 empty] | 2025-06-27 |  |  | CASE_LIST |  | 1 | site | SHU | 2025-06-27 | site | 0 | 1 | 1 | 2 | 0.96 | 0 | 0.96 | HITACHI(HE) |  | 1 | 1 | 0 | 1 | Flow 1: Port → Site | SHU | HITACHI
6095 | PRL-O-035-A | HVDC-ADOPT-HE-0408 | SHU | EQ002 | 209435 | 1 | Indoor | Vacuum Sputnik Tank | 120 | 80 | 73 | 0.7008 | 68 | 92 | Non-Stackable | 8504 9017 | SEK | 439500 | EY178 | Denmark | Copenhagen | Abu Dhabi Airport | 2025-06-25 | 2025-06-25 | [11 empty] | 2025-06-27 |  |  | CASE_LIST |  | 1 | site | SHU | 2025-06-27 | site | 0 | 1 | 1 | 2 | 0.96 | 0 | 0.96 | HITACHI(HE) |  | 1 | 1 | 0 | 1 | Flow 1: Port → Site | SHU | HITACHI
5388 | PRL-DAS-033-A Spare | HVDC-ADOPT-HE-0407 | DAS | EQ-043 | 209308 | 1 | Outdoor covered | AC Filter arrester, FA1, spare | 150 | 85 | 70 | 0.8925 | 85 | 125 | Stackable 3 tier | 85354000 | SEK | 173565 | EY178 | SWEDEN | Copenhagen | Abu Dhabi Airport | 2025-06-16 | 2025-06-15 | [6 empty] | 2025-06-19 | [5 empty] | 2025-06-30 |  | CASE_LIST | 1 | 1 | site | DAS | 2025-06-30 | site | 1 | 2 | 0 | 2 | 1.27 | 3 | 1.27 | HITACHI(HE) |  | 1 | 2 | 1 | 3 | Flow 3: Port → MOSB → Site | DAS | HITACHI
5386 | PRL-DAS-033-A | HVDC-ADOPT-HE-0406 | DAS | EQ-043 | 209306 | 1 | Outdoor covered | AC Filter arrester, FA1 | 151 | 84 | 78 | 0.98935 | 260 | 300 | Stackable 3 tier | 85354000 | SEK | 173565 | EY178 | SWEDEN | Copenhagen | Abu Dhabi Airport | 2025-06-16 | 2025-06-15 | [6 empty] | 2025-06-19 | [5 empty] | 2025-06-30 |  | CASE_LIST | 1 | 1 | site | DAS | 2025-06-30 | site | 1 | 2 | 0 | 2 | 1.27 | 3 | 1.27 | HITACHI(HE) |  | 1 | 2 | 1 | 3 | Flow 3: Port → MOSB → Site | DAS | HITACHI
5387 | PRL-DAS-033-A | HVDC-ADOPT-HE-0406 | DAS | EQ-043 | 209307 | 1 | Outdoor covered | AC Filter arrester, FA1 | 151 | 84 | 78 | 0.98935 | 260 | 300 | Stackable 3 tier | 85354000 | SEK | 173565 | EY178 | SWEDEN | Copenhagen | Abu Dhabi Airport | 2025-06-16 | 2025-06-15 | [6 empty] | 2025-06-19 | [5 empty] | 2025-06-30 |  | CASE_LIST | 1 | 1 | site | DAS | 2025-06-30 | site | 1 | 2 | 0 | 2 | 1.27 | 3 | 1.27 | HITACHI(HE) |  | 1 | 2 | 1 | 3 | Flow 3: Port → MOSB → Site | DAS | HITACHI
5376 | PRL-DAS-021-A1 | HVDC-ADOPT-HE-0405 | DAS | EQ-046 | 209300 | 1 | Outdoor covered | DC Neutral Bus arrester, E | 200 | 75 | 110 | 1.65 | 310 | 460 | Not stackable | 85354000 | SEK | 379701 | EY178 | SWEDEN | Copenhagen | Abu Dhabi Airport | 2025-06-16 | 2025-06-17 | [6 empty] | 2025-06-19 | [5 empty] | 2025-06-30 |  | CASE_LIST | 1 | 1 | site | DAS | 2025-06-30 | site | 1 | 2 | 0 | 2 | 1.5 | 0 | 1.5 | HITACHI(HE) |  | 1 | 2 | 1 | 3 | Flow 3: Port → MOSB → Site | DAS | HITACHI
5377 | PRL-DAS-021-A1 | HVDC-ADOPT-HE-0405 | DAS | EQ-046 | 209301 | 1 | Outdoor covered | DC Neutral Bus arrester, EM | 122 | 30 | 41 | 0.15006 | 30 | 40 | Stackable 3 tier | 85354000 | SEK | 34001.1 | EY178 | SWEDEN | Copenhagen | Abu Dhabi Airport | 2025-06-16 | 2025-06-17 | [6 empty] | 2025-06-19 | [5 empty] | 2025-06-30 |  | CASE_LIST | 1 | 1 | site | DAS | 2025-06-30 | site | 1 | 2 | 0 | 2 | 0.37 | 3 | 0.37 | HITACHI(HE) |  | 1 | 2 | 1 | 3 | Flow 3: Port → MOSB → Site | DAS | HITACHI
5378 | PRL-DAS-021-A1 | HVDC-ADOPT-HE-0405 | DAS | EQ-046 | 209302 | 1 | Outdoor covered | DC Neutral Bus arrester, E1 | 122 | 30 | 41 | 0.15006 | 30 | 40 | Stackable 3 tier | 85354000 | SEK | 34001.1 | EY178 | SWEDEN | Copenhagen | Abu Dhabi Airport | 2025-06-16 | 2025-06-17 | [6 empty] | 2025-06-19 | [5 empty] | 2025-06-30 |  | CASE_LIST | 1 | 1 | site | DAS | 2025-06-30 | site | 1 | 2 | 0 | 2 | 0.37 | 3 | 0.37 | HITACHI(HE) |  | 1 | 2 | 1 | 3 | Flow 3: Port → MOSB → Site | DAS | HITACHI
5379 | PRL-DAS-021-A1 | HVDC-ADOPT-HE-0405 | DAS | EQ-046 | 209303 | 1 | Outdoor covered | DC Neutral Bus arrester, EL | 122 | 30 | 41 | 0.15006 | 30 | 40 | Stackable 3 tier | 85354000 | SEK | 34001.1 | EY178 | SWEDEN | Copenhagen | Abu Dhabi Airport | 2025-06-16 | 2025-06-17 | [6 empty] | 2025-06-19 | [5 empty] | 2025-06-30 |  | CASE_LIST | 1 | 1 | site | DAS | 2025-06-30 | site | 1 | 2 | 0 | 2 | 0.37 | 3 | 0.37 | HITACHI(HE) |  | 1 | 2 | 1 | 3 | Flow 3: Port → MOSB → Site | DAS | HITACHI
6075 | PRL-SHU-058-A2 Spare | HVDC-ADOPT-HE-0404 | SHU | EQ-043 | 192309 | 1 | Outdoor covered | AC Filter arrester, FA1, spare | 232 | 30 | 41 | 0.28536 | 60 | 80 | Stackable 3 tier | 8535 4000 | SEK | 252112.5 | EY178 | Denmark | Copenhagen | Abu Dhabi Airport | 2025-06-15 | 2025-06-15 | [11 empty] | 2025-06-19 |  |  | CASE_LIST |  | 1 | site | SHU | 2025-06-19 | site | 0 | 1 | 1 | 2 | 0.7 | 3 | 0.7 | HITACHI(HE) |  | 1 | 1 | 0 | 1 | Flow 1: Port → Site | SHU | HITACHI
6074 | PRL-SHU-058-A1 | HVDC-ADOPT-HE-0403 | SHU | EQ-043 | 192308 | 1 | Outdoor covered | AC Filter arrester, FA1 | 189 | 84 | 72 | 1.1431 | 340 | 385 | Stackable 3 tier | 8535 4000 | SEK | 252112.5 | EY178 | Denmark | Copenhagen | Abu Dhabi Airport | 2025-06-15 | 2025-06-15 | [11 empty] | 2025-06-19 |  |  | CASE_LIST |  | 1 | site | SHU | 2025-06-19 | site | 0 | 1 | 1 | 2 | 1.59 | 3 | 1.59 | HITACHI(HE) |  | 1 | 1 | 0 | 1 | Flow 1: Port → Site | SHU | HITACHI
5374 | PRL-DAS-021-A2 Spare | HVDC-ADOPT-HE-0402 | DAS | EQ-046 | 209304 | 1 | Outdoor covered | DC Neutral Bus arrester, EM common spare | 200 | 51 | 110 | 1.122 | 170 | 300 | Not stackable | 85354000 | SEK | 189850.5 | EY178 | SWEDEN | Copenhagen | Abu Dhabi Airport | 2025-06-16 | 2025-06-17 | [6 empty] | 2025-06-19 | [5 empty] | 2025-06-30 |  | CASE_LIST | 1 | 1 | site | DAS | 2025-06-30 | site | 1 | 2 | 0 | 2 | 1.02 | 0 | 1.02 | HITACHI(HE) |  | 1 | 2 | 1 | 3 | Flow 3: Port → MOSB → Site | DAS | HITACHI
5375 | PRL-DAS-021-A2 Spare | HVDC-ADOPT-HE-0402 | DAS | EQ-046 | 209305 | 1 | Outdoor covered | DC Neutral Bus arrester, EL common spare | 122 | 30 | 41 | 0.15006 | 10 | 40 | Stackable 3 tier | 85354000 | SEK | 34001.1 | EY178 | SWEDEN | Copenhagen | Abu Dhabi Airport | 2025-06-16 | 2025-06-17 | [6 empty] | 2025-06-19 | [5 empty] | 2025-06-30 |  | CASE_LIST | 1 | 1 | site | DAS | 2025-06-30 | site | 1 | 2 | 0 | 2 | 0.37 | 3 | 0.37 | HITACHI(HE) |  | 1 | 2 | 1 | 3 | Flow 3: Port → MOSB → Site | DAS | HITACHI
6029 | PRL-SHU-065-A | HVDC-ADOPT-HE-0401 | SHU | EQ-101 | 190905 | 1 | Indoor | Control Equipment | 120 | 80 | 75 | 0.72 | 147 | 167 | Stackable | 7326 9098 | SEK | 405724.8 | EY178 | Denmark | Copenhagen | Abu Dhabi Airport | 2025-06-09 | 2025-06-09 | [11 empty] | 2025-06-19 |  |  | CASE_LIST |  | 1 | site | SHU | 2025-06-19 | site | 0 | 1 | 1 | 2 | 0.96 | 1 | 0.96 | HITACHI(HE) |  | 1 | 1 | 0 | 1 | Flow 1: Port → Site | SHU | HITACHI
5648 | PRL-CS-040-O | HVDC-ADOPT-HE-0400 | DAS | EQ-101 | 209543 | 1 | Indoor | Control Equipment | 120 | 80 | 75 | 0.72 | 120 | 140 | stackable | 73269098 | SEK | 402569 | MSC GIUSY | SWEDEN | Gothenburg | Khalifa port | 2025-07-30 | 2025-08-12 | [6 empty] | 2025-08-12 | [5 empty] | 2025-08-17 |  | CASE_LIST | 1 | 1 | site | DAS | 2025-08-17 | site | 1 | 2 | 0 | 2 | 0.96 | 1 | 0.96 | HITACHI(HE) |  | 1 | 2 | 1 | 3 | Flow 3: Port → MOSB → Site | DAS | HITACHI
5649 | PRL-CS-040-O | HVDC-ADOPT-HE-0400 | DAS | EQ-101 | 209542 | 1 | Indoor | Control Equipment | 120 | 80 | 75 | 0.72 | 65 | 85 | stackable | 73269098 | SEK | 20534.97 | MSC GIUSY | SWEDEN | Gothenburg | Khalifa port | 2025-07-30 | 2025-08-12 | [6 empty] | 2025-08-12 | [5 empty] | 2025-08-17 |  | CASE_LIST | 1 | 1 | site | DAS | 2025-08-17 | site | 1 | 2 | 0 | 2 | 0.96 | 1 | 0.96 | HITACHI(HE) |  | 1 | 2 | 1 | 3 | Flow 3: Port → MOSB → Site | DAS | HITACHI
5650 | PRL-CS-040-O | HVDC-ADOPT-HE-0400 | DAS | EQ-101 | 209166 | 1 | Indoor | Control Equipment | 120 | 80 | 63 | 0.6048 | 45 | 65 | stackable | 73269098 | SEK | 331583 | MSC GIUSY | SWEDEN | Gothenburg | Khalifa port | 2025-07-30 | 2025-08-12 | [6 empty] | 2025-08-12 | [5 empty] | 2025-08-17 |  | CASE_LIST | 1 | 1 | site | DAS | 2025-08-17 | site | 1 | 2 | 0 | 2 | 0.96 | 1 | 0.96 | HITACHI(HE) |  | 1 | 2 | 1 | 3 | Flow 3: Port → MOSB → Site | DAS | HITACHI
5651 | PRL-CS-040-O | HVDC-ADOPT-HE-0400 | MIR | EQ-101 | 281090 | 1 | Indoor | Control Equipment | 120 | 80 | 75 | 0.72 | 110 | 130 | stackable | 84433900 | SEK | 22900.07 | MSC GIUSY | SWEDEN | Gothenburg | Khalifa port | 2025-07-30 | 2025-08-12 | [10 empty] | 2025-08-12 |  |  |  | CASE_LIST |  | 1 | site | MIR | 2025-08-12 | site | 0 | 1 | 1 | 2 | 0.96 | 1 | 0.96 | HITACHI(HE) |  | 1 | 1 | 0 | 1 | Flow 1: Port → Site | MIR | HITACHI
5652 | PRL-CS-040-O | HVDC-ADOPT-HE-0400 | MIR | EQ-101 | 281091 | 1 | Indoor | Control Equipment | 120 | 80 | 75 | 0.72 | 65 | 85 | stackable | 84433900 | SEK | 20534.97 | MSC GIUSY | SWEDEN | Gothenburg | Khalifa port | 2025-07-30 | 2025-08-12 | [10 empty] | 2025-08-12 |  |  |  | CASE_LIST |  | 1 | site | MIR | 2025-08-12 | site | 0 | 1 | 1 | 2 | 0.96 | 1 | 0.96 | HITACHI(HE) |  | 1 | 1 | 0 | 1 | Flow 1: Port → Site | MIR | HITACHI
5653 | PRL-CS-040-O | HVDC-ADOPT-HE-0400 | MIR | EQ-101 | 281092 | 1 | Indoor | Control Equipment | 120 | 80 | 63 | 0.6048 | 45 | 65 | stackable | 84433900 | SEK | 331268 | MSC GIUSY | SWEDEN | Gothenburg | Khalifa port | 2025-07-30 | 2025-08-12 | [10 empty] | 2025-08-12 |  |  |  | CASE_LIST |  | 1 | site | MIR | 2025-08-12 | site | 0 | 1 | 1 | 2 | 0.96 | 1 | 0.96 | HITACHI(HE) |  | 1 | 1 | 0 | 1 | Flow 1: Port → Site | MIR | HITACHI
5654 | PRL-CS-040-O | HVDC-ADOPT-HE-0400 | AGI | EQ-101 | 366496 | 1 | Indoor | Control Equipment | 120 | 80 | 75 | 0.72 | 70 | 90 | stackable | 85389099 | SEK | 13905.36 | MSC GIUSY | SWEDEN | Gothenburg | Khalifa port | 2025-07-30 | 2025-08-12 |  | 2025-08-13 | [12 empty] | CASE_LIST | 1 |  | warehouse | DSV Indoor | 2025-08-13 | warehouse | 1 | 1 | -1 | 0 | 0.96 | 1 | 0.96 | HITACHI(HE) |  | 0 | 1 | 1 | 2 | Flow 2: Port → WH → Site | DSV Indoor | HITACHI
5655 | PRL-CS-040-O | HVDC-ADOPT-HE-0400 | AGI | EQ-101 | 366497 | 1 | Indoor | Control Equipment | 120 | 80 | 75 | 0.72 | 65 | 85 | stackable | 85389099 | SEK | 20534.97 | MSC GIUSY | SWEDEN | Gothenburg | Khalifa port | 2025-07-30 | 2025-08-12 |  | 2025-08-13 | [12 empty] | CASE_LIST | 1 |  | warehouse | DSV Indoor | 2025-08-13 | warehouse | 1 | 1 | -1 | 0 | 0.96 | 1 | 0.96 | HITACHI(HE) |  | 0 | 1 | 1 | 2 | Flow 2: Port → WH → Site | DSV Indoor | HITACHI
5656 | PRL-CS-040-O | HVDC-ADOPT-HE-0400 | AGI | EQ-101 | 366498 | 1 | Indoor | Control Equipment | 120 | 80 | 63 | 0.6048 | 45 | 65 | stackable | 85389099 | SEK | 331583 | MSC GIUSY | SWEDEN | Gothenburg | Khalifa port | 2025-07-30 | 2025-08-12 |  | 2025-08-13 | [12 empty] | CASE_LIST | 1 |  | warehouse | DSV Indoor | 2025-08-13 | warehouse | 1 | 1 | -1 | 0 | 0.96 | 1 | 0.96 | HITACHI(HE) |  | 0 | 1 | 1 | 2 | Flow 2: Port → WH → Site | DSV Indoor | HITACHI
5657 | PRL-CS-040-O | HVDC-ADOPT-HE-0400 | AGI | EQ-101 | 366527 | 1 | Indoor | Control Equipment | 312 | 167 | 104 | 5.4188 | 550 | 830 | stackable | 85389099 | SEK | 111384 | MSC GIUSY | SWEDEN | Gothenburg | Khalifa port | 2025-07-30 | 2025-08-12 |  | 2025-08-13 | [12 empty] | CASE_LIST | 1 |  | warehouse | DSV Indoor | 2025-08-13 | warehouse | 1 | 1 | -1 | 0 | 5.21 | 1 | 5.21 | HITACHI(HE) |  | 0 | 1 | 1 | 2 | Flow 2: Port → WH → Site | DSV Indoor | HITACHI
6066 | PRL-SHU-027-A Spare | HVDC-ADOPT-HE-0399 | SHU | EQ-044 | 192302 | 1 | Outdoor covered | Valve AC Bus arrester, V spare | 231 | 84 | 41 | 0.79556 | 180 | 210 | Stackable 3 tier | 8535 4000 | SEK | 228772 | EY | NETHERLANDS | Amsterdam | Abu Dhabi Airport | 2025-06-10 | 2025-06-13 | [11 empty] | 2025-06-18 |  |  | CASE_LIST |  | 1 | site | SHU | 2025-06-18 | site | 0 | 1 | 1 | 2 | 1.94 | 3 | 1.94 | HITACHI(HE) |  | 1 | 1 | 0 | 1 | Flow 1: Port → Site | SHU | HITACHI
6067 | PRL-SHU-027-A Spare | HVDC-ADOPT-HE-0399 | SHU | EQ-044 | 192303 | 1 | Outdoor covered | Valve AC Bus arrester, V spare | 219 | 190 | 45 | 1.8724 | 30 | 175 | Stackable 3 tier | 8535 4000 | SEK | 228772 | EY | NETHERLANDS | Amsterdam | Abu Dhabi Airport | 2025-06-10 | 2025-06-13 | [11 empty] | 2025-06-18 |  |  | CASE_LIST |  | 1 | site | SHU | 2025-06-18 | site | 0 | 1 | 1 | 2 | 4.16 | 3 | 4.16 | HITACHI(HE) |  | 1 | 1 | 0 | 1 | Flow 1: Port → Site | SHU | HITACHI
6068 | PRL-SHU-027-A Spare | HVDC-ADOPT-HE-0399 | SHU | EQ-044 | 192304 | 1 | Outdoor covered | Converter DC Bus arrester, CB spare | 88 | 170 | 245 | 3.6652 | 530 | 730 | Stackable 3 tier | 8535 4000 | SEK | 228772 | EY | NETHERLANDS | Amsterdam | Abu Dhabi Airport | 2025-06-10 | 2025-06-13 | [11 empty] | 2025-06-18 |  |  | CASE_LIST |  | 1 | site | SHU | 2025-06-18 | site | 0 | 1 | 1 | 2 | 1.5 | 3 | 1.5 | HITACHI(HE) |  | 1 | 1 | 0 | 1 | Flow 1: Port → Site | SHU | HITACHI
6069 | PRL-SHU-027-A Spare | HVDC-ADOPT-HE-0399 | SHU | EQ-044 | 192305 | 1 | Outdoor covered | Converter DC Bus arrester, CB spare | 190 | 219 | 42 | 1.7476 | 100 | 250 | Stackable 3 tier | 8535 4000 | SEK | 228772 | EY | NETHERLANDS | Amsterdam | Abu Dhabi Airport | 2025-06-10 | 2025-06-13 | [11 empty] | 2025-06-18 |  |  | CASE_LIST |  | 1 | site | SHU | 2025-06-18 | site | 0 | 1 | 1 | 2 | 4.16 | 3 | 4.16 | HITACHI(HE) |  | 1 | 1 | 0 | 1 | Flow 1: Port → Site | SHU | HITACHI
6070 | PRL-SHU-027-A Spare | HVDC-ADOPT-HE-0399 | SHU | EQ-044 | 192306 | 1 | Outdoor covered | DC Pole Bus arrester, DB spare | 231 | 84 | 41 | 0.79556 | 175 | 205 | Stackable 3 tier | 8535 4000 | SEK | 228772 | EY | NETHERLANDS | Amsterdam | Abu Dhabi Airport | 2025-06-10 | 2025-06-13 | [11 empty] | 2025-06-18 |  |  | CASE_LIST |  | 1 | site | SHU | 2025-06-18 | site | 0 | 1 | 1 | 2 | 1.94 | 3 | 1.94 | HITACHI(HE) |  | 1 | 1 | 0 | 1 | Flow 1: Port → Site | SHU | HITACHI
6071 | PRL-SHU-027-A Spare | HVDC-ADOPT-HE-0399 | SHU | EQ-044 | 192307 | 1 | Outdoor covered | DC Pole Bus arrester, DB spare | 219 | 190 | 45 | 1.8724 | 50 | 195 | Stackable 3 tier | 8535 4000 | SEK | 228772 | EY | NETHERLANDS | Amsterdam | Abu Dhabi Airport | 2025-06-10 | 2025-06-13 | [11 empty] | 2025-06-18 |  |  | CASE_LIST |  | 1 | site | SHU | 2025-06-18 | site | 0 | 1 | 1 | 2 | 4.16 | 3 | 4.16 | HITACHI(HE) |  | 1 | 1 | 0 | 1 | Flow 1: Port → Site | SHU | HITACHI
6072 | PRL-SHU-027-A Spare | HVDC-ADOPT-HE-0399 | SHU | EQ-044 | 192300 | 1 | Outdoor covered | Converter AC Bus arrester, T spare | 231 | 84 | 41 | 0.79556 | 180 | 205 | Stackable 3 tier | 8535 4000 | SEK | 228772 | EY | NETHERLANDS | Amsterdam | Abu Dhabi Airport | 2025-06-10 | 2025-06-13 | [11 empty] | 2025-06-18 |  |  | CASE_LIST |  | 1 | site | SHU | 2025-06-18 | site | 0 | 1 | 1 | 2 | 1.94 | 3 | 1.94 | HITACHI(HE) |  | 1 | 1 | 0 | 1 | Flow 1: Port → Site | SHU | HITACHI
6073 | PRL-SHU-027-A Spare | HVDC-ADOPT-HE-0399 | SHU | EQ-044 | 192301 | 1 | Outdoor covered | Converter AC Bus arrester, T spare | 239 | 209 | 45 | 2.2478 | 60 | 230 | Stackable 3 tier | 8535 4000 | SEK | 228772 | EY | NETHERLANDS | Amsterdam | Abu Dhabi Airport | 2025-06-10 | 2025-06-13 | [11 empty] | 2025-06-18 |  |  | CASE_LIST |  | 1 | site | SHU | 2025-06-18 | site | 0 | 1 | 1 | 2 | 5 | 3 | 5 | HITACHI(HE) |  | 1 | 1 | 0 | 1 | Flow 1: Port → Site | SHU | HITACHI
6046 | PRL-SHU-027-A | HVDC-ADOPT-HE-0398 | SHU | EQ-044 | 192280 | 1 | Outdoor covered | Valve AC Bus arrester, V | 231 | 84 | 68 | 1.3195 | 490 | 540 | Stackable 3 tier | 8535 4000 | SEK | 228772 | EY | NETHERLANDS | Amsterdam | Abu Dhabi Airport | 2025-06-10 | 2025-06-13 | [11 empty] | 2025-06-18 |  |  | CASE_LIST |  | 1 | site | SHU | 2025-06-18 | site | 0 | 1 | 1 | 2 | 1.94 | 3 | 1.94 | HITACHI(HE) |  | 1 | 1 | 0 | 1 | Flow 1: Port → Site | SHU | HITACHI
6047 | PRL-SHU-027-A | HVDC-ADOPT-HE-0398 | SHU | EQ-044 | 192281 | 1 | Outdoor covered | Valve AC Bus arrester, V | 231 | 84 | 68 | 1.3195 | 490 | 540 | Stackable 3 tier | 8535 4000 | SEK | 228772 | EY | NETHERLANDS | Amsterdam | Abu Dhabi Airport | 2025-06-10 | 2025-06-13 | [11 empty] | 2025-06-18 |  |  | CASE_LIST |  | 1 | site | SHU | 2025-06-18 | site | 0 | 1 | 1 | 2 | 1.94 | 3 | 1.94 | HITACHI(HE) |  | 1 | 1 | 0 | 1 | Flow 1: Port → Site | SHU | HITACHI
6048 | PRL-SHU-027-A | HVDC-ADOPT-HE-0398 | SHU | EQ-044 | 192282 | 1 | Outdoor covered | Valve AC Bus arrester, V | 231 | 84 | 68 | 1.3195 | 490 | 540 | Stackable 3 tier | 8535 4000 | SEK | 228772 | EY | NETHERLANDS | Amsterdam | Abu Dhabi Airport | 2025-06-10 | 2025-06-13 | [11 empty] | 2025-06-18 |  |  | CASE_LIST |  | 1 | site | SHU | 2025-06-18 | site | 0 | 1 | 1 | 2 | 1.94 | 3 | 1.94 | HITACHI(HE) |  | 1 | 1 | 0 | 1 | Flow 1: Port → Site | SHU | HITACHI
6049 | PRL-SHU-027-A | HVDC-ADOPT-HE-0398 | SHU | EQ-044 | 192283 | 1 | Outdoor covered | Valve AC Bus arrester, V | 231 | 84 | 78 | 1.5135 | 490 | 540 | Stackable 3 tier | 8535 4000 | SEK | 228772 | EY | NETHERLANDS | Amsterdam | Abu Dhabi Airport | 2025-06-10 | 2025-06-13 | [11 empty] | 2025-06-18 |  |  | CASE_LIST |  | 1 | site | SHU | 2025-06-18 | site | 0 | 1 | 1 | 2 | 1.94 | 3 | 1.94 | HITACHI(HE) |  | 1 | 1 | 0 | 1 | Flow 1: Port → Site | SHU | HITACHI
6050 | PRL-SHU-027-A | HVDC-ADOPT-HE-0398 | SHU | EQ-044 | 192284 | 1 | Outdoor covered | Valve AC Bus arrester, V | 219 | 190 | 52 | 2.1637 | 100 | 255 | Stackable 3 tier | 8535 4000 | SEK | 228772 | EY | NETHERLANDS | Amsterdam | Abu Dhabi Airport | 2025-06-10 | 2025-06-13 | [11 empty] | 2025-06-18 |  |  | CASE_LIST |  | 1 | site | SHU | 2025-06-18 | site | 0 | 1 | 1 | 2 | 4.16 | 3 | 4.16 | HITACHI(HE) |  | 1 | 1 | 0 | 1 | Flow 1: Port → Site | SHU | HITACHI
6051 | PRL-SHU-027-A | HVDC-ADOPT-HE-0398 | SHU | EQ-044 | 192285 | 1 | Outdoor covered | Valve AC Bus arrester, V | 219 | 190 | 52 | 2.1637 | 100 | 255 | Stackable 3 tier | 8535 4000 | SEK | 228772 | EY | NETHERLANDS | Amsterdam | Abu Dhabi Airport | 2025-06-10 | 2025-06-13 | [11 empty] | 2025-06-18 |  |  | CASE_LIST |  | 1 | site | SHU | 2025-06-18 | site | 0 | 1 | 1 | 2 | 4.16 | 3 | 4.16 | HITACHI(HE) |  | 1 | 1 | 0 | 1 | Flow 1: Port → Site | SHU | HITACHI
6052 | PRL-SHU-027-A | HVDC-ADOPT-HE-0398 | SHU | EQ-044 | 192286 | 1 | Outdoor covered | Valve AC Bus arrester, V | 219 | 190 | 52 | 2.1637 | 100 | 255 | Stackable 3 tier | 8535 4000 | SEK | 228772 | EY | NETHERLANDS | Amsterdam | Abu Dhabi Airport | 2025-06-10 | 2025-06-13 | [11 empty] | 2025-06-18 |  |  | CASE_LIST |  | 1 | site | SHU | 2025-06-18 | site | 0 | 1 | 1 | 2 | 4.16 | 3 | 4.16 | HITACHI(HE) |  | 1 | 1 | 0 | 1 | Flow 1: Port → Site | SHU | HITACHI
6053 | PRL-SHU-027-A | HVDC-ADOPT-HE-0398 | SHU | EQ-044 | 192287 | 1 | Outdoor covered | Valve AC Bus arrester, V | 219 | 190 | 52 | 2.1637 | 100 | 255 | Stackable 3 tier | 8535 4000 | SEK | 228772 | EY | NETHERLANDS | Amsterdam | Abu Dhabi Airport | 2025-06-10 | 2025-06-13 | [11 empty] | 2025-06-18 |  |  | CASE_LIST |  | 1 | site | SHU | 2025-06-18 | site | 0 | 1 | 1 | 2 | 4.16 | 3 | 4.16 | HITACHI(HE) |  | 1 | 1 | 0 | 1 | Flow 1: Port → Site | SHU | HITACHI
6054 | PRL-SHU-027-A | HVDC-ADOPT-HE-0398 | SHU | EQ-044 | 192288 | 1 | Outdoor covered | Converter DC Bus arrester, CB | 88 | 170 | 245 | 3.6652 | 515 | 715 | Stackable 3 tier | 8535 4000 | SEK | 228772 | EY | NETHERLANDS | Amsterdam | Abu Dhabi Airport | 2025-06-10 | 2025-06-13 | [11 empty] | 2025-06-18 |  |  | CASE_LIST |  | 1 | site | SHU | 2025-06-18 | site | 0 | 1 | 1 | 2 | 1.5 | 3 | 1.5 | HITACHI(HE) |  | 1 | 1 | 0 | 1 | Flow 1: Port → Site | SHU | HITACHI
6055 | PRL-SHU-027-A | HVDC-ADOPT-HE-0398 | SHU | EQ-044 | 192289 | 1 | Outdoor covered | Converter DC Bus arrester, CB | 88 | 170 | 245 | 3.6652 | 515 | 715 | Stackable 3 tier | 8535 4000 | SEK | 228772 | EY | NETHERLANDS | Amsterdam | Abu Dhabi Airport | 2025-06-10 | 2025-06-13 | [11 empty] | 2025-06-18 |  |  | CASE_LIST |  | 1 | site | SHU | 2025-06-18 | site | 0 | 1 | 1 | 2 | 1.5 | 3 | 1.5 | HITACHI(HE) |  | 1 | 1 | 0 | 1 | Flow 1: Port → Site | SHU | HITACHI
6056 | PRL-SHU-027-A | HVDC-ADOPT-HE-0398 | SHU | EQ-044 | 192290 | 1 | Outdoor covered | Converter DC Bus arrester, CB | 219 | 190 | 45 | 1.8724 | 70 | 215 | Stackable 3 tier | 8535 4000 | SEK | 228772 | EY | NETHERLANDS | Amsterdam | Abu Dhabi Airport | 2025-06-10 | 2025-06-13 | [11 empty] | 2025-06-18 |  |  | CASE_LIST |  | 1 | site | SHU | 2025-06-18 | site | 0 | 1 | 1 | 2 | 4.16 | 3 | 4.16 | HITACHI(HE) |  | 1 | 1 | 0 | 1 | Flow 1: Port → Site | SHU | HITACHI
6057 | PRL-SHU-027-A | HVDC-ADOPT-HE-0398 | SHU | EQ-044 | 192291 | 1 | Outdoor covered | Converter DC Bus arrester, CB | 219 | 190 | 45 | 1.8724 | 70 | 215 | Stackable 3 tier | 8535 4000 | SEK | 228772 | EY | NETHERLANDS | Amsterdam | Abu Dhabi Airport | 2025-06-10 | 2025-06-13 | [11 empty] | 2025-06-18 |  |  | CASE_LIST |  | 1 | site | SHU | 2025-06-18 | site | 0 | 1 | 1 | 2 | 4.16 | 3 | 4.16 | HITACHI(HE) |  | 1 | 1 | 0 | 1 | Flow 1: Port → Site | SHU | HITACHI
6058 | PRL-SHU-027-A | HVDC-ADOPT-HE-0398 | SHU | EQ-044 | 192292 | 1 | Outdoor covered | DC Pole Bus arrester, DB | 231 | 84 | 78 | 1.5135 | 325 | 375 | Stackable 3 tier | 8535 4000 | SEK | 228772 | EY | NETHERLANDS | Amsterdam | Abu Dhabi Airport | 2025-06-10 | 2025-06-13 | [11 empty] | 2025-06-18 |  |  | CASE_LIST |  | 1 | site | SHU | 2025-06-18 | site | 0 | 1 | 1 | 2 | 1.94 | 3 | 1.94 | HITACHI(HE) |  | 1 | 1 | 0 | 1 | Flow 1: Port → Site | SHU | HITACHI
6059 | PRL-SHU-027-A | HVDC-ADOPT-HE-0398 | SHU | EQ-044 | 192293 | 1 | Outdoor covered | DC Pole Bus arrester, DB | 219 | 190 | 55 | 2.2885 | 95 | 250 | Stackable 3 tier | 8535 4000 | SEK | 228772 | EY | NETHERLANDS | Amsterdam | Abu Dhabi Airport | 2025-06-10 | 2025-06-13 | [11 empty] | 2025-06-18 |  |  | CASE_LIST |  | 1 | site | SHU | 2025-06-18 | site | 0 | 1 | 1 | 2 | 4.16 | 3 | 4.16 | HITACHI(HE) |  | 1 | 1 | 0 | 1 | Flow 1: Port → Site | SHU | HITACHI
6060 | PRL-SHU-027-A | HVDC-ADOPT-HE-0398 | SHU | EQ-044 | 192294 | 1 | Outdoor covered | DC Pole Bus arrester, DC | 232 | 85 | 72 | 1.4198 | 335 | 385 | Stackable 3 tier | 8535 4000 | SEK | 228772 | EY | NETHERLANDS | Amsterdam | Abu Dhabi Airport | 2025-06-10 | 2025-06-13 | [11 empty] | 2025-06-18 |  |  | CASE_LIST |  | 1 | site | SHU | 2025-06-18 | site | 0 | 1 | 1 | 2 | 1.97 | 3 | 1.97 | HITACHI(HE) |  | 1 | 1 | 0 | 1 | Flow 1: Port → Site | SHU | HITACHI
6061 | PRL-SHU-027-A | HVDC-ADOPT-HE-0398 | SHU | EQ-044 | 192295 | 1 | Outdoor covered | DC Pole Bus arrester, DC | 219 | 190 | 55 | 2.2885 | 80 | 230 | Stackable 3 tier | 8535 4000 | SEK | 228772 | EY | NETHERLANDS | Amsterdam | Abu Dhabi Airport | 2025-06-10 | 2025-06-13 | [11 empty] | 2025-06-18 |  |  | CASE_LIST |  | 1 | site | SHU | 2025-06-18 | site | 0 | 1 | 1 | 2 | 4.16 | 3 | 4.16 | HITACHI(HE) |  | 1 | 1 | 0 | 1 | Flow 1: Port → Site | SHU | HITACHI
6062 | PRL-SHU-027-A | HVDC-ADOPT-HE-0398 | SHU | EQ-044 | 192296 | 1 | Outdoor covered | Converter AC Bus arrester, T | 231 | 84 | 78 | 1.5135 | 485 | 540 | Stackable 3 tier | 8535 4000 | SEK | 228772 | EY | NETHERLANDS | Amsterdam | Abu Dhabi Airport | 2025-06-10 | 2025-06-13 | [11 empty] | 2025-06-18 |  |  | CASE_LIST |  | 1 | site | SHU | 2025-06-18 | site | 0 | 1 | 1 | 2 | 1.94 | 3 | 1.94 | HITACHI(HE) |  | 1 | 1 | 0 | 1 | Flow 1: Port → Site | SHU | HITACHI
6063 | PRL-SHU-027-A | HVDC-ADOPT-HE-0398 | SHU | EQ-044 | 192297 | 1 | Outdoor covered | Converter AC Bus arrester, T | 231 | 84 | 78 | 1.5135 | 490 | 545 | Stackable 3 tier | 8535 4000 | SEK | 228772 | EY | NETHERLANDS | Amsterdam | Abu Dhabi Airport | 2025-06-10 | 2025-06-13 | [11 empty] | 2025-06-18 |  |  | CASE_LIST |  | 1 | site | SHU | 2025-06-18 | site | 0 | 1 | 1 | 2 | 1.94 | 3 | 1.94 | HITACHI(HE) |  | 1 | 1 | 0 | 1 | Flow 1: Port → Site | SHU | HITACHI
6064 | PRL-SHU-027-A | HVDC-ADOPT-HE-0398 | SHU | EQ-044 | 192298 | 1 | Outdoor covered | Converter AC Bus arrester, T | 239 | 209 | 45 | 2.2478 | 115 | 285 | Stackable 3 tier | 8535 4000 | SEK | 228772 | EY | NETHERLANDS | Amsterdam | Abu Dhabi Airport | 2025-06-10 | 2025-06-13 | [11 empty] | 2025-06-18 |  |  | CASE_LIST |  | 1 | site | SHU | 2025-06-18 | site | 0 | 1 | 1 | 2 | 5 | 3 | 5 | HITACHI(HE) |  | 1 | 1 | 0 | 1 | Flow 1: Port → Site | SHU | HITACHI
6065 | PRL-SHU-027-A | HVDC-ADOPT-HE-0398 | SHU | EQ-044 | 192299 | 1 | Outdoor covered | Converter AC Bus arrester, T | 239 | 209 | 45 | 2.2478 | 115 | 285 | Stackable 3 tier | 8535 4000 | SEK | 228772 | EY | NETHERLANDS | Amsterdam | Abu Dhabi Airport | 2025-06-10 | 2025-06-13 | [11 empty] | 2025-06-18 |  |  | CASE_LIST |  | 1 | site | SHU | 2025-06-18 | site | 0 | 1 | 1 | 2 | 5 | 3 | 5 | HITACHI(HE) |  | 1 | 1 | 0 | 1 | Flow 1: Port → Site | SHU | HITACHI
6390 | PRL-ZAK-024-O | HVDC-ADOPT-HE-0397 | AGI | EQ354 | 365930 | 1 | Outdoor covered | Connectors | 115 | 80 | 105 | 0.966 | 196 | 261 | Stackable 3 tier | 8536 9010 | EUR | 13711.25 | MSC VERONA | BELGIUM | Antwerp | Khalifa port | 2025-07-19 | 2025-08-18 |  |  |  |  | 2025-09-13 | [9 empty] | CASE_LIST | 1 |  | warehouse | DSV Outdoor | 2025-09-13 | warehouse | 1 | 1 | -1 | 0 | 0.92 | 3 | 0.92 | HITACHI(HE) |  | 0 | 1 | 1 | 2 | Flow 2: Port → WH → Site | DSV Outdoor | HITACHI
6391 | PRL-ZAK-024-O | HVDC-ADOPT-HE-0397 | AGI | EQ354 | 365931 | 1 | Outdoor covered | Connectors | 115 | 80 | 105 | 0.966 | 506 | 571 | Stackable 3 tier | 8536 9010 | EUR | 13711.25 | MSC VERONA | BELGIUM | Antwerp | Khalifa port | 2025-07-19 | 2025-08-18 |  |  |  |  | 2025-09-13 | [9 empty] | CASE_LIST | 1 |  | warehouse | DSV Outdoor | 2025-09-13 | warehouse | 1 | 1 | -1 | 0 | 0.92 | 3 | 0.92 | HITACHI(HE) |  | 0 | 1 | 1 | 2 | Flow 2: Port → WH → Site | DSV Outdoor | HITACHI
6392 | PRL-ZAK-024-O | HVDC-ADOPT-HE-0397 | AGI | EQ354 | 365932 | 1 | Outdoor covered | Connectors | 115 | 80 | 105 | 0.966 | 533 | 598 | Stackable 3 tier | 8536 9010 | EUR | 13711.25 | MSC VERONA | BELGIUM | Antwerp | Khalifa port | 2025-07-19 | 2025-08-18 |  |  |  |  | 2025-09-13 | [9 empty] | CASE_LIST | 1 |  | warehouse | DSV Outdoor | 2025-09-13 | warehouse | 1 | 1 | -1 | 0 | 0.92 | 3 | 0.92 | HITACHI(HE) |  | 0 | 1 | 1 | 2 | Flow 2: Port → WH → Site | DSV Outdoor | HITACHI
6393 | PRL-ZAK-024-O | HVDC-ADOPT-HE-0397 | AGI | EQ354 | 365933 | 1 | Outdoor covered | Connectors | 115 | 80 | 105 | 0.966 | 393 | 458 | Stackable 3 tier | 8536 9010 | EUR | 13711.25 | MSC VERONA | BELGIUM | Antwerp | Khalifa port | 2025-07-19 | 2025-08-18 |  |  |  |  | 2025-09-13 | [9 empty] | CASE_LIST | 1 |  | warehouse | DSV Outdoor | 2025-09-13 | warehouse | 1 | 1 | -1 | 0 | 0.92 | 3 | 0.92 | HITACHI(HE) |  | 0 | 1 | 1 | 2 | Flow 2: Port → WH → Site | DSV Outdoor | HITACHI
6385 | PRL-DAS-037-O | HVDC-ADOPT-HE-0396 | DAS | EQ354 | 208942 | 1 | Outdoor covered | Connectors | 115 | 80 | 105 | 0.966 | 601 | 666 | Stackable 3 tier | 8536 9010 | EUR | 13215.4 | MSC VERONA | BELGIUM | Antwerp | Khalifa port | 2025-07-19 | 2025-08-18 | [6 empty] | 2025-09-07 | [5 empty] | 2025-09-13 |  | CASE_LIST | 1 | 1 | site | DAS | 2025-09-13 | site | 1 | 2 | 0 | 2 | 0.92 | 3 | 0.92 | HITACHI(HE) |  | 1 | 2 | 1 | 3 | Flow 3: Port → MOSB → Site | DAS | HITACHI
6386 | PRL-DAS-037-O | HVDC-ADOPT-HE-0396 | DAS | EQ354 | 208943 | 1 | Outdoor covered | Connectors | 115 | 80 | 105 | 0.966 | 479 | 544 | Stackable 3 tier | 8536 9010 | EUR | 13215.4 | MSC VERONA | BELGIUM | Antwerp | Khalifa port | 2025-07-19 | 2025-08-18 | [6 empty] | 2025-09-07 | [5 empty] | 2025-09-13 |  | CASE_LIST | 1 | 1 | site | DAS | 2025-09-13 | site | 1 | 2 | 0 | 2 | 0.92 | 3 | 0.92 | HITACHI(HE) |  | 1 | 2 | 1 | 3 | Flow 3: Port → MOSB → Site | DAS | HITACHI
6387 | PRL-DAS-037-O | HVDC-ADOPT-HE-0396 | DAS | EQ354 | 208944 | 1 | Outdoor covered | Connectors | 115 | 80 | 105 | 0.966 | 448 | 513 | Stackable 3 tier | 8536 9010 | EUR | 13215.4 | MSC VERONA | BELGIUM | Antwerp | Khalifa port | 2025-07-19 | 2025-08-18 | [6 empty] | 2025-09-07 | [5 empty] | 2025-09-13 |  | CASE_LIST | 1 | 1 | site | DAS | 2025-09-13 | site | 1 | 2 | 0 | 2 | 0.92 | 3 | 0.92 | HITACHI(HE) |  | 1 | 2 | 1 | 3 | Flow 3: Port → MOSB → Site | DAS | HITACHI
6388 | PRL-DAS-037-O | HVDC-ADOPT-HE-0396 | DAS | EQ354 | 208945 | 1 | Outdoor covered | Connectors | 115 | 80 | 105 | 0.966 | 652 | 717 | Stackable 3 tier | 8536 9010 | EUR | 13215.4 | MSC VERONA | BELGIUM | Antwerp | Khalifa port | 2025-07-19 | 2025-08-18 | [6 empty] | 2025-09-07 | [5 empty] | 2025-09-13 |  | CASE_LIST | 1 | 1 | site | DAS | 2025-09-13 | site | 1 | 2 | 0 | 2 | 0.92 | 3 | 0.92 | HITACHI(HE) |  | 1 | 2 | 1 | 3 | Flow 3: Port → MOSB → Site | DAS | HITACHI
6389 | PRL-DAS-037-O | HVDC-ADOPT-HE-0396 | DAS | EQ354 | 208946 | 1 | Outdoor covered | Connectors | 115 | 80 | 105 | 0.966 | 118 | 183 | Stackable 3 tier | 8536 9010 | EUR | 13215.4 | MSC VERONA | BELGIUM | Antwerp | Khalifa port | 2025-07-19 | 2025-08-18 | [6 empty] | 2025-09-07 | [5 empty] | 2025-09-13 |  | CASE_LIST | 1 | 1 | site | DAS | 2025-09-13 | site | 1 | 2 | 0 | 2 | 0.92 | 3 | 0.92 | HITACHI(HE) |  | 1 | 2 | 1 | 3 | Flow 3: Port → MOSB → Site | DAS | HITACHI
6383 | PRL-MIR-042-O | HVDC-ADOPT-HE-0395 | MIR | EQ354 | 280452 | 1 | Outdoor covered | Connectors | 115 | 80 | 105 | 0.966 | 344 | 409 | Stackable 3 tier | 8536 9010 | EUR | 13759 | MSC VERONA | BELGIUM | Antwerp | Khalifa port | 2025-07-19 | 2025-08-18 | [10 empty] | 2025-09-04 |  |  |  | CASE_LIST |  | 1 | site | MIR | 2025-09-04 | site | 0 | 1 | 1 | 2 | 0.92 | 3 | 0.92 | HITACHI(HE) |  | 1 | 1 | 0 | 1 | Flow 1: Port → Site | MIR | HITACHI
6384 | PRL-MIR-042-O | HVDC-ADOPT-HE-0395 | MIR | EQ354 | 280453 | 1 | Outdoor covered | Connectors | 115 | 80 | 105 | 0.966 | 108 | 173 | Stackable 3 tier | 8536 9010 | EUR | 13759 | MSC VERONA | BELGIUM | Antwerp | Khalifa port | 2025-07-19 | 2025-08-18 | [10 empty] | 2025-09-04 |  |  |  | CASE_LIST |  | 1 | site | MIR | 2025-09-04 | site | 0 | 1 | 1 | 2 | 0.92 | 3 | 0.92 | HITACHI(HE) |  | 1 | 1 | 0 | 1 | Flow 1: Port → Site | MIR | HITACHI
5832 | PRL-ZAK-023-O2 Spare | HVDC-ADOPT-HE-0394 | AGI | EQ-051B | 365694 | 1 | Indoor | Set of Poles HPLB1 | 522 | 75 | 90 | 3.5235 | 450 | 800 | Stackable 3 tier | 85353090 | SEK | 521175 | MSC GIUSY | SWEDEN | Gothenburg | Khalifa port | 2025-06-12 | 2025-07-30 |  |  | 2025-08-30 | [11 empty] | CASE_LIST | 1 |  | warehouse | DSV Al Markaz | 2025-08-30 | warehouse | 1 | 1 | -1 | 0 | 3.92 | 3 | 3.92 | HITACHI(HE) |  | 0 | 1 | 1 | 2 | Flow 2: Port → WH → Site | DSV Al Markaz | HITACHI
5833 | PRL-ZAK-023-O2 Spare | HVDC-ADOPT-HE-0394 | AGI | EQ-051B | 365695 | 1 | Indoor | Set of Frame | 287 | 60 | 35 | 0.6027 | 150 | 170 | Stackable 3 tier | 85353090 | SEK | 521175 | MSC GIUSY | SWEDEN | Gothenburg | Khalifa port | 2025-06-12 | 2025-07-30 | [14 empty] | CASE_LIST |  |  | Pre Arrival | Pre Arrival |  | Pre Arrival | 0 | 0 | 0 | 0 | 1.72 | 3 | 1.72 | HITACHI(HE) |  | 0 | 0 | 0 | 0 | Flow 0: Pre Arrival | Pre Arrival | HITACHI
5834 | PRL-ZAK-023-O2 Spare | HVDC-ADOPT-HE-0394 | AGI | EQ-051B | 365711 | 1 | Indoor | Operating Mechanism AD100 | 80 | 60 | 73 | 0.3504 | 40 | 60 | Stackable 3 tier | 85353090 | SEK | 521175 | MSC GIUSY | SWEDEN | Gothenburg | Khalifa port | 2025-06-12 | 2025-07-30 |  |  | 2025-08-30 | [11 empty] | CASE_LIST | 1 |  | warehouse | DSV Al Markaz | 2025-08-30 | warehouse | 1 | 1 | -1 | 0 | 0.48 | 3 | 0.48 | HITACHI(HE) |  | 0 | 1 | 1 | 2 | Flow 2: Port → WH → Site | DSV Al Markaz | HITACHI
5817 | PRL-ZAK-023-O1 | HVDC-ADOPT-HE-0393 | AGI | EQ-051B | 365697 | 1 | Outdoor covered | Operating Mechanism AD100 | 154 | 114 | 76 | 1.3343 | 120 | 220 | Stackable 3 tier | 85353090 | SEK | 521175 | MSC GIUSY | SWEDEN | Gothenburg | Khalifa port | 2025-06-12 | 2025-07-30 |  |  | 2025-08-30 | [11 empty] | CASE_LIST | 1 |  | warehouse | DSV Al Markaz | 2025-08-30 | warehouse | 1 | 1 | -1 | 0 | 1.76 | 3 | 1.76 | HITACHI(HE) |  | 0 | 1 | 1 | 2 | Flow 2: Port → WH → Site | DSV Al Markaz | HITACHI
5818 | PRL-ZAK-023-O1 | HVDC-ADOPT-HE-0393 | AGI | EQ-051B | 365698 | 1 | Outdoor covered | Operating Mechanism AD100 | 154 | 114 | 76 | 1.3343 | 120 | 220 | Stackable 3 tier | 85353090 | SEK | 521175 | MSC GIUSY | SWEDEN | Gothenburg | Khalifa port | 2025-06-12 | 2025-07-30 |  |  | 2025-08-30 | [11 empty] | CASE_LIST | 1 |  | warehouse | DSV Al Markaz | 2025-08-30 | warehouse | 1 | 1 | -1 | 0 | 1.76 | 3 | 1.76 | HITACHI(HE) |  | 0 | 1 | 1 | 2 | Flow 2: Port → WH → Site | DSV Al Markaz | HITACHI
5819 | PRL-ZAK-023-O1 | HVDC-ADOPT-HE-0393 | AGI | EQ-051B | 365699 | 1 | Outdoor covered | Set of Poles HPLB1 | 522.2 | 190.8 | 96.7 | 9.6348 | 1250 | 1900 | Stackable 3 tier | 85353090 | SEK | 521175 | MSC GIUSY | SWEDEN | Gothenburg | Khalifa port | 2025-06-12 | 2025-07-30 |  |  | 2025-08-30 | [11 empty] | CASE_LIST | 1 |  | warehouse | DSV Al Markaz | 2025-08-30 | warehouse | 1 | 1 | -1 | 0 | 9.96 | 3 | 9.96 | HITACHI(HE) |  | 0 | 1 | 1 | 2 | Flow 2: Port → WH → Site | DSV Al Markaz | HITACHI
5820 | PRL-ZAK-023-O1 | HVDC-ADOPT-HE-0393 | AGI | EQ-051B | 365700 | 1 | Outdoor covered | Set of Poles HPLB1 | 522.2 | 190.8 | 96.7 | 9.6348 | 1250 | 1900 | Stackable 3 tier | 85353090 | SEK | 521175 | MSC GIUSY | SWEDEN | Gothenburg | Khalifa port | 2025-06-12 | 2025-07-30 |  |  | 2025-08-30 | [11 empty] | CASE_LIST | 1 |  | warehouse | DSV Al Markaz | 2025-08-30 | warehouse | 1 | 1 | -1 | 0 | 9.96 | 3 | 9.96 | HITACHI(HE) |  | 0 | 1 | 1 | 2 | Flow 2: Port → WH → Site | DSV Al Markaz | HITACHI
5821 | PRL-ZAK-023-O1 | HVDC-ADOPT-HE-0393 | AGI | EQ-051B | 365701 | 1 | Outdoor covered | Central Control Cubicle | 221 | 116 | 83 | 2.1278 | 100 | 250 | Stackable 3 tier | 85353090 | SEK | 521175 | MSC GIUSY | SWEDEN | Gothenburg | Khalifa port | 2025-06-12 | 2025-07-30 |  |  | 2025-08-30 | [11 empty] | CASE_LIST | 1 |  | warehouse | DSV Al Markaz | 2025-08-30 | warehouse | 1 | 1 | -1 | 0 | 2.56 | 3 | 2.56 | HITACHI(HE) |  | 0 | 1 | 1 | 2 | Flow 2: Port → WH → Site | DSV Al Markaz | HITACHI
5822 | PRL-ZAK-023-O1 | HVDC-ADOPT-HE-0393 | AGI | EQ-051B | 365702 | 1 | Outdoor covered | Central Control Cubicle | 221 | 116 | 83 | 2.1278 | 100 | 250 | Stackable 3 tier | 85353090 | SEK | 521175 | MSC GIUSY | SWEDEN | Gothenburg | Khalifa port | 2025-06-12 | 2025-07-30 |  |  | 2025-08-30 | [11 empty] | CASE_LIST | 1 |  | warehouse | DSV Al Markaz | 2025-08-30 | warehouse | 1 | 1 | -1 | 0 | 2.56 | 3 | 2.56 | HITACHI(HE) |  | 0 | 1 | 1 | 2 | Flow 2: Port → WH → Site | DSV Al Markaz | HITACHI
5823 | PRL-ZAK-023-O1 | HVDC-ADOPT-HE-0393 | AGI | EQ-051B | 365703 | 1 | Outdoor covered | Operating Device BLG | 189 | 105 | 112 | 2.2226 | 530 | 680 | Stackable 3 tier | 85353090 | SEK | 521175 | MSC GIUSY | SWEDEN | Gothenburg | Khalifa port | 2025-06-12 | 2025-07-30 |  |  | 2025-08-26 | [11 empty] | CASE_LIST | 1 |  | warehouse | DSV Al Markaz | 2025-08-26 | warehouse | 1 | 1 | -1 | 0 | 1.98 | 3 | 1.98 | HITACHI(HE) |  | 0 | 1 | 1 | 2 | Flow 2: Port → WH → Site | DSV Al Markaz | HITACHI
5824 | PRL-ZAK-023-O1 | HVDC-ADOPT-HE-0393 | AGI | EQ-051B | 365704 | 1 | Outdoor covered | Operating Device BLG | 189 | 105 | 112 | 2.2226 | 530 | 680 | Stackable 3 tier | 85353090 | SEK | 521175 | MSC GIUSY | SWEDEN | Gothenburg | Khalifa port | 2025-06-12 | 2025-07-30 |  |  | 2025-08-30 | [11 empty] | CASE_LIST | 1 |  | warehouse | DSV Al Markaz | 2025-08-30 | warehouse | 1 | 1 | -1 | 0 | 1.98 | 3 | 1.98 | HITACHI(HE) |  | 0 | 1 | 1 | 2 | Flow 2: Port → WH → Site | DSV Al Markaz | HITACHI
5825 | PRL-ZAK-023-O1 | HVDC-ADOPT-HE-0393 | AGI | EQ-051B | 365705 | 1 | Outdoor covered | Operating Device BLG | 189 | 105 | 112 | 2.2226 | 530 | 680 | Stackable 3 tier | 85353090 | SEK | 521175 | MSC GIUSY | SWEDEN | Gothenburg | Khalifa port | 2025-06-12 | 2025-07-30 |  |  | 2025-08-27 | [11 empty] | CASE_LIST | 1 |  | warehouse | DSV Al Markaz | 2025-08-27 | warehouse | 1 | 1 | -1 | 0 | 1.98 | 3 | 1.98 | HITACHI(HE) |  | 0 | 1 | 1 | 2 | Flow 2: Port → WH → Site | DSV Al Markaz | HITACHI
5826 | PRL-ZAK-023-O1 | HVDC-ADOPT-HE-0393 | AGI | EQ-051B | 365706 | 1 | Outdoor covered | Operating Device BLG | 189 | 105 | 112 | 2.2226 | 530 | 680 | Stackable 3 tier | 85353090 | SEK | 521175 | MSC GIUSY | SWEDEN | Gothenburg | Khalifa port | 2025-06-12 | 2025-07-30 |  |  | 2025-08-30 | [11 empty] | CASE_LIST | 1 |  | warehouse | DSV Al Markaz | 2025-08-30 | warehouse | 1 | 1 | -1 | 0 | 1.98 | 3 | 1.98 | HITACHI(HE) |  | 0 | 1 | 1 | 2 | Flow 2: Port → WH → Site | DSV Al Markaz | HITACHI
5827 | PRL-ZAK-023-O1 | HVDC-ADOPT-HE-0393 | AGI | EQ-051B | 365707 | 1 | Outdoor covered | Operating Device BLG | 189 | 105 | 112 | 2.2226 | 530 | 680 | Stackable 3 tier | 85353090 | SEK | 521175 | MSC GIUSY | SWEDEN | Gothenburg | Khalifa port | 2025-06-12 | 2025-07-30 |  |  | 2025-08-30 | [11 empty] | CASE_LIST | 1 |  | warehouse | DSV Al Markaz | 2025-08-30 | warehouse | 1 | 1 | -1 | 0 | 1.98 | 3 | 1.98 | HITACHI(HE) |  | 0 | 1 | 1 | 2 | Flow 2: Port → WH → Site | DSV Al Markaz | HITACHI
5828 | PRL-ZAK-023-O1 | HVDC-ADOPT-HE-0393 | AGI | EQ-051B | 365708 | 1 | Outdoor covered | Operating Device BLG | 189 | 105 | 112 | 2.2226 | 530 | 680 | Stackable 3 tier | 85353090 | SEK | 521175 | MSC GIUSY | SWEDEN | Gothenburg | Khalifa port | 2025-06-12 | 2025-07-30 |  |  | 2025-08-30 | [11 empty] | CASE_LIST | 1 |  | warehouse | DSV Al Markaz | 2025-08-30 | warehouse | 1 | 1 | -1 | 0 | 1.98 | 3 | 1.98 | HITACHI(HE) |  | 0 | 1 | 1 | 2 | Flow 2: Port → WH → Site | DSV Al Markaz | HITACHI
5829 | PRL-ZAK-023-O1 | HVDC-ADOPT-HE-0393 | AGI | EQ-051B | 365709 | 1 | Outdoor covered | Fig Frame DCB | 290 | 110 | 50 | 1.595 | 730 | 750 | Stackable 3 tier | 85353090 | SEK | 521175 | MSC GIUSY | SWEDEN | Gothenburg | Khalifa port | 2025-06-12 | 2025-07-30 |  |  | 2025-08-30 | [11 empty] | CASE_LIST | 1 |  | warehouse | DSV Al Markaz | 2025-08-30 | warehouse | 1 | 1 | -1 | 0 | 3.19 | 3 | 3.19 | HITACHI(HE) |  | 0 | 1 | 1 | 2 | Flow 2: Port → WH → Site | DSV Al Markaz | HITACHI
5830 | PRL-ZAK-023-O1 | HVDC-ADOPT-HE-0393 | AGI | EQ-051B | 365710 | 1 | Outdoor covered | Fig Frame DCB | 290 | 110 | 50 | 1.595 | 730 | 750 | Stackable 3 tier | 85353090 | SEK | 521175 | MSC GIUSY | SWEDEN | Gothenburg | Khalifa port | 2025-06-12 | 2025-07-30 |  |  | 2025-08-30 | [11 empty] | CASE_LIST | 1 |  | warehouse | DSV Al Markaz | 2025-08-30 | warehouse | 1 | 1 | -1 | 0 | 3.19 | 3 | 3.19 | HITACHI(HE) |  | 0 | 1 | 1 | 2 | Flow 2: Port → WH → Site | DSV Al Markaz | HITACHI
5831 | PRL-ZAK-023-O1 | HVDC-ADOPT-HE-0393 | AGI | EQ-051B | 365696 | 1 | Outdoor covered | OP. DEVICE BLG | 189 | 105 | 112 | 2.2226 | 530 | 680 | Stackable 3 tier | 85353090 | SEK | 521175 | MSC GIUSY | SWEDEN | Gothenburg | Khalifa port | 2025-06-12 | 2025-07-30 |  |  | 2025-08-30 | [11 empty] | CASE_LIST | 1 |  | warehouse | DSV Al Markaz | 2025-08-30 | warehouse | 1 | 1 | -1 | 0 | 1.98 | 3 | 1.98 | HITACHI(HE) |  | 0 | 1 | 1 | 2 | Flow 2: Port → WH → Site | DSV Al Markaz | HITACHI
5813 | PRL-MIR-037-O Spare | HVDC-ADOPT-HE-0392 | MIR | EQ-051A | 280198 | 1 | Indoor | Operating device | 189 | 105 | 112 | 2.2226 | 530 | 680 | Stackable 3 tier | 85352900 | SEK | 649050 | MSC GIUSY | SWEDEN | Gothenburg | Khalifa port | 2025-06-12 | 2025-07-30 |  |  | 2025-08-30 | [11 empty] | CASE_LIST | 1 |  | warehouse | DSV Al Markaz | 2025-08-30 | warehouse | 1 | 1 | -1 | 0 | 1.98 | 3 | 1.98 | HITACHI(HE) |  | 0 | 1 | 1 | 2 | Flow 2: Port → WH → Site | DSV Al Markaz | HITACHI
5814 | PRL-MIR-037-O Spare | HVDC-ADOPT-HE-0392 | MIR | EQ-051A | 280199 | 1 | Indoor | Operating device | 189 | 105 | 112 | 2.2226 | 530 | 680 | Stackable 3 tier | 85352900 | SEK | 649050 | MSC GIUSY | SWEDEN | Gothenburg | Khalifa port | 2025-06-12 | 2025-07-30 |  |  | 2025-08-30 | [11 empty] | CASE_LIST | 1 |  | warehouse | DSV Al Markaz | 2025-08-30 | warehouse | 1 | 1 | -1 | 0 | 1.98 | 3 | 1.98 | HITACHI(HE) |  | 0 | 1 | 1 | 2 | Flow 2: Port → WH → Site | DSV Al Markaz | HITACHI
5815 | PRL-MIR-037-O Spare | HVDC-ADOPT-HE-0392 | MIR | EQ-051A | 280200 | 1 | Indoor | Set of poles | 526 | 72 | 118 | 4.4689 | 450 | 850 | Stackable 3 tier | 85352900 | SEK | 649050 | MSC GIUSY | SWEDEN | Gothenburg | Khalifa port | 2025-06-12 | 2025-07-30 |  |  | 2025-08-30 | [11 empty] | CASE_LIST | 1 |  | warehouse | DSV Al Markaz | 2025-08-30 | warehouse | 1 | 1 | -1 | 0 | 3.79 | 3 | 3.79 | HITACHI(HE) |  | 0 | 1 | 1 | 2 | Flow 2: Port → WH → Site | DSV Al Markaz | HITACHI
5816 | PRL-MIR-037-O Spare | HVDC-ADOPT-HE-0392 | MIR | EQ-051A | 280201 | 1 | Indoor | Support pole | 615 | 75 | 92 | 4.2435 | 350 | 750 | Stackable 3 tier | 85352900 | SEK | 649050 | MSC GIUSY | SWEDEN | Gothenburg | Khalifa port | 2025-06-12 | 2025-07-30 |  |  | 2025-08-26 | [11 empty] | CASE_LIST | 1 |  | warehouse | DSV Al Markaz | 2025-08-26 | warehouse | 1 | 1 | -1 | 0 | 4.61 | 3 | 4.61 | HITACHI(HE) |  | 0 | 1 | 1 | 2 | Flow 2: Port → WH → Site | DSV Al Markaz | HITACHI
5781 | PRL-MIR-037-O | HVDC-ADOPT-HE-0391 | MIR | EQ-051A | 280202 | 1 | Outdoor covered | Set of poles | 512 | 196 | 113 | 11.3398 | 1500 | 2000 | Stackable 3 tier | 85352900 | SEK | 649050 | MSC GIUSY | SWEDEN | Gothenburg | Khalifa port | 2025-06-12 | 2025-07-30 | [10 empty] | 2025-08-14 |  |  |  | CASE_LIST |  | 1 | site | MIR | 2025-08-14 | site | 0 | 1 | 1 | 2 | 10.04 | 3 | 10.04 | HITACHI(HE) |  | 1 | 1 | 0 | 1 | Flow 1: Port → Site | MIR | HITACHI
5782 | PRL-MIR-037-O | HVDC-ADOPT-HE-0391 | MIR | EQ-051A | 280203 | 1 | Outdoor covered | Set of poles | 512 | 196 | 113 | 11.3398 | 1500 | 2000 | Stackable 3 tier | 85352900 | SEK | 649050 | MSC GIUSY | SWEDEN | Gothenburg | Khalifa port | 2025-06-12 | 2025-07-30 | [10 empty] | 2025-08-14 |  |  |  | CASE_LIST |  | 1 | site | MIR | 2025-08-14 | site | 0 | 1 | 1 | 2 | 10.04 | 3 | 10.04 | HITACHI(HE) |  | 1 | 1 | 0 | 1 | Flow 1: Port → Site | MIR | HITACHI
5783 | PRL-MIR-037-O | HVDC-ADOPT-HE-0391 | MIR | EQ-051A | 280204 | 1 | Outdoor covered | Support pole | 190 | 522 | 90 | 8.9262 | 1100 | 1700 | Stackable 3 tier | 85352900 | SEK | 649050 | MSC GIUSY | SWEDEN | Gothenburg | Khalifa port | 2025-06-12 | 2025-07-30 | [10 empty] | 2025-08-14 |  |  |  | CASE_LIST |  | 1 | site | MIR | 2025-08-14 | site | 0 | 1 | 1 | 2 | 9.92 | 3 | 9.92 | HITACHI(HE) |  | 1 | 1 | 0 | 1 | Flow 1: Port → Site | MIR | HITACHI
5784 | PRL-MIR-037-O | HVDC-ADOPT-HE-0391 | MIR | EQ-051A | 280205 | 1 | Outdoor covered | Support pole | 190 | 522 | 90 | 8.9262 | 1100 | 1700 | Stackable 3 tier | 85352900 | SEK | 649050 | MSC GIUSY | SWEDEN | Gothenburg | Khalifa port | 2025-06-12 | 2025-07-30 | [10 empty] | 2025-08-14 |  |  |  | CASE_LIST |  | 1 | site | MIR | 2025-08-14 | site | 0 | 1 | 1 | 2 | 9.92 | 3 | 9.92 | HITACHI(HE) |  | 1 | 1 | 0 | 1 | Flow 1: Port → Site | MIR | HITACHI
5785 | PRL-MIR-037-O | HVDC-ADOPT-HE-0391 | MIR | EQ-051A | 280206 | 1 | Outdoor covered | Central control cubicle | 225 | 120 | 85 | 2.295 | 160 | 320 | Stackable 3 tier | 85352900 | SEK | 649050 | MSC GIUSY | SWEDEN | Gothenburg | Khalifa port | 2025-06-12 | 2025-07-30 | [10 empty] | 2025-08-14 |  |  |  | CASE_LIST |  | 1 | site | MIR | 2025-08-14 | site | 0 | 1 | 1 | 2 | 2.7 | 3 | 2.7 | HITACHI(HE) |  | 1 | 1 | 0 | 1 | Flow 1: Port → Site | MIR | HITACHI
5786 | PRL-MIR-037-O | HVDC-ADOPT-HE-0391 | MIR | EQ-051A | 280207 | 1 | Outdoor covered | Central control cubicle | 225 | 120 | 85 | 2.295 | 160 | 320 | Stackable 3 tier | 85352900 | SEK | 649050 | MSC GIUSY | SWEDEN | Gothenburg | Khalifa port | 2025-06-12 | 2025-07-30 | [10 empty] | 2025-08-14 |  |  |  | CASE_LIST |  | 1 | site | MIR | 2025-08-14 | site | 0 | 1 | 1 | 2 | 2.7 | 3 | 2.7 | HITACHI(HE) |  | 1 | 1 | 0 | 1 | Flow 1: Port → Site | MIR | HITACHI
5787 | PRL-MIR-037-O | HVDC-ADOPT-HE-0391 | MIR | EQ-051A | 280208 | 1 | Outdoor covered | Operating device | 189 | 105 | 112 | 2.2226 | 530 | 680 | Stackable 3 tier | 85352900 | SEK | 649050 | MSC GIUSY | SWEDEN | Gothenburg | Khalifa port | 2025-06-12 | 2025-07-30 | [10 empty] | 2025-08-14 |  |  |  | CASE_LIST |  | 1 | site | MIR | 2025-08-14 | site | 0 | 1 | 1 | 2 | 1.98 | 3 | 1.98 | HITACHI(HE) |  | 1 | 1 | 0 | 1 | Flow 1: Port → Site | MIR | HITACHI
5788 | PRL-MIR-037-O | HVDC-ADOPT-HE-0391 | MIR | EQ-051A | 280209 | 1 | Outdoor covered | Operating device | 189 | 105 | 112 | 2.2226 | 530 | 680 | Stackable 3 tier | 85352900 | SEK | 649050 | MSC GIUSY | SWEDEN | Gothenburg | Khalifa port | 2025-06-12 | 2025-07-30 | [10 empty] | 2025-08-14 |  |  |  | CASE_LIST |  | 1 | site | MIR | 2025-08-14 | site | 0 | 1 | 1 | 2 | 1.98 | 3 | 1.98 | HITACHI(HE) |  | 1 | 1 | 0 | 1 | Flow 1: Port → Site | MIR | HITACHI
5789 | PRL-MIR-037-O | HVDC-ADOPT-HE-0391 | MIR | EQ-051A | 280210 | 1 | Outdoor covered | Operating device | 189 | 105 | 112 | 2.2226 | 530 | 680 | Stackable 3 tier | 85352900 | SEK | 649050 | MSC GIUSY | SWEDEN | Gothenburg | Khalifa port | 2025-06-12 | 2025-07-30 | [10 empty] | 2025-08-14 |  |  |  | CASE_LIST |  | 1 | site | MIR | 2025-08-14 | site | 0 | 1 | 1 | 2 | 1.98 | 3 | 1.98 | HITACHI(HE) |  | 1 | 1 | 0 | 1 | Flow 1: Port → Site | MIR | HITACHI
5790 | PRL-MIR-037-O | HVDC-ADOPT-HE-0391 | MIR | EQ-051A | 280211 | 1 | Outdoor covered | Operating device | 189 | 105 | 112 | 2.2226 | 530 | 680 | Stackable 3 tier | 85352900 | SEK | 649050 | MSC GIUSY | SWEDEN | Gothenburg | Khalifa port | 2025-06-12 | 2025-07-30 | [10 empty] | 2025-08-14 |  |  |  | CASE_LIST |  | 1 | site | MIR | 2025-08-14 | site | 0 | 1 | 1 | 2 | 1.98 | 3 | 1.98 | HITACHI(HE) |  | 1 | 1 | 0 | 1 | Flow 1: Port → Site | MIR | HITACHI
5791 | PRL-MIR-037-O | HVDC-ADOPT-HE-0391 | MIR | EQ-051A | 280212 | 1 | Outdoor covered | Operating device | 189 | 105 | 112 | 2.2226 | 530 | 680 | Stackable 3 tier | 85352900 | SEK | 649050 | MSC GIUSY | SWEDEN | Gothenburg | Khalifa port | 2025-06-12 | 2025-07-30 | [10 empty] | 2025-08-14 |  |  |  | CASE_LIST |  | 1 | site | MIR | 2025-08-14 | site | 0 | 1 | 1 | 2 | 1.98 | 3 | 1.98 | HITACHI(HE) |  | 1 | 1 | 0 | 1 | Flow 1: Port → Site | MIR | HITACHI
5792 | PRL-MIR-037-O | HVDC-ADOPT-HE-0391 | MIR | EQ-051A | 280213 | 1 | Outdoor covered | Operating device | 189 | 105 | 112 | 2.2226 | 530 | 680 | Stackable 3 tier | 85352900 | SEK | 649050 | MSC GIUSY | SWEDEN | Gothenburg | Khalifa port | 2025-06-12 | 2025-07-30 | [10 empty] | 2025-08-14 |  |  |  | CASE_LIST |  | 1 | site | MIR | 2025-08-14 | site | 0 | 1 | 1 | 2 | 1.98 | 3 | 1.98 | HITACHI(HE) |  | 1 | 1 | 0 | 1 | Flow 1: Port → Site | MIR | HITACHI
5793 | PRL-MIR-037-O | HVDC-ADOPT-HE-0391 | MIR | EQ-051A | 280214 | 1 | Outdoor covered | Set of frame | 250 | 180 | 73 | 3.285 | 560 | 610 | Stackable 3 tier | 85352900 | SEK | 649050 | MSC GIUSY | SWEDEN | Gothenburg | Khalifa port | 2025-06-12 | 2025-07-30 | [10 empty] | 2025-08-14 |  |  |  | CASE_LIST |  | 1 | site | MIR | 2025-08-14 | site | 0 | 1 | 1 | 2 | 4.5 | 3 | 4.5 | HITACHI(HE) |  | 1 | 1 | 0 | 1 | Flow 1: Port → Site | MIR | HITACHI
5794 | PRL-MIR-037-O | HVDC-ADOPT-HE-0391 | MIR | EQ-051A | 280215 | 1 | Outdoor covered | Set of frame | 250 | 180 | 73 | 3.285 | 560 | 610 | Stackable 3 tier | 85352900 | SEK | 649050 | MSC GIUSY | SWEDEN | Gothenburg | Khalifa port | 2025-06-12 | 2025-07-30 | [10 empty] | 2025-08-14 |  |  |  | CASE_LIST |  | 1 | site | MIR | 2025-08-14 | site | 0 | 1 | 1 | 2 | 4.5 | 3 | 4.5 | HITACHI(HE) |  | 1 | 1 | 0 | 1 | Flow 1: Port → Site | MIR | HITACHI
5795 | PRL-MIR-037-O | HVDC-ADOPT-HE-0391 | MIR | EQ-051A | 280216 | 1 | Outdoor covered | Damping Element | 103 | 103 | 64 | 0.67898 | 880 | 950 | Stackable 3 tier | 85352900 | SEK | 649050 | MSC GIUSY | SWEDEN | Gothenburg | Khalifa port | 2025-06-12 | 2025-07-30 | [10 empty] | 2025-08-14 |  |  |  | CASE_LIST |  | 1 | site | MIR | 2025-08-14 | site | 0 | 1 | 1 | 2 | 1.06 | 3 | 1.06 | HITACHI(HE) |  | 1 | 1 | 0 | 1 | Flow 1: Port → Site | MIR | HITACHI
5796 | PRL-MIR-037-O | HVDC-ADOPT-HE-0391 | MIR | EQ-051A | 280217 | 1 | Outdoor covered | Damping Element | 103 | 103 | 64 | 0.67898 | 880 | 950 | Stackable 3 tier | 85352900 | SEK | 649050 | MSC GIUSY | SWEDEN | Gothenburg | Khalifa port | 2025-06-12 | 2025-07-30 | [10 empty] | 2025-08-14 |  |  |  | CASE_LIST |  | 1 | site | MIR | 2025-08-14 | site | 0 | 1 | 1 | 2 | 1.06 | 3 | 1.06 | HITACHI(HE) |  | 1 | 1 | 0 | 1 | Flow 1: Port → Site | MIR | HITACHI
5797 | PRL-MIR-037-O | HVDC-ADOPT-HE-0391 | MIR | EQ-051A | 280218 | 1 | Outdoor covered | Set of poles | 512 | 196 | 113 | 11.3398 | 1500 | 2000 | Stackable 3 tier | 85352900 | SEK | 649050 | MSC GIUSY | SWEDEN | Gothenburg | Khalifa port | 2025-06-12 | 2025-07-30 | [10 empty] | 2025-08-14 |  |  |  | CASE_LIST |  | 1 | site | MIR | 2025-08-14 | site | 0 | 1 | 1 | 2 | 10.04 | 3 | 10.04 | HITACHI(HE) |  | 1 | 1 | 0 | 1 | Flow 1: Port → Site | MIR | HITACHI
5798 | PRL-MIR-037-O | HVDC-ADOPT-HE-0391 | MIR | EQ-051A | 280219 | 1 | Outdoor covered | Set of poles | 512 | 196 | 113 | 11.3398 | 1500 | 2000 | Stackable 3 tier | 85352900 | SEK | 649050 | MSC GIUSY | SWEDEN | Gothenburg | Khalifa port | 2025-06-12 | 2025-07-30 | [10 empty] | 2025-08-14 |  |  |  | CASE_LIST |  | 1 | site | MIR | 2025-08-14 | site | 0 | 1 | 1 | 2 | 10.04 | 3 | 10.04 | HITACHI(HE) |  | 1 | 1 | 0 | 1 | Flow 1: Port → Site | MIR | HITACHI
5799 | PRL-MIR-037-O | HVDC-ADOPT-HE-0391 | MIR | EQ-051A | 280220 | 1 | Outdoor covered | Support pole | 522 | 190 | 90 | 8.9262 | 1200 | 1800 | Stackable 3 tier | 85352900 | SEK | 649050 | MSC GIUSY | SWEDEN | Gothenburg | Khalifa port | 2025-06-12 | 2025-07-30 | [10 empty] | 2025-08-14 |  |  |  | CASE_LIST |  | 1 | site | MIR | 2025-08-14 | site | 0 | 1 | 1 | 2 | 9.92 | 3 | 9.92 | HITACHI(HE) |  | 1 | 1 | 0 | 1 | Flow 1: Port → Site | MIR | HITACHI
5800 | PRL-MIR-037-O | HVDC-ADOPT-HE-0391 | MIR | EQ-051A | 280221 | 1 | Outdoor covered | Support pole | 522 | 190 | 90 | 8.9262 | 1200 | 1800 | Stackable 3 tier | 85352900 | SEK | 649050 | MSC GIUSY | SWEDEN | Gothenburg | Khalifa port | 2025-06-12 | 2025-07-30 | [10 empty] | 2025-08-14 |  |  |  | CASE_LIST |  | 1 | site | MIR | 2025-08-14 | site | 0 | 1 | 1 | 2 | 9.92 | 3 | 9.92 | HITACHI(HE) |  | 1 | 1 | 0 | 1 | Flow 1: Port → Site | MIR | HITACHI
5801 | PRL-MIR-037-O | HVDC-ADOPT-HE-0391 | MIR | EQ-051A | 280222 | 1 | Outdoor covered | Central control cubicle | 221 | 118 | 83 | 2.1645 | 150 | 250 | Stackable 3 tier | 85352900 | SEK | 649050 | MSC GIUSY | SWEDEN | Gothenburg | Khalifa port | 2025-06-12 | 2025-07-30 | [10 empty] | 2025-08-14 |  |  |  | CASE_LIST |  | 1 | site | MIR | 2025-08-14 | site | 0 | 1 | 1 | 2 | 2.61 | 3 | 2.61 | HITACHI(HE) |  | 1 | 1 | 0 | 1 | Flow 1: Port → Site | MIR | HITACHI
5802 | PRL-MIR-037-O | HVDC-ADOPT-HE-0391 | MIR | EQ-051A | 280223 | 1 | Outdoor covered | Central control cubicle | 221 | 118 | 83 | 2.1645 | 150 | 250 | Stackable 3 tier | 85352900 | SEK | 649050 | MSC GIUSY | SWEDEN | Gothenburg | Khalifa port | 2025-06-12 | 2025-07-30 | [10 empty] | 2025-08-14 |  |  |  | CASE_LIST |  | 1 | site | MIR | 2025-08-14 | site | 0 | 1 | 1 | 2 | 2.61 | 3 | 2.61 | HITACHI(HE) |  | 1 | 1 | 0 | 1 | Flow 1: Port → Site | MIR | HITACHI
5803 | PRL-MIR-037-O | HVDC-ADOPT-HE-0391 | MIR | EQ-051A | 280224 | 1 | Outdoor covered | Operating device | 189 | 105 | 112 | 2.2226 | 530 | 680 | Stackable 3 tier | 85352900 | SEK | 649050 | MSC GIUSY | SWEDEN | Gothenburg | Khalifa port | 2025-06-12 | 2025-07-30 | [10 empty] | 2025-08-14 |  |  |  | CASE_LIST |  | 1 | site | MIR | 2025-08-14 | site | 0 | 1 | 1 | 2 | 1.98 | 3 | 1.98 | HITACHI(HE) |  | 1 | 1 | 0 | 1 | Flow 1: Port → Site | MIR | HITACHI
5804 | PRL-MIR-037-O | HVDC-ADOPT-HE-0391 | MIR | EQ-051A | 280225 | 1 | Outdoor covered | Operating device | 189 | 105 | 112 | 2.2226 | 530 | 680 | Stackable 3 tier | 85352900 | SEK | 649050 | MSC GIUSY | SWEDEN | Gothenburg | Khalifa port | 2025-06-12 | 2025-07-30 | [10 empty] | 2025-08-14 |  |  |  | CASE_LIST |  | 1 | site | MIR | 2025-08-14 | site | 0 | 1 | 1 | 2 | 1.98 | 3 | 1.98 | HITACHI(HE) |  | 1 | 1 | 0 | 1 | Flow 1: Port → Site | MIR | HITACHI
5805 | PRL-MIR-037-O | HVDC-ADOPT-HE-0391 | MIR | EQ-051A | 280226 | 1 | Outdoor covered | Operating device | 189 | 105 | 112 | 2.2226 | 530 | 680 | Stackable 3 tier | 85352900 | SEK | 649050 | MSC GIUSY | SWEDEN | Gothenburg | Khalifa port | 2025-06-12 | 2025-07-30 | [10 empty] | 2025-08-14 |  |  |  | CASE_LIST |  | 1 | site | MIR | 2025-08-14 | site | 0 | 1 | 1 | 2 | 1.98 | 3 | 1.98 | HITACHI(HE) |  | 1 | 1 | 0 | 1 | Flow 1: Port → Site | MIR | HITACHI
5806 | PRL-MIR-037-O | HVDC-ADOPT-HE-0391 | MIR | EQ-051A | 280227 | 1 | Outdoor covered | Operating device | 189 | 105 | 112 | 2.2226 | 530 | 680 | Stackable 3 tier | 85352900 | SEK | 649050 | MSC GIUSY | SWEDEN | Gothenburg | Khalifa port | 2025-06-12 | 2025-07-30 | [10 empty] | 2025-08-14 |  |  |  | CASE_LIST |  | 1 | site | MIR | 2025-08-14 | site | 0 | 1 | 1 | 2 | 1.98 | 3 | 1.98 | HITACHI(HE) |  | 1 | 1 | 0 | 1 | Flow 1: Port → Site | MIR | HITACHI
5807 | PRL-MIR-037-O | HVDC-ADOPT-HE-0391 | MIR | EQ-051A | 280228 | 1 | Outdoor covered | Operating device | 189 | 105 | 112 | 2.2226 | 530 | 680 | Stackable 3 tier | 85352900 | SEK | 649050 | MSC GIUSY | SWEDEN | Gothenburg | Khalifa port | 2025-06-12 | 2025-07-30 | [10 empty] | 2025-08-14 |  |  |  | CASE_LIST |  | 1 | site | MIR | 2025-08-14 | site | 0 | 1 | 1 | 2 | 1.98 | 3 | 1.98 | HITACHI(HE) |  | 1 | 1 | 0 | 1 | Flow 1: Port → Site | MIR | HITACHI
5808 | PRL-MIR-037-O | HVDC-ADOPT-HE-0391 | MIR | EQ-051A | 280229 | 1 | Outdoor covered | Operating device | 189 | 105 | 112 | 2.2226 | 530 | 680 | Stackable 3 tier | 85352900 | SEK | 649050 | MSC GIUSY | SWEDEN | Gothenburg | Khalifa port | 2025-06-12 | 2025-07-30 | [10 empty] | 2025-08-14 |  |  |  | CASE_LIST |  | 1 | site | MIR | 2025-08-14 | site | 0 | 1 | 1 | 2 | 1.98 | 3 | 1.98 | HITACHI(HE) |  | 1 | 1 | 0 | 1 | Flow 1: Port → Site | MIR | HITACHI
5809 | PRL-MIR-037-O | HVDC-ADOPT-HE-0391 | MIR | EQ-051A | 280230 | 1 | Outdoor covered | Set of frame | 250 | 180 | 73 | 3.285 | 560 | 610 | Stackable 3 tier | 85352900 | SEK | 649050 | MSC GIUSY | SWEDEN | Gothenburg | Khalifa port | 2025-06-12 | 2025-07-30 | [10 empty] | 2025-08-14 |  |  |  | CASE_LIST |  | 1 | site | MIR | 2025-08-14 | site | 0 | 1 | 1 | 2 | 4.5 | 3 | 4.5 | HITACHI(HE) |  | 1 | 1 | 0 | 1 | Flow 1: Port → Site | MIR | HITACHI
5810 | PRL-MIR-037-O | HVDC-ADOPT-HE-0391 | MIR | EQ-051A | 280231 | 1 | Outdoor covered | Set of frame | 250 | 180 | 73 | 3.285 | 560 | 610 | Stackable 3 tier | 85352900 | SEK | 649050 | MSC GIUSY | SWEDEN | Gothenburg | Khalifa port | 2025-06-12 | 2025-07-30 | [10 empty] | 2025-09-25 |  |  |  | CASE_LIST |  | 1 | site | MIR | 2025-09-25 | site | 0 | 1 | 1 | 2 | 4.5 | 3 | 4.5 | HITACHI(HE) |  | 1 | 1 | 0 | 1 | Flow 1: Port → Site | MIR | HITACHI
5811 | PRL-MIR-037-O | HVDC-ADOPT-HE-0391 | MIR | EQ-051A | 280232 | 1 | Outdoor covered | Damping Element | 103 | 103 | 64 | 0.67898 | 880 | 950 | Stackable 3 tier | 85352900 | SEK | 649050 | MSC GIUSY | SWEDEN | Gothenburg | Khalifa port | 2025-06-12 | 2025-07-30 | [10 empty] | 2025-08-14 |  |  |  | CASE_LIST |  | 1 | site | MIR | 2025-08-14 | site | 0 | 1 | 1 | 2 | 1.06 | 3 | 1.06 | HITACHI(HE) |  | 1 | 1 | 0 | 1 | Flow 1: Port → Site | MIR | HITACHI
5812 | PRL-MIR-037-O | HVDC-ADOPT-HE-0391 | MIR | EQ-051A | 280233 | 1 | Outdoor covered | Damping Element | 103 | 103 | 64 | 0.67898 | 880 | 950 | Stackable 3 tier | 85352900 | SEK | 649050 | MSC GIUSY | SWEDEN | Gothenburg | Khalifa port | 2025-06-12 | 2025-07-30 | [10 empty] | 2025-08-14 |  |  |  | CASE_LIST |  | 1 | site | MIR | 2025-08-14 | site | 0 | 1 | 1 | 2 | 1.06 | 3 | 1.06 | HITACHI(HE) |  | 1 | 1 | 0 | 1 | Flow 1: Port → Site | MIR | HITACHI
5780 | PRL-SHU-053-O Spare | HVDC-ADOPT-HE-0390 | SHU | EQ-051A | 191435 | 1 | Outdoor covered | CORONA RING | 526 | 72 | 118 | 4.4689 | 450 | 900 | Stackable 3 tier | 85352900 | SEK | 649050 | MSC GIUSY | SWEDEN | Gothenburg | Khalifa port | 2025-06-12 | 2025-07-30 | [11 empty] | 2025-08-13 |  |  | CASE_LIST |  | 1 | site | SHU | 2025-08-13 | site | 0 | 1 | 1 | 2 | 3.79 | 3 | 3.79 | HITACHI(HE) |  | 1 | 1 | 0 | 1 | Flow 1: Port → Site | SHU | HITACHI
5766 | PRL-SHU-053-O | HVDC-ADOPT-HE-0389 | SHU | EQ-051A | 191433 | 1 | Outdoor covered | DAMPING ELEMENT | 103 | 103 | 64 | 0.67898 | 690 | 760 | Stackable 3 tier | 85352900 | SEK | 649050 | MSC GIUSY | SWEDEN | Gothenburg | Khalifa port | 2025-06-12 | 2025-07-30 | [11 empty] | 2025-08-13 |  |  | CASE_LIST |  | 1 | site | SHU | 2025-08-13 | site | 0 | 1 | 1 | 2 | 1.06 | 3 | 1.06 | HITACHI(HE) |  | 1 | 1 | 0 | 1 | Flow 1: Port → Site | SHU | HITACHI
5767 | PRL-SHU-053-O | HVDC-ADOPT-HE-0389 | SHU | EQ-051A | 191434 | 1 | Outdoor covered | DAMPING ELEMENT | 103 | 103 | 64 | 0.67898 | 690 | 760 | Stackable 3 tier | 85352900 | SEK | 649050 | MSC GIUSY | SWEDEN | Gothenburg | Khalifa port | 2025-06-12 | 2025-07-30 | [11 empty] | 2025-08-13 |  |  | CASE_LIST |  | 1 | site | SHU | 2025-08-13 | site | 0 | 1 | 1 | 2 | 1.06 | 3 | 1.06 | HITACHI(HE) |  | 1 | 1 | 0 | 1 | Flow 1: Port → Site | SHU | HITACHI
5768 | PRL-SHU-053-O | HVDC-ADOPT-HE-0389 | SHU | EQ-051A | 191421 | 1 | Outdoor covered | SUPPORT POLE HPLB2 | 522 | 190 | 90 | 8.9262 | 1000 | 1600 | Stackable 3 tier | 85352900 | SEK | 649050 | MSC GIUSY | SWEDEN | Gothenburg | Khalifa port | 2025-06-12 | 2025-07-30 | [11 empty] | 2025-08-13 |  |  | CASE_LIST |  | 1 | site | SHU | 2025-08-13 | site | 0 | 1 | 1 | 2 | 9.92 | 3 | 9.92 | HITACHI(HE) |  | 1 | 1 | 0 | 1 | Flow 1: Port → Site | SHU | HITACHI
5769 | PRL-SHU-053-O | HVDC-ADOPT-HE-0389 | SHU | EQ-051A | 191422 | 1 | Outdoor covered | SUPPORT POLE HPLB2 | 522 | 190 | 90 | 8.9262 | 1000 | 1600 | Stackable 3 tier | 85352900 | SEK | 649050 | MSC GIUSY | SWEDEN | Gothenburg | Khalifa port | 2025-06-12 | 2025-07-30 | [11 empty] | 2025-08-13 |  |  | CASE_LIST |  | 1 | site | SHU | 2025-08-13 | site | 0 | 1 | 1 | 2 | 9.92 | 3 | 9.92 | HITACHI(HE) |  | 1 | 1 | 0 | 1 | Flow 1: Port → Site | SHU | HITACHI
5770 | PRL-SHU-053-O | HVDC-ADOPT-HE-0389 | SHU | EQ-051A | 191423 | 1 | Outdoor covered | CENTRAL CONTROL CUBICLE | 148 | 127.4 | 83 | 1.565 | 135 | 255 | Stackable 3 tier | 85352900 | SEK | 649050 | MSC GIUSY | SWEDEN | Gothenburg | Khalifa port | 2025-06-12 | 2025-07-30 | [11 empty] | 2025-08-13 |  |  | CASE_LIST |  | 1 | site | SHU | 2025-08-13 | site | 0 | 1 | 1 | 2 | 1.89 | 3 | 1.89 | HITACHI(HE) |  | 1 | 1 | 0 | 1 | Flow 1: Port → Site | SHU | HITACHI
5771 | PRL-SHU-053-O | HVDC-ADOPT-HE-0389 | SHU | EQ-051A | 191424 | 1 | Outdoor covered | CENTRAL CONTROL CUBICLE | 148 | 127.4 | 83 | 1.565 | 135 | 255 | Stackable 3 tier | 85352900 | SEK | 649050 | MSC GIUSY | SWEDEN | Gothenburg | Khalifa port | 2025-06-12 | 2025-07-30 | [11 empty] | 2025-08-13 |  |  | CASE_LIST |  | 1 | site | SHU | 2025-08-13 | site | 0 | 1 | 1 | 2 | 1.89 | 3 | 1.89 | HITACHI(HE) |  | 1 | 1 | 0 | 1 | Flow 1: Port → Site | SHU | HITACHI
5772 | PRL-SHU-053-O | HVDC-ADOPT-HE-0389 | SHU | EQ-051A | 191431 | 1 | Outdoor covered | SET OF FRAME | 240 | 180 | 85 | 3.672 | 620 | 650 | Stackable 3 tier | 85352900 | SEK | 649050 | MSC GIUSY | SWEDEN | Gothenburg | Khalifa port | 2025-06-12 | 2025-07-30 | [11 empty] | 2025-08-13 |  |  | CASE_LIST |  | 1 | site | SHU | 2025-08-13 | site | 0 | 1 | 1 | 2 | 4.32 | 3 | 4.32 | HITACHI(HE) |  | 1 | 1 | 0 | 1 | Flow 1: Port → Site | SHU | HITACHI
5773 | PRL-SHU-053-O | HVDC-ADOPT-HE-0389 | SHU | EQ-051A | 191432 | 1 | Outdoor covered | SET OF FRAME | 240 | 180 | 85 | 3.672 | 620 | 650 | Stackable 3 tier | 85352900 | SEK | 649050 | MSC GIUSY | SWEDEN | Gothenburg | Khalifa port | 2025-06-12 | 2025-07-30 | [11 empty] | 2025-08-13 |  |  | CASE_LIST |  | 1 | site | SHU | 2025-08-13 | site | 0 | 1 | 1 | 2 | 4.32 | 3 | 4.32 | HITACHI(HE) |  | 1 | 1 | 0 | 1 | Flow 1: Port → Site | SHU | HITACHI
5774 | PRL-SHU-053-O | HVDC-ADOPT-HE-0389 | SHU | EQ-051A | 191441 | 1 | Outdoor covered | CENTRAL CONTROL CUBICLE | 148 | 127 | 83 | 1.5601 | 135 | 255 | Stackable 3 tier | 85352900 | SEK | 649050 | MSC GIUSY | SWEDEN | Gothenburg | Khalifa port | 2025-06-12 | 2025-07-30 | [11 empty] | 2025-08-13 |  |  | CASE_LIST |  | 1 | site | SHU | 2025-08-13 | site | 0 | 1 | 1 | 2 | 1.88 | 3 | 1.88 | HITACHI(HE) |  | 1 | 1 | 0 | 1 | Flow 1: Port → Site | SHU | HITACHI
5775 | PRL-SHU-053-O | HVDC-ADOPT-HE-0389 | SHU | EQ-051A | 191442 | 1 | Outdoor covered | CENTRAL CONTROL CUBICLE | 148 | 127 | 83 | 1.5601 | 135 | 255 | Stackable 3 tier | 85352900 | SEK | 649050 | MSC GIUSY | SWEDEN | Gothenburg | Khalifa port | 2025-06-12 | 2025-07-30 | [11 empty] | 2025-08-13 |  |  | CASE_LIST |  | 1 | site | SHU | 2025-08-13 | site | 0 | 1 | 1 | 2 | 1.88 | 3 | 1.88 | HITACHI(HE) |  | 1 | 1 | 0 | 1 | Flow 1: Port → Site | SHU | HITACHI
5776 | PRL-SHU-053-O | HVDC-ADOPT-HE-0389 | SHU | EQ-051A | 191449 | 1 | Outdoor covered | SET OF FRAME | 240 | 180 | 86 | 3.7152 | 620 | 650 | Stackable 3 tier | 85352900 | SEK | 649050 | MSC GIUSY | SWEDEN | Gothenburg | Khalifa port | 2025-06-12 | 2025-07-30 | [11 empty] | 2025-08-13 |  |  | CASE_LIST |  | 1 | site | SHU | 2025-08-13 | site | 0 | 1 | 1 | 2 | 4.32 | 3 | 4.32 | HITACHI(HE) |  | 1 | 1 | 0 | 1 | Flow 1: Port → Site | SHU | HITACHI
5777 | PRL-SHU-053-O | HVDC-ADOPT-HE-0389 | SHU | EQ-051A | 191450 | 1 | Outdoor covered | SET OF FRAME | 240 | 180 | 86 | 3.7152 | 620 | 650 | Stackable 3 tier | 85352900 | SEK | 649050 | MSC GIUSY | SWEDEN | Gothenburg | Khalifa port | 2025-06-12 | 2025-07-30 | [11 empty] | 2025-08-13 |  |  | CASE_LIST |  | 1 | site | SHU | 2025-08-13 | site | 0 | 1 | 1 | 2 | 4.32 | 3 | 4.32 | HITACHI(HE) |  | 1 | 1 | 0 | 1 | Flow 1: Port → Site | SHU | HITACHI
5778 | PRL-SHU-053-O | HVDC-ADOPT-HE-0389 | SHU | EQ-051A | 191451 | 1 | Outdoor covered | DAMPING ELEMENT | 103 | 103 | 64 | 0.67898 | 690 | 760 | Stackable 3 tier | 85352900 | SEK | 649050 | MSC GIUSY | SWEDEN | Gothenburg | Khalifa port | 2025-06-12 | 2025-07-30 | [11 empty] | 2025-08-13 |  |  | CASE_LIST |  | 1 | site | SHU | 2025-08-13 | site | 0 | 1 | 1 | 2 | 1.06 | 3 | 1.06 | HITACHI(HE) |  | 1 | 1 | 0 | 1 | Flow 1: Port → Site | SHU | HITACHI
5779 | PRL-SHU-053-O | HVDC-ADOPT-HE-0389 | SHU | EQ-051A | 191452 | 1 | Outdoor covered | DAMPING ELEMENT | 103 | 103 | 64 | 0.67898 | 690 | 760 | Stackable 3 tier | 85352900 | SEK | 649050 | MSC GIUSY | SWEDEN | Gothenburg | Khalifa port | 2025-06-12 | 2025-07-30 | [11 empty] | 2025-08-13 |  |  | CASE_LIST |  | 1 | site | SHU | 2025-08-13 | site | 0 | 1 | 1 | 2 | 1.06 | 3 | 1.06 | HITACHI(HE) |  | 1 | 1 | 0 | 1 | Flow 1: Port → Site | SHU | HITACHI
5763 | PRL-SHU-053-O Spare | HVDC-ADOPT-HE-0388 | SHU | EQ-051A | 191436 | 1 | Indoor | SUPPORT POLE HPLB2 | 615 | 75 | 92 | 4.2435 | 310 | 750 | Stackable 3 tier | 85352900 | SEK | 649050 | MSC GIUSY | SWEDEN | Gothenburg | Khalifa port | 2025-06-12 | 2025-07-30 |  |  | 2025-08-30 | [8 empty] | 2025-10-22 |  |  | CASE_LIST | 1 | 1 | site | SHU | 2025-10-22 | site | 1 | 2 | 0 | 2 | 4.61 | 3 | 4.61 | HITACHI(HE) |  | 1 | 2 | 1 | 2 | Flow 2: Port → WH → Site | SHU | HITACHI
5764 | PRL-SHU-053-O Spare | HVDC-ADOPT-HE-0388 | SHU | EQ-051A | 191453 | 1 | Indoor | OPERATING DEVICE BLG | 189 | 105 | 112 | 2.2226 | 530 | 680 | Stackable 3 tier | 85352900 | SEK | 649050 | MSC GIUSY | SWEDEN | Gothenburg | Khalifa port | 2025-06-12 | 2025-07-30 |  |  | 2025-08-30 | [8 empty] | 2025-09-18 |  |  | CASE_LIST | 1 | 1 | site | SHU | 2025-09-18 | site | 1 | 2 | 0 | 2 | 1.98 | 3 | 1.98 | HITACHI(HE) |  | 1 | 2 | 1 | 2 | Flow 2: Port → WH → Site | SHU | HITACHI
5765 | PRL-SHU-053-O Spare | HVDC-ADOPT-HE-0388 | SHU | EQ-051A | 191454 | 1 | Indoor | OPERATING DEVICE BLG | 189 | 105 | 112 | 2.2226 | 530 | 680 | Stackable 3 tier | 85352900 | SEK | 649050 | MSC GIUSY | SWEDEN | Gothenburg | Khalifa port | 2025-06-12 | 2025-07-30 |  |  | 2025-08-30 | [8 empty] | 2025-09-18 |  |  | CASE_LIST | 1 | 1 | site | SHU | 2025-09-18 | site | 1 | 2 | 0 | 2 | 1.98 | 3 | 1.98 | HITACHI(HE) |  | 1 | 2 | 1 | 2 | Flow 2: Port → WH → Site | SHU | HITACHI
5699 | PRL-SHU-053-O2 | HVDC-ADOPT-HE-0387-2 | SHU | EQ-051A | 191419 | 1 | Indoor | CORONA RING | 512 | 196 | 113 | 11.3398 | 1500 | 2000 | Stackable 3 tier | 85352900 | SEK | 649050 | MSC GIUSY | BELGIUM | Antwerp | Khalifa port | 2025-06-25 | 2025-07-30 | [11 empty] | 2025-09-24 |  |  | CASE_LIST |  | 1 | site | SHU | 2025-09-24 | site | 0 | 1 | 1 | 2 | 10.04 | 3 | 10.04 | HITACHI(HE) |  | 1 | 1 | 0 | 1 | Flow 1: Port → Site | SHU | HITACHI
5700 | PRL-SHU-053-O2 | HVDC-ADOPT-HE-0387-2 | SHU | EQ-051A | 191420 | 1 | Indoor | CORONA RING | 512 | 196 | 113 | 11.3398 | 1500 | 2000 | Stackable 3 tier | 85352900 | SEK | 649050 | MSC GIUSY | BELGIUM | Antwerp | Khalifa port | 2025-06-25 | 2025-07-30 | [14 empty] | CASE_LIST |  |  | Pre Arrival | Pre Arrival |  | Pre Arrival | 0 | 0 | 0 | 0 | 10.04 | 3 | 10.04 | HITACHI(HE) |  | 0 | 0 | 0 | 0 | Flow 0: Pre Arrival | Pre Arrival | HITACHI
5747 | PRL-SHU-053-O | HVDC-ADOPT-HE-0387-1 | SHU | EQ-051A | 191425 | 1 | Indoor | OPERATING DEVICE BLG | 189 | 105 | 112 | 2.2226 | 530 | 680 | Stackable 3 tier | 85352900 | SEK | 649050 | MSC GIUSY | SWEDEN | Gothenburg | Khalifa port | 2025-06-12 | 2025-07-30 |  |  | 2025-08-26 | [8 empty] | 2025-09-18 |  |  | CASE_LIST | 1 | 1 | site | SHU | 2025-09-18 | site | 1 | 2 | 0 | 2 | 1.98 | 3 | 1.98 | HITACHI(HE) |  | 1 | 2 | 1 | 2 | Flow 2: Port → WH → Site | SHU | HITACHI
5748 | PRL-SHU-053-O | HVDC-ADOPT-HE-0387-1 | SHU | EQ-051A | 191426 | 1 | Indoor | OPERATING DEVICE BLG | 189 | 105 | 112 | 2.2226 | 530 | 680 | Stackable 3 tier | 85352900 | SEK | 649050 | MSC GIUSY | SWEDEN | Gothenburg | Khalifa port | 2025-06-12 | 2025-07-30 |  |  | 2025-08-26 | [8 empty] | 2025-09-18 |  |  | CASE_LIST | 1 | 1 | site | SHU | 2025-09-18 | site | 1 | 2 | 0 | 2 | 1.98 | 3 | 1.98 | HITACHI(HE) |  | 1 | 2 | 1 | 2 | Flow 2: Port → WH → Site | SHU | HITACHI
5749 | PRL-SHU-053-O | HVDC-ADOPT-HE-0387-1 | SHU | EQ-051A | 191427 | 1 | Indoor | OPERATING DEVICE BLG | 189 | 105 | 112 | 2.2226 | 530 | 680 | Stackable 3 tier | 85352900 | SEK | 649050 | MSC GIUSY | SWEDEN | Gothenburg | Khalifa port | 2025-06-12 | 2025-07-30 |  |  | 2025-08-26 | [8 empty] | 2025-09-18 |  |  | CASE_LIST | 1 | 1 | site | SHU | 2025-09-18 | site | 1 | 2 | 0 | 2 | 1.98 | 3 | 1.98 | HITACHI(HE) |  | 1 | 2 | 1 | 2 | Flow 2: Port → WH → Site | SHU | HITACHI
5750 | PRL-SHU-053-O | HVDC-ADOPT-HE-0387-1 | SHU | EQ-051A | 191428 | 1 | Indoor | OPERATING DEVICE BLG | 189 | 105 | 112 | 2.2226 | 530 | 680 | Stackable 3 tier | 85352900 | SEK | 649050 | MSC GIUSY | SWEDEN | Gothenburg | Khalifa port | 2025-06-12 | 2025-07-30 |  |  | 2025-08-26 | [8 empty] | 2025-09-18 |  |  | CASE_LIST | 1 | 1 | site | SHU | 2025-09-18 | site | 1 | 2 | 0 | 2 | 1.98 | 3 | 1.98 | HITACHI(HE) |  | 1 | 2 | 1 | 2 | Flow 2: Port → WH → Site | SHU | HITACHI
5751 | PRL-SHU-053-O | HVDC-ADOPT-HE-0387-1 | SHU | EQ-051A | 191429 | 1 | Indoor | OPERATING DEVICE BLG | 189 | 105 | 112 | 2.2226 | 530 | 680 | Stackable 3 tier | 85352900 | SEK | 649050 | MSC GIUSY | SWEDEN | Gothenburg | Khalifa port | 2025-06-12 | 2025-07-30 |  |  | 2025-08-26 | [8 empty] | 2025-09-18 |  |  | CASE_LIST | 1 | 1 | site | SHU | 2025-09-18 | site | 1 | 2 | 0 | 2 | 1.98 | 3 | 1.98 | HITACHI(HE) |  | 1 | 2 | 1 | 2 | Flow 2: Port → WH → Site | SHU | HITACHI
5752 | PRL-SHU-053-O | HVDC-ADOPT-HE-0387-1 | SHU | EQ-051A | 191430 | 1 | Indoor | OPERATING DEVICE BLG | 189 | 105 | 112 | 2.2226 | 530 | 680 | Stackable 3 tier | 85352900 | SEK | 649050 | MSC GIUSY | SWEDEN | Gothenburg | Khalifa port | 2025-06-12 | 2025-07-30 |  |  | 2025-08-26 | [8 empty] | 2025-09-18 |  |  | CASE_LIST | 1 | 1 | site | SHU | 2025-09-18 | site | 1 | 2 | 0 | 2 | 1.98 | 3 | 1.98 | HITACHI(HE) |  | 1 | 2 | 1 | 2 | Flow 2: Port → WH → Site | SHU | HITACHI
5753 | PRL-SHU-053-O | HVDC-ADOPT-HE-0387-1 | SHU | EQ-051A | 191437 | 1 | Indoor | CORONA RING | 512 | 196 | 113 | 11.3398 | 1500 | 2000 | Stackable 3 tier | 85352900 | SEK | 649050 | MSC GIUSY | SWEDEN | Gothenburg | Khalifa port | 2025-06-12 | 2025-07-30 |  |  | 2025-08-25 | [8 empty] | 2025-10-22 |  |  | CASE_LIST | 1 | 1 | site | SHU | 2025-10-22 | site | 1 | 2 | 0 | 2 | 10.04 | 3 | 10.04 | HITACHI(HE) |  | 1 | 2 | 1 | 2 | Flow 2: Port → WH → Site | SHU | HITACHI
5754 | PRL-SHU-053-O | HVDC-ADOPT-HE-0387-1 | SHU | EQ-051A | 191438 | 1 | Indoor | CORONA RING | 512 | 196 | 113 | 11.3398 | 1500 | 2000 | Stackable 3 tier | 85352900 | SEK | 649050 | MSC GIUSY | SWEDEN | Gothenburg | Khalifa port | 2025-06-12 | 2025-07-30 |  |  | 2025-08-25 | [8 empty] | 2025-10-22 |  |  | CASE_LIST | 1 | 1 | site | SHU | 2025-10-22 | site | 1 | 2 | 0 | 2 | 10.04 | 3 | 10.04 | HITACHI(HE) |  | 1 | 2 | 1 | 2 | Flow 2: Port → WH → Site | SHU | HITACHI
5755 | PRL-SHU-053-O | HVDC-ADOPT-HE-0387-1 | SHU | EQ-051A | 191439 | 1 | Indoor | SUPPORT POLE HPLB2 | 522 | 190 | 90 | 8.9262 | 1000 | 1600 | Stackable 3 tier | 85352900 | SEK | 649050 | MSC GIUSY | SWEDEN | Gothenburg | Khalifa port | 2025-06-12 | 2025-07-30 |  |  | 2025-08-26 | [8 empty] | 2025-10-22 |  |  | CASE_LIST | 1 | 1 | site | SHU | 2025-10-22 | site | 1 | 2 | 0 | 2 | 9.92 | 3 | 9.92 | HITACHI(HE) |  | 1 | 2 | 1 | 2 | Flow 2: Port → WH → Site | SHU | HITACHI
5756 | PRL-SHU-053-O | HVDC-ADOPT-HE-0387-1 | SHU | EQ-051A | 191440 | 1 | Indoor | SUPPORT POLE HPLB2 | 522 | 190 | 90 | 8.9262 | 1000 | 1600 | Stackable 3 tier | 85352900 | SEK | 649050 | MSC GIUSY | SWEDEN | Gothenburg | Khalifa port | 2025-06-12 | 2025-07-30 |  |  | 2025-08-26 | [8 empty] | 2025-10-22 |  |  | CASE_LIST | 1 | 1 | site | SHU | 2025-10-22 | site | 1 | 2 | 0 | 2 | 9.92 | 3 | 9.92 | HITACHI(HE) |  | 1 | 2 | 1 | 2 | Flow 2: Port → WH → Site | SHU | HITACHI
5757 | PRL-SHU-053-O | HVDC-ADOPT-HE-0387-1 | SHU | EQ-051A | 191443 | 1 | Indoor | OPERATING DEVICE BLG | 189 | 105 | 112 | 2.2226 | 530 | 680 | Stackable 3 tier | 85352900 | SEK | 649050 | MSC GIUSY | SWEDEN | Gothenburg | Khalifa port | 2025-06-12 | 2025-07-30 |  |  | 2025-08-26 | [8 empty] | 2025-09-18 |  |  | CASE_LIST | 1 | 1 | site | SHU | 2025-09-18 | site | 1 | 2 | 0 | 2 | 1.98 | 3 | 1.98 | HITACHI(HE) |  | 1 | 2 | 1 | 2 | Flow 2: Port → WH → Site | SHU | HITACHI
5758 | PRL-SHU-053-O | HVDC-ADOPT-HE-0387-1 | SHU | EQ-051A | 191444 | 1 | Indoor | OPERATING DEVICE BLG | 189 | 105 | 112 | 2.2226 | 530 | 680 | Stackable 3 tier | 85352900 | SEK | 649050 | MSC GIUSY | SWEDEN | Gothenburg | Khalifa port | 2025-06-12 | 2025-07-30 |  |  | 2025-08-26 | [8 empty] | 2025-09-18 |  |  | CASE_LIST | 1 | 1 | site | SHU | 2025-09-18 | site | 1 | 2 | 0 | 2 | 1.98 | 3 | 1.98 | HITACHI(HE) |  | 1 | 2 | 1 | 2 | Flow 2: Port → WH → Site | SHU | HITACHI
5759 | PRL-SHU-053-O | HVDC-ADOPT-HE-0387-1 | SHU | EQ-051A | 191445 | 1 | Indoor | OPERATING DEVICE BLG | 189 | 105 | 112 | 2.2226 | 530 | 680 | Stackable 3 tier | 85352900 | SEK | 649050 | MSC GIUSY | SWEDEN | Gothenburg | Khalifa port | 2025-06-12 | 2025-07-30 |  |  | 2025-08-26 | [8 empty] | 2025-09-18 |  |  | CASE_LIST | 1 | 1 | site | SHU | 2025-09-18 | site | 1 | 2 | 0 | 2 | 1.98 | 3 | 1.98 | HITACHI(HE) |  | 1 | 2 | 1 | 2 | Flow 2: Port → WH → Site | SHU | HITACHI
5760 | PRL-SHU-053-O | HVDC-ADOPT-HE-0387-1 | SHU | EQ-051A | 191446 | 1 | Indoor | OPERATING DEVICE BLG | 189 | 105 | 112 | 2.2226 | 530 | 680 | Stackable 3 tier | 85352900 | SEK | 649050 | MSC GIUSY | SWEDEN | Gothenburg | Khalifa port | 2025-06-12 | 2025-07-30 |  |  | 2025-08-26 | [8 empty] | 2025-09-18 |  |  | CASE_LIST | 1 | 1 | site | SHU | 2025-09-18 | site | 1 | 2 | 0 | 2 | 1.98 | 3 | 1.98 | HITACHI(HE) |  | 1 | 2 | 1 | 2 | Flow 2: Port → WH → Site | SHU | HITACHI
5761 | PRL-SHU-053-O | HVDC-ADOPT-HE-0387-1 | SHU | EQ-051A | 191447 | 1 | Indoor | OPERATING DEVICE BLG | 189 | 105 | 112 | 2.2226 | 530 | 680 | Stackable 3 tier | 85352900 | SEK | 649050 | MSC GIUSY | SWEDEN | Gothenburg | Khalifa port | 2025-06-12 | 2025-07-30 |  |  | 2025-08-26 | [8 empty] | 2025-09-18 |  |  | CASE_LIST | 1 | 1 | site | SHU | 2025-09-18 | site | 1 | 2 | 0 | 2 | 1.98 | 3 | 1.98 | HITACHI(HE) |  | 1 | 2 | 1 | 2 | Flow 2: Port → WH → Site | SHU | HITACHI
5762 | PRL-SHU-053-O | HVDC-ADOPT-HE-0387-1 | SHU | EQ-051A | 191448 | 1 | Indoor | OPERATING DEVICE BLG | 189 | 105 | 112 | 2.2226 | 530 | 680 | Stackable 3 tier | 85352900 | SEK | 649050 | MSC GIUSY | SWEDEN | Gothenburg | Khalifa port | 2025-06-12 | 2025-07-30 |  |  | 2025-08-26 | [8 empty] | 2025-09-18 |  |  | CASE_LIST | 1 | 1 | site | SHU | 2025-09-18 | site | 1 | 2 | 0 | 2 | 1.98 | 3 | 1.98 | HITACHI(HE) |  | 1 | 2 | 1 | 2 | Flow 2: Port → WH → Site | SHU | HITACHI
5744 | PRL-ZAK-021-O Spare | HVDC-ADOPT-HE-0386 | AGI | EQ-051 | 365665 | 1 | Indoor | Operating Device BLG | 189 | 105 | 112 | 2.2226 | 530 | 680 | Stackable 3 tier | 85352900 | SEK | 621426.3 | MSC GIUSY | SWEDEN | Gothenburg | Khalifa port | 2025-06-12 | 2025-07-30 |  |  | 2025-08-30 | [11 empty] | CASE_LIST | 1 |  | warehouse | DSV Al Markaz | 2025-08-30 | warehouse | 1 | 1 | -1 | 0 | 1.98 | 3 | 1.98 | HITACHI(HE) |  | 0 | 1 | 1 | 2 | Flow 2: Port → WH → Site | DSV Al Markaz | HITACHI
5745 | PRL-ZAK-021-O Spare | HVDC-ADOPT-HE-0386 | AGI | EQ-051 | 365647 | 1 | Indoor | Corona ring | 526 | 72 | 118 | 4.4689 | 650 | 950 | Stackable 3 tier | 85352900 | SEK | 621426.3 | MSC GIUSY | SWEDEN | Gothenburg | Khalifa port | 2025-06-12 | 2025-07-30 |  |  | 2025-08-26 | [11 empty] | CASE_LIST | 1 |  | warehouse | DSV Al Markaz | 2025-08-26 | warehouse | 1 | 1 | -1 | 0 | 3.79 | 3 | 3.79 | HITACHI(HE) |  | 0 | 1 | 1 | 2 | Flow 2: Port → WH → Site | DSV Al Markaz | HITACHI
5746 | PRL-ZAK-021-O Spare | HVDC-ADOPT-HE-0386 | AGI | EQ-051 | 365648 | 1 | Indoor | Support Pole HPLB2 | 615 | 75 | 92 | 4.2435 | 500 | 800 | Stackable 3 tier | 85352900 | SEK | 621426.3 | MSC GIUSY | SWEDEN | Gothenburg | Khalifa port | 2025-06-12 | 2025-07-30 |  |  | 2025-08-26 | [11 empty] | CASE_LIST | 1 |  | warehouse | DSV Al Markaz | 2025-08-26 | warehouse | 1 | 1 | -1 | 0 | 4.61 | 3 | 4.61 | HITACHI(HE) |  | 0 | 1 | 1 | 2 | Flow 2: Port → WH → Site | DSV Al Markaz | HITACHI
5697 | PRL-ZAK-021-O2 | HVDC-ADOPT-HE-0385-2 | AGI | EQ-051 | 365651 | 1 | Outdoor covered | Support Pole HPLB2 | 522 | 190 | 90 | 8.9262 | 1000 | 1600 | Stackable 3 tier | 85352900 | SEK | 621426.3 | MSC GIUSY | BELGIUM | Antwerp | Khalifa port | 2025-06-19 | 2025-07-30 |  |  | 2025-08-30 | [11 empty] | CASE_LIST | 1 |  | warehouse | DSV Al Markaz | 2025-08-30 | warehouse | 1 | 1 | -1 | 0 | 9.92 | 3 | 9.92 | HITACHI(HE) |  | 0 | 1 | 1 | 2 | Flow 2: Port → WH → Site | DSV Al Markaz | HITACHI
5698 | PRL-ZAK-021-O2 | HVDC-ADOPT-HE-0385-2 | AGI | EQ-051 | 365652 | 1 | Outdoor covered | Support Pole HPLB2 | 522 | 190 | 90 | 8.9262 | 1000 | 1600 | Stackable 3 tier | 85352900 | SEK | 621426.3 | MSC GIUSY | BELGIUM | Antwerp | Khalifa port | 2025-06-19 | 2025-07-30 |  |  | 2025-08-30 | [11 empty] | CASE_LIST | 1 |  | warehouse | DSV Al Markaz | 2025-08-30 | warehouse | 1 | 1 | -1 | 0 | 9.92 | 3 | 9.92 | HITACHI(HE) |  | 0 | 1 | 1 | 2 | Flow 2: Port → WH → Site | DSV Al Markaz | HITACHI
5730 | PRL-ZAK-021-O | HVDC-ADOPT-HE-0385-1 | AGI | EQ-051 | 365649 | 1 | Outdoor covered | Corona ring | 512 | 196 | 113 | 11.3398 | 1500 | 2000 | Stackable 3 tier | 85352900 | SEK | 621426.3 | MSC GIUSY | SWEDEN | Gothenburg | Khalifa port | 2025-06-12 | 2025-07-30 |  |  | 2025-08-27 | [11 empty] | CASE_LIST | 1 |  | warehouse | DSV Al Markaz | 2025-08-27 | warehouse | 1 | 1 | -1 | 0 | 10.04 | 3 | 10.04 | HITACHI(HE) |  | 0 | 1 | 1 | 2 | Flow 2: Port → WH → Site | DSV Al Markaz | HITACHI
5731 | PRL-ZAK-021-O | HVDC-ADOPT-HE-0385-1 | AGI | EQ-051 | 365650 | 1 | Outdoor covered | Corona ring | 512 | 196 | 113 | 11.3398 | 1500 | 2000 | Stackable 3 tier | 85352900 | SEK | 621426.3 | MSC GIUSY | SWEDEN | Gothenburg | Khalifa port | 2025-06-12 | 2025-07-30 |  |  | 2025-08-27 | [11 empty] | CASE_LIST | 1 |  | warehouse | DSV Al Markaz | 2025-08-27 | warehouse | 1 | 1 | -1 | 0 | 10.04 | 3 | 10.04 | HITACHI(HE) |  | 0 | 1 | 1 | 2 | Flow 2: Port → WH → Site | DSV Al Markaz | HITACHI
5732 | PRL-ZAK-021-O | HVDC-ADOPT-HE-0385-1 | AGI | EQ-051 | 365653 | 1 | Outdoor covered | Central Control Cubicle | 221 | 116 | 83 | 2.1278 | 180 | 300 | Stackable 3 tier | 85352900 | SEK | 621426.3 | MSC GIUSY | SWEDEN | Gothenburg | Khalifa port | 2025-06-12 | 2025-07-30 |  |  | 2025-08-27 | [11 empty] | CASE_LIST | 1 |  | warehouse | DSV Al Markaz | 2025-08-27 | warehouse | 1 | 1 | -1 | 0 | 2.56 | 3 | 2.56 | HITACHI(HE) |  | 0 | 1 | 1 | 2 | Flow 2: Port → WH → Site | DSV Al Markaz | HITACHI
5733 | PRL-ZAK-021-O | HVDC-ADOPT-HE-0385-1 | AGI | EQ-051 | 365654 | 1 | Outdoor covered | Central Control Cubicle | 221 | 116 | 83 | 2.1278 | 180 | 300 | Stackable 3 tier | 85352900 | SEK | 621426.3 | MSC GIUSY | SWEDEN | Gothenburg | Khalifa port | 2025-06-12 | 2025-07-30 |  |  | 2025-08-27 | [11 empty] | CASE_LIST | 1 |  | warehouse | DSV Al Markaz | 2025-08-27 | warehouse | 1 | 1 | -1 | 0 | 2.56 | 3 | 2.56 | HITACHI(HE) |  | 0 | 1 | 1 | 2 | Flow 2: Port → WH → Site | DSV Al Markaz | HITACHI
5734 | PRL-ZAK-021-O | HVDC-ADOPT-HE-0385-1 | AGI | EQ-051 | 365655 | 1 | Outdoor covered | Operating Device BLG DT FIG | 189 | 105 | 112 | 2.2226 | 530 | 680 | Stackable 3 tier | 85352900 | SEK | 621426.3 | MSC GIUSY | SWEDEN | Gothenburg | Khalifa port | 2025-06-12 | 2025-07-30 |  |  | 2025-08-30 | [11 empty] | CASE_LIST | 1 |  | warehouse | DSV Al Markaz | 2025-08-30 | warehouse | 1 | 1 | -1 | 0 | 1.98 | 3 | 1.98 | HITACHI(HE) |  | 0 | 1 | 1 | 2 | Flow 2: Port → WH → Site | DSV Al Markaz | HITACHI
5735 | PRL-ZAK-021-O | HVDC-ADOPT-HE-0385-1 | AGI | EQ-051 | 365656 | 1 | Outdoor covered | Operating Device BLG DT FIG | 189 | 105 | 112 | 2.2226 | 530 | 680 | Stackable 3 tier | 85352900 | SEK | 621426.3 | MSC GIUSY | SWEDEN | Gothenburg | Khalifa port | 2025-06-12 | 2025-07-30 |  |  | 2025-08-30 | [11 empty] | CASE_LIST | 1 |  | warehouse | DSV Al Markaz | 2025-08-30 | warehouse | 1 | 1 | -1 | 0 | 1.98 | 3 | 1.98 | HITACHI(HE) |  | 0 | 1 | 1 | 2 | Flow 2: Port → WH → Site | DSV Al Markaz | HITACHI
5736 | PRL-ZAK-021-O | HVDC-ADOPT-HE-0385-1 | AGI | EQ-051 | 365657 | 1 | Outdoor covered | Operating Device BLG DT FIG | 189 | 105 | 112 | 2.2226 | 530 | 680 | Stackable 3 tier | 85352900 | SEK | 621426.3 | MSC GIUSY | SWEDEN | Gothenburg | Khalifa port | 2025-06-12 | 2025-07-30 |  |  | 2025-08-26 | [11 empty] | CASE_LIST | 1 |  | warehouse | DSV Al Markaz | 2025-08-26 | warehouse | 1 | 1 | -1 | 0 | 1.98 | 3 | 1.98 | HITACHI(HE) |  | 0 | 1 | 1 | 2 | Flow 2: Port → WH → Site | DSV Al Markaz | HITACHI
5737 | PRL-ZAK-021-O | HVDC-ADOPT-HE-0385-1 | AGI | EQ-051 | 365658 | 1 | Outdoor covered | Operating Device BLG DT FIG | 189 | 105 | 112 | 2.2226 | 530 | 680 | Stackable 3 tier | 85352900 | SEK | 621426.3 | MSC GIUSY | SWEDEN | Gothenburg | Khalifa port | 2025-06-12 | 2025-07-30 |  |  | 2025-08-26 | [11 empty] | CASE_LIST | 1 |  | warehouse | DSV Al Markaz | 2025-08-26 | warehouse | 1 | 1 | -1 | 0 | 1.98 | 3 | 1.98 | HITACHI(HE) |  | 0 | 1 | 1 | 2 | Flow 2: Port → WH → Site | DSV Al Markaz | HITACHI
5738 | PRL-ZAK-021-O | HVDC-ADOPT-HE-0385-1 | AGI | EQ-051 | 365659 | 1 | Outdoor covered | Operating Device BLG DT FIG | 189 | 105 | 112 | 2.2226 | 530 | 680 | Stackable 3 tier | 85352900 | SEK | 621426.3 | MSC GIUSY | SWEDEN | Gothenburg | Khalifa port | 2025-06-12 | 2025-07-30 |  |  | 2025-08-26 | [11 empty] | CASE_LIST | 1 |  | warehouse | DSV Al Markaz | 2025-08-26 | warehouse | 1 | 1 | -1 | 0 | 1.98 | 3 | 1.98 | HITACHI(HE) |  | 0 | 1 | 1 | 2 | Flow 2: Port → WH → Site | DSV Al Markaz | HITACHI
5739 | PRL-ZAK-021-O | HVDC-ADOPT-HE-0385-1 | AGI | EQ-051 | 365660 | 1 | Outdoor covered | Operating Device BLG DT FIG | 189 | 105 | 112 | 2.2226 | 530 | 680 | Stackable 3 tier | 85352900 | SEK | 621426.3 | MSC GIUSY | SWEDEN | Gothenburg | Khalifa port | 2025-06-12 | 2025-07-30 |  |  | 2025-08-26 | [11 empty] | CASE_LIST | 1 |  | warehouse | DSV Al Markaz | 2025-08-26 | warehouse | 1 | 1 | -1 | 0 | 1.98 | 3 | 1.98 | HITACHI(HE) |  | 0 | 1 | 1 | 2 | Flow 2: Port → WH → Site | DSV Al Markaz | HITACHI
5740 | PRL-ZAK-021-O | HVDC-ADOPT-HE-0385-1 | AGI | EQ-051 | 365661 | 1 | Outdoor covered | Set of Frame Parts | 240 | 114 | 50 | 1.368 | 600 | 630 | Stackable 3 tier | 85352900 | SEK | 621426.3 | MSC GIUSY | SWEDEN | Gothenburg | Khalifa port | 2025-06-12 | 2025-07-30 |  |  | 2025-08-30 | [11 empty] | CASE_LIST | 1 |  | warehouse | DSV Al Markaz | 2025-08-30 | warehouse | 1 | 1 | -1 | 0 | 2.74 | 3 | 2.74 | HITACHI(HE) |  | 0 | 1 | 1 | 2 | Flow 2: Port → WH → Site | DSV Al Markaz | HITACHI
5741 | PRL-ZAK-021-O | HVDC-ADOPT-HE-0385-1 | AGI | EQ-051 | 365662 | 1 | Outdoor covered | Set of Frame Parts | 240 | 114 | 50 | 1.368 | 600 | 630 | Stackable 3 tier | 85352900 | SEK | 621426.3 | MSC GIUSY | SWEDEN | Gothenburg | Khalifa port | 2025-06-12 | 2025-07-30 |  |  | 2025-08-30 | [11 empty] | CASE_LIST | 1 |  | warehouse | DSV Al Markaz | 2025-08-30 | warehouse | 1 | 1 | -1 | 0 | 2.74 | 3 | 2.74 | HITACHI(HE) |  | 0 | 1 | 1 | 2 | Flow 2: Port → WH → Site | DSV Al Markaz | HITACHI
5742 | PRL-ZAK-021-O | HVDC-ADOPT-HE-0385-1 | AGI | EQ-051 | 365663 | 1 | Outdoor covered | Plate | 103 | 103 | 64 | 0.67898 | 690 | 760 | Stackable 3 tier | 85352900 | SEK | 621426.3 | MSC GIUSY | SWEDEN | Gothenburg | Khalifa port | 2025-06-12 | 2025-07-30 |  |  | 2025-08-26 | [11 empty] | CASE_LIST | 1 |  | warehouse | DSV Al Markaz | 2025-08-26 | warehouse | 1 | 1 | -1 | 0 | 1.06 | 3 | 1.06 | HITACHI(HE) |  | 0 | 1 | 1 | 2 | Flow 2: Port → WH → Site | DSV Al Markaz | HITACHI
5743 | PRL-ZAK-021-O | HVDC-ADOPT-HE-0385-1 | AGI | EQ-051 | 365664 | 1 | Outdoor covered | Plate | 103 | 103 | 64 | 0.67898 | 690 | 760 | Stackable 3 tier | 85352900 | SEK | 621426.3 | MSC GIUSY | SWEDEN | Gothenburg | Khalifa port | 2025-06-12 | 2025-07-30 |  |  | 2025-08-26 | [11 empty] | CASE_LIST | 1 |  | warehouse | DSV Al Markaz | 2025-08-26 | warehouse | 1 | 1 | -1 | 0 | 1.06 | 3 | 1.06 | HITACHI(HE) |  | 0 | 1 | 1 | 2 | Flow 2: Port → WH → Site | DSV Al Markaz | HITACHI
5725 | PRL-DAS-036-O2 Spare | HVDC-ADOPT-HE-0384 | DAS | EQ-051B | 208639 | 1 | Indoor | Operating device BLG Spare | 189 | 105 | 112 | 2.223 | 530 | 680 | Stackable 3 tier | 85352900 | SEK | 707450 | MSC GIUSY | SWEDEN | Gothenburg | Khalifa port | 2025-06-12 | 2025-07-30 |  | 2025-08-26 |  |  |  |  | 2025-09-15 | [7 empty] | CASE_LIST | 1 |  | warehouse | MOSB | 2025-09-15 | warehouse | 2 | 2 | -2 | 0 | 1.98 | 3 | 1.98 | HITACHI(HE) |  | 0 | 2 | 2 | 5 | Flow 5: Mixed / Waiting / Incomplete leg | MOSB | HITACHI
5726 | PRL-DAS-036-O2 Spare | HVDC-ADOPT-HE-0384 | DAS | EQ-051B | 208640 | 1 | Indoor | Set of poles HPL B1 Spare | 522 | 75 | 90 | 3.524 | 650 | 1000 | Stackable 3 tier | 85352900 | SEK | 707450 | MSC GIUSY | SWEDEN | Gothenburg | Khalifa port | 2025-06-12 | 2025-07-30 |  | 2025-09-10 |  |  |  |  | 2025-09-15 | [7 empty] | CASE_LIST | 1 |  | warehouse | MOSB | 2025-09-15 | warehouse | 2 | 2 | -2 | 0 | 3.92 | 3 | 3.92 | HITACHI(HE) |  | 0 | 2 | 2 | 5 | Flow 5: Mixed / Waiting / Incomplete leg | MOSB | HITACHI
5727 | PRL-DAS-036-O2 Spare | HVDC-ADOPT-HE-0384 | DAS | EQ-051B | 208641 | 1 | Indoor | Set of frame Spare | 287 | 62 | 45 | 0.801 | 140 | 140 | Stackable 3 tier | 85352900 | SEK | 707450 | MSC GIUSY | SWEDEN | Gothenburg | Khalifa port | 2025-06-12 | 2025-07-30 |  | 2025-09-10 |  |  |  |  | 2025-09-12 | [7 empty] | CASE_LIST | 1 |  | warehouse | MOSB | 2025-09-12 | warehouse | 2 | 2 | -2 | 0 | 1.78 | 3 | 1.78 | HITACHI(HE) |  | 0 | 2 | 2 | 5 | Flow 5: Mixed / Waiting / Incomplete leg | MOSB | HITACHI
5728 | PRL-DAS-036-O2 Spare | HVDC-ADOPT-HE-0384 | DAS | EQ-051B | 208642 | 1 | Indoor | Operating device BLG Spare | 189 | 105 | 112 | 2.223 | 530 | 680 | Stackable 3 tier | 85352900 | SEK | 707450 | MSC GIUSY | SWEDEN | Gothenburg | Khalifa port | 2025-06-12 | 2025-07-30 |  | 2025-08-26 |  |  |  |  | 2025-09-15 | [7 empty] | CASE_LIST | 1 |  | warehouse | MOSB | 2025-09-15 | warehouse | 2 | 2 | -2 | 0 | 1.98 | 3 | 1.98 | HITACHI(HE) |  | 0 | 2 | 2 | 5 | Flow 5: Mixed / Waiting / Incomplete leg | MOSB | HITACHI
5729 | PRL-DAS-036-O2 Spare | HVDC-ADOPT-HE-0384 | DAS | EQ-051B | 208643 | 1 | Indoor | Operating mechanism AD100 Spare | 80 | 60 | 73 | 0.35 | 40 | 60 | Stackable 3 tier | 85352900 | SEK | 707450 | MSC GIUSY | SWEDEN | Gothenburg | Khalifa port | 2025-06-12 | 2025-07-30 |  | 2025-08-25 |  |  |  |  | 2025-09-15 | [7 empty] | CASE_LIST | 1 |  | warehouse | MOSB | 2025-09-15 | warehouse | 2 | 2 | -2 | 0 | 0.48 | 3 | 0.48 | HITACHI(HE) |  | 0 | 2 | 2 | 5 | Flow 5: Mixed / Waiting / Incomplete leg | MOSB | HITACHI
5703 | PRL-DAS-036-O1 | HVDC-ADOPT-HE-0383 | DAS | EQ-051B | 208662 | 1 | Outdoor covered | Operating mechanism AD100 | 154 | 114 | 76 | 1.334 | 100 | 220 | Stackable 3 tier | 85392900 | SEK | 707450 | MSC GIUSY | SWEDEN | Gothenburg | Khalifa port | 2025-06-12 | 2025-07-30 | [6 empty] | 2025-08-18 | [5 empty] | 2025-08-25 |  | CASE_LIST | 1 | 1 | site | DAS | 2025-08-25 | site | 1 | 2 | 0 | 2 | 1.76 | 3 | 1.76 | HITACHI(HE) |  | 1 | 2 | 1 | 3 | Flow 3: Port → MOSB → Site | DAS | HITACHI
5704 | PRL-DAS-036-O1 | HVDC-ADOPT-HE-0383 | DAS | EQ-051B | 208663 | 1 | Outdoor covered | Operating device BLG | 189 | 105 | 112 | 2.223 | 530 | 680 | Stackable 3 tier | 85392900 | SEK | 707450 | MSC GIUSY | SWEDEN | Gothenburg | Khalifa port | 2025-06-12 | 2025-07-30 | [6 empty] | 2025-08-18 | [5 empty] | 2025-08-25 |  | CASE_LIST | 1 | 1 | site | DAS | 2025-08-25 | site | 1 | 2 | 0 | 2 | 1.98 | 3 | 1.98 | HITACHI(HE) |  | 1 | 2 | 1 | 3 | Flow 3: Port → MOSB → Site | DAS | HITACHI
5705 | PRL-DAS-036-O1 | HVDC-ADOPT-HE-0383 | DAS | EQ-051B | 208664 | 1 | Outdoor covered | Set of poles HPL B1 | 522 | 190 | 96 | 9.521 | 1350 | 2000 | Stackable 3 tier | 85392900 | SEK | 707450 | MSC GIUSY | SWEDEN | Gothenburg | Khalifa port | 2025-06-12 | 2025-07-30 | [6 empty] | 2025-08-18 | [5 empty] | 2025-08-28 |  | CASE_LIST | 1 | 1 | site | DAS | 2025-08-28 | site | 1 | 2 | 0 | 2 | 9.92 | 3 | 9.92 | HITACHI(HE) |  | 1 | 2 | 1 | 3 | Flow 3: Port → MOSB → Site | DAS | HITACHI
5706 | PRL-DAS-036-O1 | HVDC-ADOPT-HE-0383 | DAS | EQ-051B | 208665 | 1 | Outdoor covered | Set of poles HPL B1 | 522 | 190 | 96 | 9.521 | 1350 | 2000 | Stackable 3 tier | 85392900 | SEK | 707450 | MSC GIUSY | SWEDEN | Gothenburg | Khalifa port | 2025-06-12 | 2025-07-30 | [6 empty] | 2025-08-18 | [5 empty] | 2025-08-28 |  | CASE_LIST | 1 | 1 | site | DAS | 2025-08-28 | site | 1 | 2 | 0 | 2 | 9.92 | 3 | 9.92 | HITACHI(HE) |  | 1 | 2 | 1 | 3 | Flow 3: Port → MOSB → Site | DAS | HITACHI
5707 | PRL-DAS-036-O1 | HVDC-ADOPT-HE-0383 | DAS | EQ-051B | 208666 | 1 | Outdoor covered | Central control cubicle -LTB | 221 | 118 | 83 | 2.164 | 150 | 250 | Stackable 3 tier | 85392900 | SEK | 707450 | MSC GIUSY | SWEDEN | Gothenburg | Khalifa port | 2025-06-12 | 2025-07-30 | [6 empty] | 2025-08-18 | [5 empty] | 2025-08-25 |  | CASE_LIST | 1 | 1 | site | DAS | 2025-08-25 | site | 1 | 2 | 0 | 2 | 2.61 | 3 | 2.61 | HITACHI(HE) |  | 1 | 2 | 1 | 3 | Flow 3: Port → MOSB → Site | DAS | HITACHI
5708 | PRL-DAS-036-O1 | HVDC-ADOPT-HE-0383 | DAS | EQ-051B | 208667 | 1 | Outdoor covered | Central control cubicle -LTB | 221 | 118 | 83 | 2.164 | 150 | 250 | Stackable 3 tier | 85392900 | SEK | 707450 | MSC GIUSY | SWEDEN | Gothenburg | Khalifa port | 2025-06-12 | 2025-07-30 | [6 empty] | 2025-08-18 | [5 empty] | 2025-08-25 |  | CASE_LIST | 1 | 1 | site | DAS | 2025-08-25 | site | 1 | 2 | 0 | 2 | 2.61 | 3 | 2.61 | HITACHI(HE) |  | 1 | 2 | 1 | 3 | Flow 3: Port → MOSB → Site | DAS | HITACHI
5709 | PRL-DAS-036-O1 | HVDC-ADOPT-HE-0383 | DAS | EQ-051B | 208668 | 1 | Outdoor covered | Operating device BLG | 189 | 105 | 112 | 2.223 | 530 | 680 | Stackable 3 tier | 85392900 | SEK | 707450 | MSC GIUSY | SWEDEN | Gothenburg | Khalifa port | 2025-06-12 | 2025-07-30 | [6 empty] | 2025-08-18 | [5 empty] | 2025-08-25 |  | CASE_LIST | 1 | 1 | site | DAS | 2025-08-25 | site | 1 | 2 | 0 | 2 | 1.98 | 3 | 1.98 | HITACHI(HE) |  | 1 | 2 | 1 | 3 | Flow 3: Port → MOSB → Site | DAS | HITACHI
5710 | PRL-DAS-036-O1 | HVDC-ADOPT-HE-0383 | DAS | EQ-051B | 208669 | 1 | Outdoor covered | Operating device BLG | 189 | 105 | 112 | 2.223 | 530 | 680 | Stackable 3 tier | 85392900 | SEK | 707450 | MSC GIUSY | SWEDEN | Gothenburg | Khalifa port | 2025-06-12 | 2025-07-30 | [6 empty] | 2025-08-18 | [5 empty] | 2025-08-25 |  | CASE_LIST | 1 | 1 | site | DAS | 2025-08-25 | site | 1 | 2 | 0 | 2 | 1.98 | 3 | 1.98 | HITACHI(HE) |  | 1 | 2 | 1 | 3 | Flow 3: Port → MOSB → Site | DAS | HITACHI
5711 | PRL-DAS-036-O1 | HVDC-ADOPT-HE-0383 | DAS | EQ-051B | 208670 | 1 | Outdoor covered | Operating device BLG | 189 | 105 | 112 | 2.223 | 530 | 680 | Stackable 3 tier | 85392900 | SEK | 707450 | MSC GIUSY | SWEDEN | Gothenburg | Khalifa port | 2025-06-12 | 2025-07-30 | [6 empty] | 2025-08-18 | [5 empty] | 2025-08-25 |  | CASE_LIST | 1 | 1 | site | DAS | 2025-08-25 | site | 1 | 2 | 0 | 2 | 1.98 | 3 | 1.98 | HITACHI(HE) |  | 1 | 2 | 1 | 3 | Flow 3: Port → MOSB → Site | DAS | HITACHI
5712 | PRL-DAS-036-O1 | HVDC-ADOPT-HE-0383 | DAS | EQ-051B | 208671 | 1 | Outdoor covered | Operating device BLG | 189 | 105 | 112 | 2.223 | 530 | 680 | Stackable 3 tier | 85392900 | SEK | 707450 | MSC GIUSY | SWEDEN | Gothenburg | Khalifa port | 2025-06-12 | 2025-07-30 | [6 empty] | 2025-08-18 | [5 empty] | 2025-08-25 |  | CASE_LIST | 1 | 1 | site | DAS | 2025-08-25 | site | 1 | 2 | 0 | 2 | 1.98 | 3 | 1.98 | HITACHI(HE) |  | 1 | 2 | 1 | 3 | Flow 3: Port → MOSB → Site | DAS | HITACHI
5713 | PRL-DAS-036-O1 | HVDC-ADOPT-HE-0383 | DAS | EQ-051B | 208672 | 1 | Outdoor covered | Operating device BLG | 189 | 105 | 112 | 2.223 | 530 | 680 | Stackable 3 tier | 85392900 | SEK | 707450 | MSC GIUSY | SWEDEN | Gothenburg | Khalifa port | 2025-06-12 | 2025-07-30 | [6 empty] | 2025-08-18 | [5 empty] | 2025-08-25 |  | CASE_LIST | 1 | 1 | site | DAS | 2025-08-25 | site | 1 | 2 | 0 | 2 | 1.98 | 3 | 1.98 | HITACHI(HE) |  | 1 | 2 | 1 | 3 | Flow 3: Port → MOSB → Site | DAS | HITACHI
5714 | PRL-DAS-036-O1 | HVDC-ADOPT-HE-0383 | DAS | EQ-051B | 208673 | 1 | Outdoor covered | Operating device BLG | 189 | 105 | 112 | 2.223 | 530 | 680 | Stackable 3 tier | 85392900 | SEK | 707450 | MSC GIUSY | SWEDEN | Gothenburg | Khalifa port | 2025-06-12 | 2025-07-30 | [6 empty] | 2025-08-18 | [5 empty] | 2025-08-25 |  | CASE_LIST | 1 | 1 | site | DAS | 2025-08-25 | site | 1 | 2 | 0 | 2 | 1.98 | 3 | 1.98 | HITACHI(HE) |  | 1 | 2 | 1 | 3 | Flow 3: Port → MOSB → Site | DAS | HITACHI
5715 | PRL-DAS-036-O1 | HVDC-ADOPT-HE-0383 | DAS | EQ-051B | 208674 | 1 | Outdoor covered | Fig Frame DCB | 290 | 110 | 50 | 1.595 | 730 | 750 | Stackable 3 tier | 85392900 | SEK | 707450 | MSC GIUSY | SWEDEN | Gothenburg | Khalifa port | 2025-06-12 | 2025-07-30 | [6 empty] | 2025-08-18 | [5 empty] | 2025-08-25 |  | CASE_LIST | 1 | 1 | site | DAS | 2025-08-25 | site | 1 | 2 | 0 | 2 | 3.19 | 3 | 3.19 | HITACHI(HE) |  | 1 | 2 | 1 | 3 | Flow 3: Port → MOSB → Site | DAS | HITACHI
5716 | PRL-DAS-036-O1 | HVDC-ADOPT-HE-0383 | DAS | EQ-051B | 208675 | 1 | Outdoor covered | Fig Frame DCB | 290 | 110 | 50 | 1.595 | 730 | 750 | Stackable 3 tier | 85392900 | SEK | 707450 | MSC GIUSY | SWEDEN | Gothenburg | Khalifa port | 2025-06-12 | 2025-07-30 | [6 empty] | 2025-08-18 | [5 empty] | 2025-08-25 |  | CASE_LIST | 1 | 1 | site | DAS | 2025-08-25 | site | 1 | 2 | 0 | 2 | 3.19 | 3 | 3.19 | HITACHI(HE) |  | 1 | 2 | 1 | 3 | Flow 3: Port → MOSB → Site | DAS | HITACHI
5717 | PRL-DAS-036-O1 | HVDC-ADOPT-HE-0383 | DAS | EQ-051B | 208654 | 1 | Outdoor covered | Operating mechanism AD100 | 154 | 114 | 76 | 1.334 | 100 | 220 | Stackable 3 tier | 85392900 | SEK | 707450 | MSC GIUSY | SWEDEN | Gothenburg | Khalifa port | 2025-06-12 | 2025-07-30 | [6 empty] | 2025-08-18 | [5 empty] | 2025-08-25 |  | CASE_LIST | 1 | 1 | site | DAS | 2025-08-25 | site | 1 | 2 | 0 | 2 | 1.76 | 3 | 1.76 | HITACHI(HE) |  | 1 | 2 | 1 | 3 | Flow 3: Port → MOSB → Site | DAS | HITACHI
5718 | PRL-DAS-036-O1 | HVDC-ADOPT-HE-0383 | DAS | EQ-051B | 208655 | 1 | Outdoor covered | Operating mechanism AD100 | 154 | 114 | 76 | 1.334 | 100 | 220 | Stackable 3 tier | 85392900 | SEK | 707450 | MSC GIUSY | SWEDEN | Gothenburg | Khalifa port | 2025-06-12 | 2025-07-30 | [6 empty] | 2025-08-18 | [5 empty] | 2025-08-25 |  | CASE_LIST | 1 | 1 | site | DAS | 2025-08-25 | site | 1 | 2 | 0 | 2 | 1.76 | 3 | 1.76 | HITACHI(HE) |  | 1 | 2 | 1 | 3 | Flow 3: Port → MOSB → Site | DAS | HITACHI
5719 | PRL-DAS-036-O1 | HVDC-ADOPT-HE-0383 | DAS | EQ-051B | 208656 | 1 | Outdoor covered | Set of poles HPL B1 | 522 | 190 | 96 | 9.521 | 1350 | 2000 | Stackable 3 tier | 85392900 | SEK | 707450 | MSC GIUSY | SWEDEN | Gothenburg | Khalifa port | 2025-06-12 | 2025-07-30 | [6 empty] | 2025-08-18 | [5 empty] | 2025-08-28 |  | CASE_LIST | 1 | 1 | site | DAS | 2025-08-28 | site | 1 | 2 | 0 | 2 | 9.92 | 3 | 9.92 | HITACHI(HE) |  | 1 | 2 | 1 | 3 | Flow 3: Port → MOSB → Site | DAS | HITACHI
5720 | PRL-DAS-036-O1 | HVDC-ADOPT-HE-0383 | DAS | EQ-051B | 208657 | 1 | Outdoor covered | Set of poles HPL B1 | 522 | 190 | 96 | 9.521 | 1350 | 2000 | Stackable 3 tier | 85392900 | SEK | 707450 | MSC GIUSY | SWEDEN | Gothenburg | Khalifa port | 2025-06-12 | 2025-07-30 | [6 empty] | 2025-08-18 | [5 empty] | 2025-08-28 |  | CASE_LIST | 1 | 1 | site | DAS | 2025-08-28 | site | 1 | 2 | 0 | 2 | 9.92 | 3 | 9.92 | HITACHI(HE) |  | 1 | 2 | 1 | 3 | Flow 3: Port → MOSB → Site | DAS | HITACHI
5721 | PRL-DAS-036-O1 | HVDC-ADOPT-HE-0383 | DAS | EQ-051B | 208658 | 1 | Outdoor covered | Central control cubicle | 225 | 120 | 85 | 2.295 | 180 | 300 | Stackable 3 tier | 85392900 | SEK | 707450 | MSC GIUSY | SWEDEN | Gothenburg | Khalifa port | 2025-06-12 | 2025-07-30 | [6 empty] | 2025-08-18 | [5 empty] | 2025-08-25 |  | CASE_LIST | 1 | 1 | site | DAS | 2025-08-25 | site | 1 | 2 | 0 | 2 | 2.7 | 3 | 2.7 | HITACHI(HE) |  | 1 | 2 | 1 | 3 | Flow 3: Port → MOSB → Site | DAS | HITACHI
5722 | PRL-DAS-036-O1 | HVDC-ADOPT-HE-0383 | DAS | EQ-051B | 208660 | 1 | Outdoor covered | Operating device BLG | 189 | 105 | 112 | 2.223 | 530 | 680 | Stackable 3 tier | 85392900 | SEK | 707450 | MSC GIUSY | SWEDEN | Gothenburg | Khalifa port | 2025-06-12 | 2025-07-30 | [6 empty] | 2025-08-18 | [5 empty] | 2025-08-25 |  | CASE_LIST | 1 | 1 | site | DAS | 2025-08-25 | site | 1 | 2 | 0 | 2 | 1.98 | 3 | 1.98 | HITACHI(HE) |  | 1 | 2 | 1 | 3 | Flow 3: Port → MOSB → Site | DAS | HITACHI
5723 | PRL-DAS-036-O1 | HVDC-ADOPT-HE-0383 | DAS | EQ-051B | 208661 | 1 | Outdoor covered | Operating device BLG | 189 | 105 | 112 | 2.223 | 530 | 680 | Stackable 3 tier | 85392900 | SEK | 707450 | MSC GIUSY | SWEDEN | Gothenburg | Khalifa port | 2025-06-12 | 2025-07-30 | [6 empty] | 2025-08-18 | [5 empty] | 2025-08-25 |  | CASE_LIST | 1 | 1 | site | DAS | 2025-08-25 | site | 1 | 2 | 0 | 2 | 1.98 | 3 | 1.98 | HITACHI(HE) |  | 1 | 2 | 1 | 3 | Flow 3: Port → MOSB → Site | DAS | HITACHI
5724 | PRL-DAS-036-O1 | HVDC-ADOPT-HE-0383 | DAS | EQ-051B | 208659 | 1 | Outdoor covered | Central control cubicle -LTB | 225 | 120 | 85 | 2.295 | 180 | 300 | Stackable 3 tier | 85392900 | SEK | 707450 | MSC GIUSY | SWEDEN | Gothenburg | Khalifa port | 2025-06-12 | 2025-07-30 | [6 empty] | 2025-08-18 | [5 empty] | 2025-08-25 |  | CASE_LIST | 1 | 1 | site | DAS | 2025-08-25 | site | 1 | 2 | 0 | 2 | 2.7 | 3 | 2.7 | HITACHI(HE) |  | 1 | 2 | 1 | 3 | Flow 3: Port → MOSB → Site | DAS | HITACHI
5846 | PRL-CS-038-O | HVDC-ADOPT-HE-0382 | MIR | EQ-101 | 280883 | 1 | Indoor | 1JNL334038 - Station Control and Monitoring 1, SCM 1 | 246.5 | 106.5 | 142 | 3.7278 | 300 | 610 | Stackable 2 tier | 85371098 | SEK | 546215 | MSC MONICA III | India | Ennore | Khalifa port | 2025-06-20 | 2025-07-19 |  | 2025-07-30 | [12 empty] | CASE_LIST | 1 |  | warehouse | DSV Indoor | 2025-07-30 | warehouse | 1 | 1 | -1 | 0 | 2.63 | 2 | 2.63 | HITACHI(HE) |  | 0 | 1 | 1 | 2 | Flow 2: Port → WH → Site | DSV Indoor | HITACHI
5847 | PRL-CS-038-O | HVDC-ADOPT-HE-0382 | MIR | EQ-101 | 280884 | 1 | Indoor | 1JNL334039 - Station Control and Monitoring 2, SCM 2 | 246.5 | 106.5 | 142 | 3.7278 | 300 | 610 | Stackable 2 tier | 85371098 | SEK | 546215 | MSC MONICA III | India | Ennore | Khalifa port | 2025-06-20 | 2025-07-19 |  | 2025-07-30 | [12 empty] | CASE_LIST | 1 |  | warehouse | DSV Indoor | 2025-07-30 | warehouse | 1 | 1 | -1 | 0 | 2.63 | 2 | 2.63 | HITACHI(HE) |  | 0 | 1 | 1 | 2 | Flow 2: Port → WH → Site | DSV Indoor | HITACHI
5848 | PRL-CS-038-O | HVDC-ADOPT-HE-0382 | MIR | EQ-101 | 280885 | 1 | Indoor | 1JNL334040 - Station Control and Monitoring 3, SCM 3 | 246.5 | 106.5 | 142 | 3.7278 | 300 | 610 | Stackable 2 tier | 85371098 | SEK | 546215 | MSC MONICA III | India | Ennore | Khalifa port | 2025-06-20 | 2025-07-19 |  | 2025-07-30 | [12 empty] | CASE_LIST | 1 |  | warehouse | DSV Indoor | 2025-07-30 | warehouse | 1 | 1 | -1 | 0 | 2.63 | 2 | 2.63 | HITACHI(HE) |  | 0 | 1 | 1 | 2 | Flow 2: Port → WH → Site | DSV Indoor | HITACHI
5849 | PRL-CS-038-O | HVDC-ADOPT-HE-0382 | MIR | EQ-101 | 280886 | 1 | Indoor | 1JNL334041 - Station Control SC1A | 246.5 | 106.5 | 102 | 2.6777 | 220 | 500 | Stackable 2 tier | 85371098 | SEK | 546215 | MSC MONICA III | India | Ennore | Khalifa port | 2025-06-20 | 2025-07-19 |  | 2025-07-30 | [12 empty] | CASE_LIST | 1 |  | warehouse | DSV Indoor | 2025-07-30 | warehouse | 1 | 1 | -1 | 0 | 2.63 | 2 | 2.63 | HITACHI(HE) |  | 0 | 1 | 1 | 2 | Flow 2: Port → WH → Site | DSV Indoor | HITACHI
5850 | PRL-CS-038-O | HVDC-ADOPT-HE-0382 | MIR | EQ-101 | 280887 | 1 | Indoor | 1JNL334042 - Station Control SC1B | 246.5 | 106.5 | 102 | 2.6777 | 220 | 500 | Stackable 2 tier | 85371098 | SEK | 546215 | MSC MONICA III | India | Ennore | Khalifa port | 2025-06-20 | 2025-07-19 |  | 2025-07-30 | [12 empty] | CASE_LIST | 1 |  | warehouse | DSV Indoor | 2025-07-30 | warehouse | 1 | 1 | -1 | 0 | 2.63 | 2 | 2.63 | HITACHI(HE) |  | 0 | 1 | 1 | 2 | Flow 2: Port → WH → Site | DSV Indoor | HITACHI
5851 | PRL-CS-038-O | HVDC-ADOPT-HE-0382 | MIR | EQ-101 | 280888 | 1 | Indoor | 1JNL334044 - Pole Control and Protection 1A, PCP1A | 246.5 | 106.5 | 102 | 2.6777 | 220 | 500 | Stackable 2 tier | 85371098 | SEK | 546215 | MSC MONICA III | India | Ennore | Khalifa port | 2025-06-20 | 2025-07-19 |  | 2025-07-30 | [8 empty] | 2025-08-26 |  |  |  | CASE_LIST | 1 | 1 | site | MIR | 2025-08-26 | site | 1 | 2 | 0 | 2 | 2.63 | 2 | 2.63 | HITACHI(HE) |  | 1 | 2 | 1 | 2 | Flow 2: Port → WH → Site | MIR | HITACHI
5852 | PRL-CS-038-O | HVDC-ADOPT-HE-0382 | MIR | EQ-101 | 280889 | 1 | Indoor | 1JNL334045 - Pole Control and Protection 1B, PCP1B | 246.5 | 106.5 | 102 | 2.6777 | 220 | 500 | Stackable 2 tier | 85371098 | SEK | 546215 | MSC MONICA III | India | Ennore | Khalifa port | 2025-06-20 | 2025-07-19 |  | 2025-07-30 | [8 empty] | 2025-08-26 |  |  |  | CASE_LIST | 1 | 1 | site | MIR | 2025-08-26 | site | 1 | 2 | 0 | 2 | 2.63 | 2 | 2.63 | HITACHI(HE) |  | 1 | 2 | 1 | 2 | Flow 2: Port → WH → Site | MIR | HITACHI
5853 | PRL-CS-038-O | HVDC-ADOPT-HE-0382 | MIR | EQ-101 | 280890 | 1 | Indoor | 1JNL334051 - AC Switchyard Interface 11A, ASI 11A | 246.5 | 186.5 | 102 | 4.6892 | 315 | 688 | Stackable 2 tier | 85371098 | SEK | 546215 | MSC MONICA III | India | Ennore | Khalifa port | 2025-06-20 | 2025-07-19 |  | 2025-07-30 | [12 empty] | CASE_LIST | 1 |  | warehouse | DSV Indoor | 2025-07-30 | warehouse | 1 | 1 | -1 | 0 | 4.6 | 2 | 4.6 | HITACHI(HE) |  | 0 | 1 | 1 | 2 | Flow 2: Port → WH → Site | DSV Indoor | HITACHI
5854 | PRL-CS-038-O | HVDC-ADOPT-HE-0382 | MIR | EQ-101 | 280891 | 1 | Indoor | 1JNL334052 - AC Switchyard Interface 11B, ASI 11B | 246.5 | 186.5 | 102 | 4.6892 | 300 | 673 | Stackable 2 tier | 85371098 | SEK | 546215 | MSC MONICA III | India | Ennore | Khalifa port | 2025-06-20 | 2025-07-19 |  | 2025-07-30 | [8 empty] | 2025-09-18 |  |  |  | CASE_LIST | 1 | 1 | site | MIR | 2025-09-18 | site | 1 | 2 | 0 | 2 | 4.6 | 2 | 4.6 | HITACHI(HE) |  | 1 | 2 | 1 | 2 | Flow 2: Port → WH → Site | MIR | HITACHI
5855 | PRL-CS-038-O | HVDC-ADOPT-HE-0382 | MIR | EQ-101 | 280892 | 1 | Indoor | 1JNL334049 - Converter Breaker Interface (CBI) 11A | 246.5 | 186.5 | 102 | 4.6892 | 370 | 743 | Stackable 2 tier | 85371098 | SEK | 546215 | MSC MONICA III | India | Ennore | Khalifa port | 2025-06-20 | 2025-07-19 |  | 2025-07-30 | [12 empty] | CASE_LIST | 1 |  | warehouse | DSV Indoor | 2025-07-30 | warehouse | 1 | 1 | -1 | 0 | 4.6 | 2 | 4.6 | HITACHI(HE) |  | 0 | 1 | 1 | 2 | Flow 2: Port → WH → Site | DSV Indoor | HITACHI
5856 | PRL-CS-038-O | HVDC-ADOPT-HE-0382 | MIR | EQ-101 | 280893 | 1 | Indoor | 1JNL334050 - Converter Breaker Interface (CBI) 11B | 246.5 | 186.5 | 102 | 4.6892 | 355 | 728 | Stackable 2 tier | 85371098 | SEK | 546215 | MSC MONICA III | India | Ennore | Khalifa port | 2025-06-20 | 2025-07-19 |  | 2025-07-30 | [12 empty] | CASE_LIST | 1 |  | warehouse | DSV Indoor | 2025-07-30 | warehouse | 1 | 1 | -1 | 0 | 4.6 | 2 | 4.6 | HITACHI(HE) |  | 0 | 1 | 1 | 2 | Flow 2: Port → WH → Site | DSV Indoor | HITACHI
5857 | PRL-CS-038-O | HVDC-ADOPT-HE-0382 | MIR | EQ-101 | 280894 | 1 | Indoor | 1JNL334053 - Transformer Switchyard Interface 11A, TSI 11A | 246.5 | 186.5 | 102 | 4.6892 | 295 | 668 | Stackable 2 tier | 85371098 | SEK | 546215 | MSC MONICA III | India | Ennore | Khalifa port | 2025-06-20 | 2025-07-19 |  | 2025-07-30 | [12 empty] | CASE_LIST | 1 |  | warehouse | DSV Indoor | 2025-07-30 | warehouse | 1 | 1 | -1 | 0 | 4.6 | 2 | 4.6 | HITACHI(HE) |  | 0 | 1 | 1 | 2 | Flow 2: Port → WH → Site | DSV Indoor | HITACHI
5858 | PRL-CS-038-O | HVDC-ADOPT-HE-0382 | MIR | EQ-101 | 280895 | 1 | Indoor | 1JNL334054 - Transformer Switchyard Interface 11B, TSI 11B | 246.5 | 186.5 | 102 | 4.6892 | 295 | 668 | Stackable 2 tier | 85371098 | SEK | 546215 | MSC MONICA III | India | Ennore | Khalifa port | 2025-06-20 | 2025-07-19 |  | 2025-07-30 | [8 empty] | 2025-09-18 |  |  |  | CASE_LIST | 1 | 1 | site | MIR | 2025-09-18 | site | 1 | 2 | 0 | 2 | 4.6 | 2 | 4.6 | HITACHI(HE) |  | 1 | 2 | 1 | 2 | Flow 2: Port → WH → Site | MIR | HITACHI
5859 | PRL-CS-038-O | HVDC-ADOPT-HE-0382 | MIR | EQ-101 | 280896 | 1 | Indoor | 1JNL334055 - Transformer Switchyard Interface 12A, TSI 12A | 246.5 | 186.5 | 102 | 4.6892 | 310 | 683 | Stackable 2 tier | 85371098 | SEK | 546215 | MSC MONICA III | India | Ennore | Khalifa port | 2025-06-20 | 2025-07-19 |  | 2025-07-30 | [12 empty] | CASE_LIST | 1 |  | warehouse | DSV Indoor | 2025-07-30 | warehouse | 1 | 1 | -1 | 0 | 4.6 | 2 | 4.6 | HITACHI(HE) |  | 0 | 1 | 1 | 2 | Flow 2: Port → WH → Site | DSV Indoor | HITACHI
5860 | PRL-CS-038-O | HVDC-ADOPT-HE-0382 | MIR | EQ-101 | 280897 | 1 | Indoor | 1JNL334056 - Transformer Switchyard Interface 12B, TSI 12B | 246.5 | 186.5 | 102 | 4.6892 | 310 | 683 | Stackable 2 tier | 85371098 | SEK | 546215 | MSC MONICA III | India | Ennore | Khalifa port | 2025-06-20 | 2025-07-19 |  | 2025-07-30 | [8 empty] | 2025-09-18 |  |  |  | CASE_LIST | 1 | 1 | site | MIR | 2025-09-18 | site | 1 | 2 | 0 | 2 | 4.6 | 2 | 4.6 | HITACHI(HE) |  | 1 | 2 | 1 | 2 | Flow 2: Port → WH → Site | MIR | HITACHI
5861 | PRL-CS-038-O | HVDC-ADOPT-HE-0382 | MIR | EQ-101 | 280898 | 1 | Indoor | 1JNL334057 - Transformer Switchyard Interface 13A, TSI 13A | 246.5 | 186.5 | 102 | 4.6892 | 305 | 678 | Stackable 2 tier | 85371098 | SEK | 546215 | MSC MONICA III | India | Ennore | Khalifa port | 2025-06-20 | 2025-07-19 |  | 2025-07-30 | [12 empty] | CASE_LIST | 1 |  | warehouse | DSV Indoor | 2025-07-30 | warehouse | 1 | 1 | -1 | 0 | 4.6 | 2 | 4.6 | HITACHI(HE) |  | 0 | 1 | 1 | 2 | Flow 2: Port → WH → Site | DSV Indoor | HITACHI
5862 | PRL-CS-038-O | HVDC-ADOPT-HE-0382 | MIR | EQ-101 | 280899 | 1 | Indoor | 1JNL334058 - Transformer Switchyard Interface 13B, TSI 13B | 246.5 | 186.5 | 102 | 4.6892 | 300 | 673 | Stackable 2 tier | 85371098 | SEK | 546215 | MSC MONICA III | India | Ennore | Khalifa port | 2025-06-20 | 2025-07-19 |  | 2025-07-30 | [8 empty] | 2025-09-18 |  |  |  | CASE_LIST | 1 | 1 | site | MIR | 2025-09-18 | site | 1 | 2 | 0 | 2 | 4.6 | 2 | 4.6 | HITACHI(HE) |  | 1 | 2 | 1 | 2 | Flow 2: Port → WH → Site | MIR | HITACHI
5863 | PRL-CS-038-O | HVDC-ADOPT-HE-0382 | MIR | EQ-101 | 280900 | 1 | Indoor | 1JNL334059 - Valve Measurement Interface 11A, VMI 11A | 246.5 | 106.5 | 102 | 2.6777 | 165 | 445 | Stackable 2 tier | 85371098 | SEK | 546215 | MSC MONICA III | India | Ennore | Khalifa port | 2025-06-20 | 2025-07-19 |  | 2025-07-30 | [12 empty] | CASE_LIST | 1 |  | warehouse | DSV Indoor | 2025-07-30 | warehouse | 1 | 1 | -1 | 0 | 2.63 | 2 | 2.63 | HITACHI(HE) |  | 0 | 1 | 1 | 2 | Flow 2: Port → WH → Site | DSV Indoor | HITACHI
5864 | PRL-CS-038-O | HVDC-ADOPT-HE-0382 | MIR | EQ-101 | 280901 | 1 | Indoor | 1JNL334060 - Valve Measurement Interface 11B, VMI 11B | 246.5 | 106.5 | 102 | 2.6777 | 170 | 450 | Stackable 2 tier | 85371098 | SEK | 546215 | MSC MONICA III | India | Ennore | Khalifa port | 2025-06-20 | 2025-07-19 |  | 2025-07-30 | [8 empty] | 2025-09-18 |  |  |  | CASE_LIST | 1 | 1 | site | MIR | 2025-09-18 | site | 1 | 2 | 0 | 2 | 2.63 | 2 | 2.63 | HITACHI(HE) |  | 1 | 2 | 1 | 2 | Flow 2: Port → WH → Site | MIR | HITACHI
5865 | PRL-CS-038-O | HVDC-ADOPT-HE-0382 | MIR | EQ-101 | 280902 | 1 | Indoor | 1JNL334061 - DC Switchyard Interface 11A, DSI 11A | 246.5 | 186.5 | 102 | 4.6892 | 285 | 658 | Stackable 2 tier | 85371098 | SEK | 546215 | MSC MONICA III | India | Ennore | Khalifa port | 2025-06-20 | 2025-07-19 |  | 2025-07-30 | [12 empty] | CASE_LIST | 1 |  | warehouse | DSV Indoor | 2025-07-30 | warehouse | 1 | 1 | -1 | 0 | 4.6 | 2 | 4.6 | HITACHI(HE) |  | 0 | 1 | 1 | 2 | Flow 2: Port → WH → Site | DSV Indoor | HITACHI
5866 | PRL-CS-038-O | HVDC-ADOPT-HE-0382 | MIR | EQ-101 | 280903 | 1 | Indoor | 1JNL334062 - DC Switchyard Interface 11B, DSI 11B | 246.5 | 186.5 | 102 | 4.6892 | 285 | 658 | Stackable 2 tier | 85371098 | SEK | 546215 | MSC MONICA III | India | Ennore | Khalifa port | 2025-06-20 | 2025-07-19 |  | 2025-07-30 | [8 empty] | 2025-09-18 |  |  |  | CASE_LIST | 1 | 1 | site | MIR | 2025-09-18 | site | 1 | 2 | 0 | 2 | 4.6 | 2 | 4.6 | HITACHI(HE) |  | 1 | 2 | 1 | 2 | Flow 2: Port → WH → Site | MIR | HITACHI
5867 | PRL-CS-038-O | HVDC-ADOPT-HE-0382 | MIR | EQ-101 | 280904 | 1 | Indoor | 1JNL334063 - DC Switchyard Interface 12A, DSI 12A | 246.5 | 186.5 | 102 | 4.6892 | 330 | 703 | Stackable 2 tier | 85371098 | SEK | 546215 | MSC MONICA III | India | Ennore | Khalifa port | 2025-06-20 | 2025-07-19 |  | 2025-07-30 | [12 empty] | CASE_LIST | 1 |  | warehouse | DSV Indoor | 2025-07-30 | warehouse | 1 | 1 | -1 | 0 | 4.6 | 2 | 4.6 | HITACHI(HE) |  | 0 | 1 | 1 | 2 | Flow 2: Port → WH → Site | DSV Indoor | HITACHI
5868 | PRL-CS-038-O | HVDC-ADOPT-HE-0382 | MIR | EQ-101 | 280905 | 1 | Indoor | 1JNL334064 - DC Switchyard Interface 12B, DSI 12B | 246.5 | 186.5 | 102 | 4.6892 | 330 | 703 | Stackable 2 tier | 85371098 | SEK | 546215 | MSC MONICA III | India | Ennore | Khalifa port | 2025-06-20 | 2025-07-19 |  | 2025-07-30 | [8 empty] | 2025-09-18 |  |  |  | CASE_LIST | 1 | 1 | site | MIR | 2025-09-18 | site | 1 | 2 | 0 | 2 | 4.6 | 2 | 4.6 | HITACHI(HE) |  | 1 | 2 | 1 | 2 | Flow 2: Port → WH → Site | MIR | HITACHI
5869 | PRL-CS-038-O | HVDC-ADOPT-HE-0382 | MIR | EQ-101 | 280906 | 1 | Indoor | 1JNL334067 - Auxiliary Computer 11A, AXC 11A | 246.5 | 106.5 | 102 | 2.6777 | 220 | 500 | Stackable 2 tier | 85371098 | SEK | 546215 | MSC MONICA III | India | Ennore | Khalifa port | 2025-06-20 | 2025-07-19 |  | 2025-07-30 | [8 empty] | 2025-08-26 |  |  |  | CASE_LIST | 1 | 1 | site | MIR | 2025-08-26 | site | 1 | 2 | 0 | 2 | 2.63 | 2 | 2.63 | HITACHI(HE) |  | 1 | 2 | 1 | 2 | Flow 2: Port → WH → Site | MIR | HITACHI
5870 | PRL-CS-038-O | HVDC-ADOPT-HE-0382 | MIR | EQ-101 | 280907 | 1 | Indoor | 1JNL334068 - Auxiliary Computer 11B, AXC 11B | 246.5 | 106.5 | 102 | 2.6777 | 220 | 500 | Stackable 2 tier | 85371098 | SEK | 546215 | MSC MONICA III | India | Ennore | Khalifa port | 2025-06-20 | 2025-07-19 |  | 2025-07-30 | [8 empty] | 2025-08-26 |  |  |  | CASE_LIST | 1 | 1 | site | MIR | 2025-08-26 | site | 1 | 2 | 0 | 2 | 2.63 | 2 | 2.63 | HITACHI(HE) |  | 1 | 2 | 1 | 2 | Flow 2: Port → WH → Site | MIR | HITACHI
5871 | PRL-CS-038-O | HVDC-ADOPT-HE-0382 | MIR | EQ-101 | 280908 | 1 | Indoor | 1JNL334069 - Auxiliary Interface 11A, AXI 11A | 246.5 | 186.5 | 102 | 4.6892 | 350 | 723 | Stackable 2 tier | 85371098 | SEK | 546215 | MSC MONICA III | India | Ennore | Khalifa port | 2025-06-20 | 2025-07-19 |  | 2025-07-30 | [8 empty] | 2025-08-19 |  |  |  | CASE_LIST | 1 | 1 | site | MIR | 2025-08-19 | site | 1 | 2 | 0 | 2 | 4.6 | 2 | 4.6 | HITACHI(HE) |  | 1 | 2 | 1 | 2 | Flow 2: Port → WH → Site | MIR | HITACHI
5872 | PRL-CS-038-O | HVDC-ADOPT-HE-0382 | MIR | EQ-101 | 280909 | 1 | Indoor | 1JNL334070 - Auxiliary Interface 11B, AXI 11B | 246.5 | 186.5 | 102 | 4.6892 | 335 | 708 | Stackable 2 tier | 85371098 | SEK | 546215 | MSC MONICA III | India | Ennore | Khalifa port | 2025-06-20 | 2025-07-19 |  | 2025-07-30 | [8 empty] | 2025-08-19 |  |  |  | CASE_LIST | 1 | 1 | site | MIR | 2025-08-19 | site | 1 | 2 | 0 | 2 | 4.6 | 2 | 4.6 | HITACHI(HE) |  | 1 | 2 | 1 | 2 | Flow 2: Port → WH → Site | MIR | HITACHI
5873 | PRL-CS-038-O | HVDC-ADOPT-HE-0382 | MIR | EQ-101 | 280910 | 1 | Indoor | 1JNL334071 - Auxiliary Interface 12A, AXI 12A | 246.5 | 186.5 | 102 | 4.6892 | 330 | 703 | Stackable 2 tier | 85371098 | SEK | 546215 | MSC MONICA III | India | Ennore | Khalifa port | 2025-06-20 | 2025-07-19 |  | 2025-07-30 | [8 empty] | 2025-08-19 |  |  |  | CASE_LIST | 1 | 1 | site | MIR | 2025-08-19 | site | 1 | 2 | 0 | 2 | 4.6 | 2 | 4.6 | HITACHI(HE) |  | 1 | 2 | 1 | 2 | Flow 2: Port → WH → Site | MIR | HITACHI
5874 | PRL-CS-038-O | HVDC-ADOPT-HE-0382 | MIR | EQ-101 | 280911 | 1 | Indoor | 1JNL334072 - Auxiliary Interface 12B, AXI 12B | 246.5 | 186.5 | 102 | 4.6892 | 330 | 703 | Stackable 2 tier | 85371098 | SEK | 546215 | MSC MONICA III | India | Ennore | Khalifa port | 2025-06-20 | 2025-07-19 |  | 2025-07-30 | [8 empty] | 2025-08-19 |  |  |  | CASE_LIST | 1 | 1 | site | MIR | 2025-08-19 | site | 1 | 2 | 0 | 2 | 4.6 | 2 | 4.6 | HITACHI(HE) |  | 1 | 2 | 1 | 2 | Flow 2: Port → WH → Site | MIR | HITACHI
5875 | PRL-CS-038-O | HVDC-ADOPT-HE-0382 | MIR | EQ-101 | 280912 | 1 | Indoor | 1JNL334073 - Auxiliary Interface 13A, AXI 13A | 246.5 | 186.5 | 102 | 4.6892 | 350 | 723 | Stackable 2 tier | 85371098 | SEK | 546215 | MSC MONICA III | India | Ennore | Khalifa port | 2025-06-20 | 2025-07-19 |  | 2025-07-30 | [8 empty] | 2025-08-19 |  |  |  | CASE_LIST | 1 | 1 | site | MIR | 2025-08-19 | site | 1 | 2 | 0 | 2 | 4.6 | 2 | 4.6 | HITACHI(HE) |  | 1 | 2 | 1 | 2 | Flow 2: Port → WH → Site | MIR | HITACHI
5876 | PRL-CS-038-O | HVDC-ADOPT-HE-0382 | MIR | EQ-101 | 280913 | 1 | Indoor | 1JNL334074 - Auxiliary Interface 13B, AXI 13B | 246.5 | 186.5 | 102 | 4.6892 | 335 | 708 | Stackable 2 tier | 85371098 | SEK | 546215 | MSC MONICA III | India | Ennore | Khalifa port | 2025-06-20 | 2025-07-19 |  | 2025-07-30 | [8 empty] | 2025-08-19 |  |  |  | CASE_LIST | 1 | 1 | site | MIR | 2025-08-19 | site | 1 | 2 | 0 | 2 | 4.6 | 2 | 4.6 | HITACHI(HE) |  | 1 | 2 | 1 | 2 | Flow 2: Port → WH → Site | MIR | HITACHI
5877 | PRL-CS-038-O | HVDC-ADOPT-HE-0382 | MIR | EQ-101 | 280914 | 1 | Indoor | 1JNL334065 - Valve Control 11A, VC 11A | 246.5 | 186.5 | 102 | 4.6892 | 350 | 723 | Stackable 2 tier | 85371098 | SEK | 546215 | MSC MONICA III | India | Ennore | Khalifa port | 2025-06-20 | 2025-07-19 |  | 2025-07-30 | [8 empty] | 2025-08-26 |  |  |  | CASE_LIST | 1 | 1 | site | MIR | 2025-08-26 | site | 1 | 2 | 0 | 2 | 4.6 | 2 | 4.6 | HITACHI(HE) |  | 1 | 2 | 1 | 2 | Flow 2: Port → WH → Site | MIR | HITACHI
5878 | PRL-CS-038-O | HVDC-ADOPT-HE-0382 | MIR | EQ-101 | 280915 | 1 | Indoor | 1JNL334066 - Valve Control 11B, VC 11B | 246.5 | 186.5 | 102 | 4.6892 | 350 | 723 | Stackable 2 tier | 85371098 | SEK | 546215 | MSC MONICA III | India | Ennore | Khalifa port | 2025-06-20 | 2025-07-19 |  | 2025-07-30 | [8 empty] | 2025-08-26 |  |  |  | CASE_LIST | 1 | 1 | site | MIR | 2025-08-26 | site | 1 | 2 | 0 | 2 | 4.6 | 2 | 4.6 | HITACHI(HE) |  | 1 | 2 | 1 | 2 | Flow 2: Port → WH → Site | MIR | HITACHI
5879 | PRL-CS-038-O | HVDC-ADOPT-HE-0382 | MIR | EQ-101 | 280916 | 1 | Indoor | 1JNL334077 - Valve Cooling Interface 11A, VCI 11A | 246.5 | 106.5 | 102 | 2.6777 | 175 | 455 | Stackable 2 tier | 85371098 | SEK | 546215 | MSC MONICA III | India | Ennore | Khalifa port | 2025-06-20 | 2025-07-19 |  | 2025-07-30 | [8 empty] | 2025-10-20 |  |  |  | CASE_LIST | 1 | 1 | site | MIR | 2025-10-20 | site | 1 | 2 | 0 | 2 | 2.63 | 2 | 2.63 | HITACHI(HE) |  | 1 | 2 | 1 | 2 | Flow 2: Port → WH → Site | MIR | HITACHI
5880 | PRL-CS-038-O | HVDC-ADOPT-HE-0382 | MIR | EQ-101 | 280917 | 1 | Indoor | 1JNL334078 - Valve Cooling Interface 11B, VCI 11B | 246.5 | 106.5 | 102 | 2.6777 | 155 | 435 | Stackable 2 tier | 85371098 | SEK | 546215 | MSC MONICA III | India | Ennore | Khalifa port | 2025-06-20 | 2025-07-19 |  | 2025-07-30 | [8 empty] | 2025-10-20 |  |  |  | CASE_LIST | 1 | 1 | site | MIR | 2025-10-20 | site | 1 | 2 | 0 | 2 | 2.63 | 2 | 2.63 | HITACHI(HE) |  | 1 | 2 | 1 | 2 | Flow 2: Port → WH → Site | MIR | HITACHI
5881 | PRL-CS-038-O | HVDC-ADOPT-HE-0382 | MIR | EQ-101 | 280918 | 1 | Indoor | 1JNL334046 - Remote Switchyard Interface 11A, RSI 11A | 246.5 | 186.5 | 102 | 4.6892 | 320 | 693 | Stackable 2 tier | 85371098 | SEK | 546215 | MSC MONICA III | India | Ennore | Khalifa port | 2025-06-20 | 2025-07-19 |  | 2025-07-30 | [12 empty] | CASE_LIST | 1 |  | warehouse | DSV Indoor | 2025-07-30 | warehouse | 1 | 1 | -1 | 0 | 4.6 | 2 | 4.6 | HITACHI(HE) |  | 0 | 1 | 1 | 2 | Flow 2: Port → WH → Site | DSV Indoor | HITACHI
5882 | PRL-CS-038-O | HVDC-ADOPT-HE-0382 | MIR | EQ-101 | 280919 | 1 | Indoor | 1JNL334047 - Remote Switchyard Interface 11B, RSI 11B | 246.5 | 186.5 | 102 | 4.6892 | 310 | 683 | Stackable 2 tier | 85371098 | SEK | 546215 | MSC MONICA III | India | Ennore | Khalifa port | 2025-06-20 | 2025-07-19 |  | 2025-07-30 | [12 empty] | CASE_LIST | 1 |  | warehouse | DSV Indoor | 2025-07-30 | warehouse | 1 | 1 | -1 | 0 | 4.6 | 2 | 4.6 | HITACHI(HE) |  | 0 | 1 | 1 | 2 | Flow 2: Port → WH → Site | DSV Indoor | HITACHI
5883 | PRL-CS-038-O | HVDC-ADOPT-HE-0382 | MIR | EQ-101 | 280920 | 1 | Indoor | 1JNL334088 - Pole Control and Protection 2A, PCP2A | 246.5 | 106.5 | 102 | 2.6777 | 220 | 500 | Stackable 2 tier | 85371098 | SEK | 546215 | MSC MONICA III | India | Ennore | Khalifa port | 2025-06-20 | 2025-07-19 |  | 2025-07-30 | [12 empty] | CASE_LIST | 1 |  | warehouse | DSV Indoor | 2025-07-30 | warehouse | 1 | 1 | -1 | 0 | 2.63 | 2 | 2.63 | HITACHI(HE) |  | 0 | 1 | 1 | 2 | Flow 2: Port → WH → Site | DSV Indoor | HITACHI
5884 | PRL-CS-038-O | HVDC-ADOPT-HE-0382 | MIR | EQ-101 | 280921 | 1 | Indoor | 1JNL334089 - Pole Control and Protection 2B, PCP2B | 246.5 | 106.5 | 102 | 2.6777 | 220 | 500 | Stackable 2 tier | 85371098 | SEK | 546215 | MSC MONICA III | India | Ennore | Khalifa port | 2025-06-20 | 2025-07-19 |  | 2025-07-30 | [12 empty] | CASE_LIST | 1 |  | warehouse | DSV Indoor | 2025-07-30 | warehouse | 1 | 1 | -1 | 0 | 2.63 | 2 | 2.63 | HITACHI(HE) |  | 0 | 1 | 1 | 2 | Flow 2: Port → WH → Site | DSV Indoor | HITACHI
5885 | PRL-CS-038-O | HVDC-ADOPT-HE-0382 | MIR | EQ-101 | 280922 | 1 | Indoor | 1JNL334094 - AC Switchyard Interface 21A, ASI 21A | 246.5 | 186.5 | 102 | 4.6892 | 300 | 673 | Stackable 2 tier | 85371098 | SEK | 546215 | MSC MONICA III | India | Ennore | Khalifa port | 2025-06-20 | 2025-07-19 |  | 2025-07-30 | [12 empty] | CASE_LIST | 1 |  | warehouse | DSV Indoor | 2025-07-30 | warehouse | 1 | 1 | -1 | 0 | 4.6 | 2 | 4.6 | HITACHI(HE) |  | 0 | 1 | 1 | 2 | Flow 2: Port → WH → Site | DSV Indoor | HITACHI
5886 | PRL-CS-038-O | HVDC-ADOPT-HE-0382 | MIR | EQ-101 | 280923 | 1 | Indoor | 1JNL334095 - AC Switchyard Interface 21B, ASI 21B | 246.5 | 186.5 | 102 | 4.6892 | 315 | 688 | Stackable 2 tier | 85371098 | SEK | 546215 | MSC MONICA III | India | Ennore | Khalifa port | 2025-06-20 | 2025-07-19 |  | 2025-07-30 | [12 empty] | CASE_LIST | 1 |  | warehouse | DSV Indoor | 2025-07-30 | warehouse | 1 | 1 | -1 | 0 | 4.6 | 2 | 4.6 | HITACHI(HE) |  | 0 | 1 | 1 | 2 | Flow 2: Port → WH → Site | DSV Indoor | HITACHI
5887 | PRL-CS-038-O | HVDC-ADOPT-HE-0382 | MIR | EQ-101 | 280924 | 1 | Indoor | 1JNL334092 - Converter Breaker Interface (CBI) 21A | 246.5 | 186.5 | 102 | 4.6892 | 355 | 728 | Stackable 2 tier | 85371098 | SEK | 546215 | MSC MONICA III | India | Ennore | Khalifa port | 2025-06-20 | 2025-07-19 |  | 2025-07-30 | [12 empty] | CASE_LIST | 1 |  | warehouse | DSV Indoor | 2025-07-30 | warehouse | 1 | 1 | -1 | 0 | 4.6 | 2 | 4.6 | HITACHI(HE) |  | 0 | 1 | 1 | 2 | Flow 2: Port → WH → Site | DSV Indoor | HITACHI
5888 | PRL-CS-038-O | HVDC-ADOPT-HE-0382 | MIR | EQ-101 | 280925 | 1 | Indoor | 1JNL334093 - Converter Breaker Interface (CBI) 21B | 246.5 | 186.5 | 102 | 4.6892 | 340 | 713 | Stackable 2 tier | 85371098 | SEK | 546215 | MSC MONICA III | India | Ennore | Khalifa port | 2025-06-20 | 2025-07-19 |  | 2025-07-30 | [12 empty] | CASE_LIST | 1 |  | warehouse | DSV Indoor | 2025-07-30 | warehouse | 1 | 1 | -1 | 0 | 4.6 | 2 | 4.6 | HITACHI(HE) |  | 0 | 1 | 1 | 2 | Flow 2: Port → WH → Site | DSV Indoor | HITACHI
5889 | PRL-CS-038-O | HVDC-ADOPT-HE-0382 | MIR | EQ-101 | 280926 | 1 | Indoor | 1JNL334096 - Transformer Switchyard Interface 21A, TSI 21A | 246.5 | 186.5 | 102 | 4.6892 | 290 | 663 | Stackable 2 tier | 85371098 | SEK | 546215 | MSC MONICA III | India | Ennore | Khalifa port | 2025-06-20 | 2025-07-19 |  | 2025-07-30 | [12 empty] | CASE_LIST | 1 |  | warehouse | DSV Indoor | 2025-07-30 | warehouse | 1 | 1 | -1 | 0 | 4.6 | 2 | 4.6 | HITACHI(HE) |  | 0 | 1 | 1 | 2 | Flow 2: Port → WH → Site | DSV Indoor | HITACHI
5890 | PRL-CS-038-O | HVDC-ADOPT-HE-0382 | MIR | EQ-101 | 280927 | 1 | Indoor | 1JNL334097 - Transformer Switchyard Interface 21B, TSI 21B | 246.5 | 186.5 | 102 | 4.6892 | 295 | 668 | Stackable 2 tier | 85371098 | SEK | 546215 | MSC MONICA III | India | Ennore | Khalifa port | 2025-06-20 | 2025-07-19 |  | 2025-07-30 | [12 empty] | CASE_LIST | 1 |  | warehouse | DSV Indoor | 2025-07-30 | warehouse | 1 | 1 | -1 | 0 | 4.6 | 2 | 4.6 | HITACHI(HE) |  | 0 | 1 | 1 | 2 | Flow 2: Port → WH → Site | DSV Indoor | HITACHI
5891 | PRL-CS-038-O | HVDC-ADOPT-HE-0382 | MIR | EQ-101 | 280928 | 1 | Indoor | 1JNL334098 - Transformer Switchyard Interface 22A, TSI 22A | 246.5 | 186.5 | 102 | 4.6892 | 310 | 683 | Stackable 2 tier | 85371098 | SEK | 546215 | MSC MONICA III | India | Ennore | Khalifa port | 2025-06-20 | 2025-07-19 |  | 2025-07-30 | [12 empty] | CASE_LIST | 1 |  | warehouse | DSV Indoor | 2025-07-30 | warehouse | 1 | 1 | -1 | 0 | 4.6 | 2 | 4.6 | HITACHI(HE) |  | 0 | 1 | 1 | 2 | Flow 2: Port → WH → Site | DSV Indoor | HITACHI
5892 | PRL-CS-038-O | HVDC-ADOPT-HE-0382 | MIR | EQ-101 | 280929 | 1 | Indoor | 1JNL334099 - Transformer Switchyard Interface 22B, TSI 22B | 246.5 | 186.5 | 102 | 4.6892 | 315 | 688 | Stackable 2 tier | 85371098 | SEK | 546215 | MSC MONICA III | India | Ennore | Khalifa port | 2025-06-20 | 2025-07-19 |  | 2025-07-30 | [12 empty] | CASE_LIST | 1 |  | warehouse | DSV Indoor | 2025-07-30 | warehouse | 1 | 1 | -1 | 0 | 4.6 | 2 | 4.6 | HITACHI(HE) |  | 0 | 1 | 1 | 2 | Flow 2: Port → WH → Site | DSV Indoor | HITACHI
5893 | PRL-CS-038-O | HVDC-ADOPT-HE-0382 | MIR | EQ-101 | 280930 | 1 | Indoor | 1JNL334100 - Transformer Switchyard Interface 23A, TSI 23A | 246.5 | 186.5 | 102 | 4.6892 | 305 | 678 | Stackable 2 tier | 85371098 | SEK | 546215 | MSC MONICA III | India | Ennore | Khalifa port | 2025-06-20 | 2025-07-19 |  | 2025-07-30 | [12 empty] | CASE_LIST | 1 |  | warehouse | DSV Indoor | 2025-07-30 | warehouse | 1 | 1 | -1 | 0 | 4.6 | 2 | 4.6 | HITACHI(HE) |  | 0 | 1 | 1 | 2 | Flow 2: Port → WH → Site | DSV Indoor | HITACHI
5894 | PRL-CS-038-O | HVDC-ADOPT-HE-0382 | MIR | EQ-101 | 280931 | 1 | Indoor | 1JNL334101 - Transformer Switchyard Interface 23B, TSI 23B | 246.5 | 186.5 | 102 | 4.6892 | 300 | 673 | Stackable 2 tier | 85371098 | SEK | 546215 | MSC MONICA III | India | Ennore | Khalifa port | 2025-06-20 | 2025-07-19 |  | 2025-07-30 | [12 empty] | CASE_LIST | 1 |  | warehouse | DSV Indoor | 2025-07-30 | warehouse | 1 | 1 | -1 | 0 | 4.6 | 2 | 4.6 | HITACHI(HE) |  | 0 | 1 | 1 | 2 | Flow 2: Port → WH → Site | DSV Indoor | HITACHI
5895 | PRL-CS-038-O | HVDC-ADOPT-HE-0382 | MIR | EQ-101 | 280932 | 1 | Indoor | 1JNL334102 - Valve Measurement Interface 21A, VMI 21A | 246.5 | 106.5 | 102 | 2.6777 | 175 | 455 | Stackable 2 tier | 85371098 | SEK | 546215 | MSC MONICA III | India | Ennore | Khalifa port | 2025-06-20 | 2025-07-19 |  | 2025-07-30 | [12 empty] | CASE_LIST | 1 |  | warehouse | DSV Indoor | 2025-07-30 | warehouse | 1 | 1 | -1 | 0 | 2.63 | 2 | 2.63 | HITACHI(HE) |  | 0 | 1 | 1 | 2 | Flow 2: Port → WH → Site | DSV Indoor | HITACHI
5896 | PRL-CS-038-O | HVDC-ADOPT-HE-0382 | MIR | EQ-101 | 280933 | 1 | Indoor | 1JNL334103 - Valve Measurement Interface 21B, VMI 21B | 246.5 | 106.5 | 102 | 2.6777 | 175 | 455 | Stackable 2 tier | 85371098 | SEK | 546215 | MSC MONICA III | India | Ennore | Khalifa port | 2025-06-20 | 2025-07-19 |  | 2025-07-30 | [12 empty] | CASE_LIST | 1 |  | warehouse | DSV Indoor | 2025-07-30 | warehouse | 1 | 1 | -1 | 0 | 2.63 | 2 | 2.63 | HITACHI(HE) |  | 0 | 1 | 1 | 2 | Flow 2: Port → WH → Site | DSV Indoor | HITACHI
5897 | PRL-CS-038-O | HVDC-ADOPT-HE-0382 | MIR | EQ-101 | 280934 | 1 | Indoor | 1JNL334104 - DC Switchyard Interface 21A, DSI 21A | 246.5 | 186.5 | 102 | 4.6892 | 285 | 658 | Stackable 2 tier | 85371098 | SEK | 546215 | MSC MONICA III | India | Ennore | Khalifa port | 2025-06-20 | 2025-07-19 |  | 2025-07-30 | [12 empty] | CASE_LIST | 1 |  | warehouse | DSV Indoor | 2025-07-30 | warehouse | 1 | 1 | -1 | 0 | 4.6 | 2 | 4.6 | HITACHI(HE) |  | 0 | 1 | 1 | 2 | Flow 2: Port → WH → Site | DSV Indoor | HITACHI
5898 | PRL-CS-038-O | HVDC-ADOPT-HE-0382 | MIR | EQ-101 | 280935 | 1 | Indoor | 1JNL334105 - DC Switchyard Interface 21B, DSI 21B | 246.5 | 186.5 | 102 | 4.6892 | 285 | 658 | Stackable 2 tier | 85371098 | SEK | 546215 | MSC MONICA III | India | Ennore | Khalifa port | 2025-06-20 | 2025-07-19 |  | 2025-07-30 | [12 empty] | CASE_LIST | 1 |  | warehouse | DSV Indoor | 2025-07-30 | warehouse | 1 | 1 | -1 | 0 | 4.6 | 2 | 4.6 | HITACHI(HE) |  | 0 | 1 | 1 | 2 | Flow 2: Port → WH → Site | DSV Indoor | HITACHI
5899 | PRL-CS-038-O | HVDC-ADOPT-HE-0382 | MIR | EQ-101 | 280936 | 1 | Indoor | 1JNL334106 - DC Switchyard Interface 22A, DSI 22A | 246.5 | 186.5 | 102 | 4.6892 | 335 | 708 | Stackable 2 tier | 85371098 | SEK | 546215 | MSC MONICA III | India | Ennore | Khalifa port | 2025-06-20 | 2025-07-19 |  | 2025-07-30 | [12 empty] | CASE_LIST | 1 |  | warehouse | DSV Indoor | 2025-07-30 | warehouse | 1 | 1 | -1 | 0 | 4.6 | 2 | 4.6 | HITACHI(HE) |  | 0 | 1 | 1 | 2 | Flow 2: Port → WH → Site | DSV Indoor | HITACHI
5900 | PRL-CS-038-O | HVDC-ADOPT-HE-0382 | MIR | EQ-101 | 280937 | 1 | Indoor | 1JNL334107 - DC Switchyard Interface 22B, DSI 22B | 246.5 | 186.5 | 102 | 4.6892 | 325 | 698 | Stackable 2 tier | 85371098 | SEK | 546215 | MSC MONICA III | India | Ennore | Khalifa port | 2025-06-20 | 2025-07-19 |  | 2025-07-30 | [12 empty] | CASE_LIST | 1 |  | warehouse | DSV Indoor | 2025-07-30 | warehouse | 1 | 1 | -1 | 0 | 4.6 | 2 | 4.6 | HITACHI(HE) |  | 0 | 1 | 1 | 2 | Flow 2: Port → WH → Site | DSV Indoor | HITACHI
5901 | PRL-CS-038-O | HVDC-ADOPT-HE-0382 | MIR | EQ-101 | 280938 | 1 | Indoor | 1JNL334110 - Auxiliary Computer 21A, AXC 21A | 246.5 | 106.5 | 102 | 2.6777 | 220 | 500 | Stackable 2 tier | 85371098 | SEK | 546215 | MSC MONICA III | India | Ennore | Khalifa port | 2025-06-20 | 2025-07-19 |  | 2025-07-30 | [12 empty] | CASE_LIST | 1 |  | warehouse | DSV Indoor | 2025-07-30 | warehouse | 1 | 1 | -1 | 0 | 2.63 | 2 | 2.63 | HITACHI(HE) |  | 0 | 1 | 1 | 2 | Flow 2: Port → WH → Site | DSV Indoor | HITACHI
5902 | PRL-CS-038-O | HVDC-ADOPT-HE-0382 | MIR | EQ-101 | 280939 | 1 | Indoor | 1JNL334111 - Auxiliary Computer 21B, AXC 21B | 246.5 | 106.5 | 102 | 2.6777 | 220 | 500 | Stackable 2 tier | 85371098 | SEK | 546215 | MSC MONICA III | India | Ennore | Khalifa port | 2025-06-20 | 2025-07-19 |  | 2025-07-30 | [12 empty] | CASE_LIST | 1 |  | warehouse | DSV Indoor | 2025-07-30 | warehouse | 1 | 1 | -1 | 0 | 2.63 | 2 | 2.63 | HITACHI(HE) |  | 0 | 1 | 1 | 2 | Flow 2: Port → WH → Site | DSV Indoor | HITACHI
5903 | PRL-CS-038-O | HVDC-ADOPT-HE-0382 | MIR | EQ-101 | 280940 | 1 | Indoor | 1JNL334112 - Auxiliary Interface 21A, AXI 21A | 246.5 | 186.5 | 102 | 4.6892 | 345 | 718 | Stackable 2 tier | 85371098 | SEK | 546215 | MSC MONICA III | India | Ennore | Khalifa port | 2025-06-20 | 2025-07-19 |  | 2025-07-30 | [8 empty] | 2025-09-16 |  |  |  | CASE_LIST | 1 | 1 | site | MIR | 2025-09-16 | site | 1 | 2 | 0 | 2 | 4.6 | 2 | 4.6 | HITACHI(HE) |  | 1 | 2 | 1 | 2 | Flow 2: Port → WH → Site | MIR | HITACHI
5904 | PRL-CS-038-O | HVDC-ADOPT-HE-0382 | MIR | EQ-101 | 280941 | 1 | Indoor | 1JNL334113 - Auxiliary Interface 21B, AXI 21B | 246.5 | 186.5 | 102 | 4.6892 | 330 | 703 | Stackable 2 tier | 85371098 | SEK | 546215 | MSC MONICA III | India | Ennore | Khalifa port | 2025-06-20 | 2025-07-19 |  | 2025-07-30 | [8 empty] | 2025-09-16 |  |  |  | CASE_LIST | 1 | 1 | site | MIR | 2025-09-16 | site | 1 | 2 | 0 | 2 | 4.6 | 2 | 4.6 | HITACHI(HE) |  | 1 | 2 | 1 | 2 | Flow 2: Port → WH → Site | MIR | HITACHI
5905 | PRL-CS-038-O | HVDC-ADOPT-HE-0382 | MIR | EQ-101 | 280942 | 1 | Indoor | 1JNL334114 - Auxiliary Interface 22A, AXI 22A | 246.5 | 186.5 | 102 | 4.6892 | 330 | 703 | Stackable 2 tier | 85371098 | SEK | 546215 | MSC MONICA III | India | Ennore | Khalifa port | 2025-06-20 | 2025-07-19 |  | 2025-07-30 | [8 empty] | 2025-09-16 |  |  |  | CASE_LIST | 1 | 1 | site | MIR | 2025-09-16 | site | 1 | 2 | 0 | 2 | 4.6 | 2 | 4.6 | HITACHI(HE) |  | 1 | 2 | 1 | 2 | Flow 2: Port → WH → Site | MIR | HITACHI
5906 | PRL-CS-038-O | HVDC-ADOPT-HE-0382 | MIR | EQ-101 | 280943 | 1 | Indoor | 1JNL334115 - Auxiliary Interface 22B, AXI 22B | 246.5 | 186.5 | 102 | 4.6892 | 327 | 700 | Stackable 2 tier | 85371098 | SEK | 546215 | MSC MONICA III | India | Ennore | Khalifa port | 2025-06-20 | 2025-07-19 |  | 2025-07-30 | [8 empty] | 2025-09-16 |  |  |  | CASE_LIST | 1 | 1 | site | MIR | 2025-09-16 | site | 1 | 2 | 0 | 2 | 4.6 | 2 | 4.6 | HITACHI(HE) |  | 1 | 2 | 1 | 2 | Flow 2: Port → WH → Site | MIR | HITACHI
5907 | PRL-CS-038-O | HVDC-ADOPT-HE-0382 | MIR | EQ-101 | 280944 | 1 | Indoor | 1JNL334116 - Auxiliary Interface 23A, AXI 23A | 246.5 | 186.5 | 102 | 4.6892 | 305 | 678 | Stackable 2 tier | 85371098 | SEK | 546215 | MSC MONICA III | India | Ennore | Khalifa port | 2025-06-20 | 2025-07-19 |  | 2025-07-30 | [8 empty] | 2025-09-16 |  |  |  | CASE_LIST | 1 | 1 | site | MIR | 2025-09-16 | site | 1 | 2 | 0 | 2 | 4.6 | 2 | 4.6 | HITACHI(HE) |  | 1 | 2 | 1 | 2 | Flow 2: Port → WH → Site | MIR | HITACHI
5908 | PRL-CS-038-O | HVDC-ADOPT-HE-0382 | MIR | EQ-101 | 280945 | 1 | Indoor | 1JNL334117 - Auxiliary Interface 23B, AXI 23B | 246.5 | 186.5 | 102 | 4.6892 | 315 | 688 | Stackable 2 tier | 85371098 | SEK | 546215 | MSC MONICA III | India | Ennore | Khalifa port | 2025-06-20 | 2025-07-19 |  | 2025-07-30 | [8 empty] | 2025-09-16 |  |  |  | CASE_LIST | 1 | 1 | site | MIR | 2025-09-16 | site | 1 | 2 | 0 | 2 | 4.6 | 2 | 4.6 | HITACHI(HE) |  | 1 | 2 | 1 | 2 | Flow 2: Port → WH → Site | MIR | HITACHI
5909 | PRL-CS-038-O | HVDC-ADOPT-HE-0382 | MIR | EQ-101 | 280946 | 1 | Indoor | 1JNL334108 - Valve Control 21A, VC 21A | 246.5 | 186.5 | 102 | 4.6892 | 350 | 723 | Stackable 2 tier | 85371098 | SEK | 546215 | MSC MONICA III | India | Ennore | Khalifa port | 2025-06-20 | 2025-07-19 |  | 2025-07-30 | [12 empty] | CASE_LIST | 1 |  | warehouse | DSV Indoor | 2025-07-30 | warehouse | 1 | 1 | -1 | 0 | 4.6 | 2 | 4.6 | HITACHI(HE) |  | 0 | 1 | 1 | 2 | Flow 2: Port → WH → Site | DSV Indoor | HITACHI
5910 | PRL-CS-038-O | HVDC-ADOPT-HE-0382 | MIR | EQ-101 | 280947 | 1 | Indoor | 1JNL334109 - Valve Control 21B, VC 21B | 246.5 | 186.5 | 102 | 4.6892 | 350 | 723 | Stackable 2 tier | 85371098 | SEK | 546215 | MSC MONICA III | India | Ennore | Khalifa port | 2025-06-20 | 2025-07-19 |  | 2025-07-30 | [12 empty] | CASE_LIST | 1 |  | warehouse | DSV Indoor | 2025-07-30 | warehouse | 1 | 1 | -1 | 0 | 4.6 | 2 | 4.6 | HITACHI(HE) |  | 0 | 1 | 1 | 2 | Flow 2: Port → WH → Site | DSV Indoor | HITACHI
5911 | PRL-CS-038-O | HVDC-ADOPT-HE-0382 | MIR | EQ-101 | 280948 | 1 | Indoor | 1JNL334120 - Valve Cooling Interface 21A, VCI 21A | 246.5 | 106.5 | 102 | 2.6777 | 175 | 455 | Stackable 2 tier | 85371098 | SEK | 546215 | MSC MONICA III | India | Ennore | Khalifa port | 2025-06-20 | 2025-07-19 |  | 2025-07-30 | [8 empty] | 2025-10-20 |  |  |  | CASE_LIST | 1 | 1 | site | MIR | 2025-10-20 | site | 1 | 2 | 0 | 2 | 2.63 | 2 | 2.63 | HITACHI(HE) |  | 1 | 2 | 1 | 2 | Flow 2: Port → WH → Site | MIR | HITACHI
5912 | PRL-CS-038-O | HVDC-ADOPT-HE-0382 | MIR | EQ-101 | 280949 | 1 | Indoor | 1JNL334121 - Valve Cooling Interface 21B, VCI 21B | 246.5 | 106.5 | 102 | 2.6777 | 150 | 430 | Stackable 2 tier | 85371098 | SEK | 546215 | MSC MONICA III | India | Ennore | Khalifa port | 2025-06-20 | 2025-07-19 |  | 2025-07-30 | [8 empty] | 2025-10-20 |  |  |  | CASE_LIST | 1 | 1 | site | MIR | 2025-10-20 | site | 1 | 2 | 0 | 2 | 2.63 | 2 | 2.63 | HITACHI(HE) |  | 1 | 2 | 1 | 2 | Flow 2: Port → WH → Site | MIR | HITACHI
5913 | PRL-CS-038-O | HVDC-ADOPT-HE-0382 | MIR | EQ-101 | 280950 | 1 | Indoor | 1JNL334090 - Remote Switchyard Interface 21A, RSI 21A | 246.5 | 186.5 | 102 | 4.6892 | 310 | 683 | Stackable 2 tier | 85371098 | SEK | 546215 | MSC MONICA III | India | Ennore | Khalifa port | 2025-06-20 | 2025-07-19 |  | 2025-07-30 | [8 empty] | 2025-10-20 |  |  |  | CASE_LIST | 1 | 1 | site | MIR | 2025-10-20 | site | 1 | 2 | 0 | 2 | 4.6 | 2 | 4.6 | HITACHI(HE) |  | 1 | 2 | 1 | 2 | Flow 2: Port → WH → Site | MIR | HITACHI
5914 | PRL-CS-038-O | HVDC-ADOPT-HE-0382 | MIR | EQ-101 | 280951 | 1 | Indoor | 1JNL334091 - Remote Switchyard Interface 21B, RSI 21B | 246.5 | 186.5 | 102 | 4.6892 | 320 | 693 | Stackable 2 tier | 85371098 | SEK | 546215 | MSC MONICA III | India | Ennore | Khalifa port | 2025-06-20 | 2025-07-19 |  | 2025-07-30 | [8 empty] | 2025-10-20 |  |  |  | CASE_LIST | 1 | 1 | site | MIR | 2025-10-20 | site | 1 | 2 | 0 | 2 | 4.6 | 2 | 4.6 | HITACHI(HE) |  | 1 | 2 | 1 | 2 | Flow 2: Port → WH → Site | MIR | HITACHI
5915 | PRL-CS-038-O | HVDC-ADOPT-HE-0382 | MIR | EQ-101 | 280952 | 1 | Indoor | 1JNL334043 - Distributed Temperature Sensors, DTS A & B | 246.5 | 106.5 | 102 | 2.6777 | 185 | 465 | Stackable 2 tier | 85371098 | SEK | 546215 | MSC MONICA III | India | Ennore | Khalifa port | 2025-06-20 | 2025-07-19 |  | 2025-07-30 | [12 empty] | CASE_LIST | 1 |  | warehouse | DSV Indoor | 2025-07-30 | warehouse | 1 | 1 | -1 | 0 | 2.63 | 2 | 2.63 | HITACHI(HE) |  | 0 | 1 | 1 | 2 | Flow 2: Port → WH → Site | DSV Indoor | HITACHI
5916 | PRL-CS-038-O | HVDC-ADOPT-HE-0382 | MIR | EQ-101 | 280953 | 1 | Indoor | 1JNL335042 - Auxiliary Interface 1A, AXI 1A | 246.5 | 186.5 | 102 | 4.6892 | 350 | 723 | Stackable 2 tier | 85371098 | SEK | 546215 | MSC MONICA III | India | Ennore | Khalifa port | 2025-06-20 | 2025-07-19 |  | 2025-07-30 | [12 empty] | CASE_LIST | 1 |  | warehouse | DSV Indoor | 2025-07-30 | warehouse | 1 | 1 | -1 | 0 | 4.6 | 2 | 4.6 | HITACHI(HE) |  | 0 | 1 | 1 | 2 | Flow 2: Port → WH → Site | DSV Indoor | HITACHI
5917 | PRL-CS-038-O | HVDC-ADOPT-HE-0382 | MIR | EQ-101 | 280954 | 1 | Indoor | 1JNL335043 - Auxiliary Interface 1A, AXI 1B | 246.5 | 186.5 | 102 | 4.6892 | 335 | 708 | Stackable 2 tier | 85371098 | SEK | 546215 | MSC MONICA III | India | Ennore | Khalifa port | 2025-06-20 | 2025-07-19 |  | 2025-07-30 | [12 empty] | CASE_LIST | 1 |  | warehouse | DSV Indoor | 2025-07-30 | warehouse | 1 | 1 | -1 | 0 | 4.6 | 2 | 4.6 | HITACHI(HE) |  | 0 | 1 | 1 | 2 | Flow 2: Port → WH → Site | DSV Indoor | HITACHI
5918 | PRL-CS-038-O | HVDC-ADOPT-HE-0382 | MIR | EQ-101 | 280955 | 1 | Indoor | 1JNL335386 - Mirfa - AFI 11A | 246.5 | 186.5 | 102 | 4.6892 | 325 | 698 | Stackable 2 tier | 85371098 | SEK | 546215 | MSC MONICA III | India | Ennore | Khalifa port | 2025-06-20 | 2025-07-19 |  | 2025-07-30 | [12 empty] | CASE_LIST | 1 |  | warehouse | DSV Indoor | 2025-07-30 | warehouse | 1 | 1 | -1 | 0 | 4.6 | 2 | 4.6 | HITACHI(HE) |  | 0 | 1 | 1 | 2 | Flow 2: Port → WH → Site | DSV Indoor | HITACHI
5919 | PRL-CS-038-O | HVDC-ADOPT-HE-0382 | MIR | EQ-101 | 280956 | 1 | Indoor | 1JNL335387 - Mirfa - AFI 11B | 246.5 | 186.5 | 102 | 4.6892 | 325 | 698 | Stackable 2 tier | 85371098 | SEK | 546215 | MSC MONICA III | India | Ennore | Khalifa port | 2025-06-20 | 2025-07-19 |  | 2025-07-30 | [8 empty] | 2025-09-18 |  |  |  | CASE_LIST | 1 | 1 | site | MIR | 2025-09-18 | site | 1 | 2 | 0 | 2 | 4.6 | 2 | 4.6 | HITACHI(HE) |  | 1 | 2 | 1 | 2 | Flow 2: Port → WH → Site | MIR | HITACHI
5920 | PRL-CS-038-O | HVDC-ADOPT-HE-0382 | MIR | EQ-101 | 280957 | 1 | Indoor | 1JNL335388 - Mirfa - AFI 21A | 246.5 | 186.5 | 102 | 4.6892 | 325 | 698 | Stackable 2 tier | 85371098 | SEK | 546215 | MSC MONICA III | India | Ennore | Khalifa port | 2025-06-20 | 2025-07-19 |  | 2025-07-30 | [12 empty] | CASE_LIST | 1 |  | warehouse | DSV Indoor | 2025-07-30 | warehouse | 1 | 1 | -1 | 0 | 4.6 | 2 | 4.6 | HITACHI(HE) |  | 0 | 1 | 1 | 2 | Flow 2: Port → WH → Site | DSV Indoor | HITACHI
5921 | PRL-CS-038-O | HVDC-ADOPT-HE-0382 | MIR | EQ-101 | 280958 | 1 | Indoor | 1JNL335389 - Mirfa - AFI 21B | 246.5 | 186.5 | 102 | 4.6892 | 325 | 698 | Stackable 2 tier | 85371098 | SEK | 546215 | MSC MONICA III | India | Ennore | Khalifa port | 2025-06-20 | 2025-07-19 |  | 2025-07-30 | [12 empty] | CASE_LIST | 1 |  | warehouse | DSV Indoor | 2025-07-30 | warehouse | 1 | 1 | -1 | 0 | 4.6 | 2 | 4.6 | HITACHI(HE) |  | 0 | 1 | 1 | 2 | Flow 2: Port → WH → Site | DSV Indoor | HITACHI
5922 | PRL-CS-038-O | HVDC-ADOPT-HE-0382 | MIR | EQ-101 | 280959 | 1 | Indoor | Accessories Of Mach HVDC Control & Protection System | 107 | 89 | 132 | 1.257 | 120 | 200 | Stackable 3 tier | 85371098 | SEK | 546215 | MSC MONICA III | India | Ennore | Khalifa port | 2025-06-20 | 2025-07-19 |  | 2025-07-30 | [12 empty] | CASE_LIST | 1 |  | warehouse | DSV Indoor | 2025-07-30 | warehouse | 1 | 1 | -1 | 0 | 0.95 | 3 | 0.95 | HITACHI(HE) |  | 0 | 1 | 1 | 2 | Flow 2: Port → WH → Site | DSV Indoor | HITACHI
5923 | PRL-CS-038-O | HVDC-ADOPT-HE-0382 | MIR | EQ-101 | 280960 | 1 | Indoor | Accessories Of Mach HVDC Control & Protection System | 107 | 89 | 132 | 1.257 | 120 | 200 | Stackable 3 tier | 85371098 | SEK | 546215 | MSC MONICA III | India | Ennore | Khalifa port | 2025-06-20 | 2025-07-19 |  | 2025-07-30 | [12 empty] | CASE_LIST | 1 |  | warehouse | DSV Indoor | 2025-07-30 | warehouse | 1 | 1 | -1 | 0 | 0.95 | 3 | 0.95 | HITACHI(HE) |  | 0 | 1 | 1 | 2 | Flow 2: Port → WH → Site | DSV Indoor | HITACHI
5924 | PRL-CS-038-O | HVDC-ADOPT-HE-0382 | MIR | EQ-101 | 280961 | 1 | Indoor | Accessories Of Mach HVDC Control & Protection System | 107 | 89 | 132 | 1.257 | 120 | 200 | Stackable 3 tier | 85371098 | SEK | 546215 | MSC MONICA III | India | Ennore | Khalifa port | 2025-06-20 | 2025-07-19 |  | 2025-07-30 | [12 empty] | CASE_LIST | 1 |  | warehouse | DSV Indoor | 2025-07-30 | warehouse | 1 | 1 | -1 | 0 | 0.95 | 3 | 0.95 | HITACHI(HE) |  | 0 | 1 | 1 | 2 | Flow 2: Port → WH → Site | DSV Indoor | HITACHI
5925 | PRL-CS-038-O | HVDC-ADOPT-HE-0382 | MIR | EQ-101 | 280962 | 1 | Indoor | Accessories Of Mach HVDC Control & Protection System | 107 | 89 | 132 | 1.257 | 120 | 200 | Stackable 3 tier | 85371098 | SEK | 546215 | MSC MONICA III | India | Ennore | Khalifa port | 2025-06-20 | 2025-07-19 |  | 2025-07-30 | [12 empty] | CASE_LIST | 1 |  | warehouse | DSV Indoor | 2025-07-30 | warehouse | 1 | 1 | -1 | 0 | 0.95 | 3 | 0.95 | HITACHI(HE) |  | 0 | 1 | 1 | 2 | Flow 2: Port → WH → Site | DSV Indoor | HITACHI
5926 | PRL-CS-038-O | HVDC-ADOPT-HE-0382 | AGI | EQ-101 | 366260 | 1 | Indoor | 1JNL334339 - Station Control and Monitoring 1, SCM 1 | 246.5 | 106.5 | 142 | 3.7278 | 300 | 610 | Stackable 2 tier | 85371098 | SEK | 546215 | MSC MONICA III | India | Ennore | Khalifa port | 2025-06-20 | 2025-07-19 |  | 2025-07-30 | [12 empty] | CASE_LIST | 1 |  | warehouse | DSV Indoor | 2025-07-30 | warehouse | 1 | 1 | -1 | 0 | 2.63 | 2 | 2.63 | HITACHI(HE) |  | 0 | 1 | 1 | 2 | Flow 2: Port → WH → Site | DSV Indoor | HITACHI
5927 | PRL-CS-038-O | HVDC-ADOPT-HE-0382 | AGI | EQ-101 | 366261 | 1 | Indoor | 1JNL333987 - Station Control and Monitoring 2, SCM 2 | 246.5 | 106.5 | 142 | 3.7278 | 300 | 610 | Stackable 2 tier | 85371098 | SEK | 546215 | MSC MONICA III | India | Ennore | Khalifa port | 2025-06-20 | 2025-07-19 |  | 2025-07-30 | [12 empty] | CASE_LIST | 1 |  | warehouse | DSV Indoor | 2025-07-30 | warehouse | 1 | 1 | -1 | 0 | 2.63 | 2 | 2.63 | HITACHI(HE) |  | 0 | 1 | 1 | 2 | Flow 2: Port → WH → Site | DSV Indoor | HITACHI
5928 | PRL-CS-038-O | HVDC-ADOPT-HE-0382 | AGI | EQ-101 | 366262 | 1 | Indoor | 1JNL333988 - Station Control and Monitoring 3, SCM 3 | 246.5 | 106.5 | 142 | 3.7278 | 300 | 610 | Stackable 2 tier | 85371098 | SEK | 546215 | MSC MONICA III | India | Ennore | Khalifa port | 2025-06-20 | 2025-07-19 |  | 2025-07-30 | [12 empty] | CASE_LIST | 1 |  | warehouse | DSV Indoor | 2025-07-30 | warehouse | 1 | 1 | -1 | 0 | 2.63 | 2 | 2.63 | HITACHI(HE) |  | 0 | 1 | 1 | 2 | Flow 2: Port → WH → Site | DSV Indoor | HITACHI
5929 | PRL-CS-038-O | HVDC-ADOPT-HE-0382 | AGI | EQ-101 | 366263 | 1 | Indoor | 1JNL333990 - Station Control SC1A | 246.5 | 106.5 | 102 | 2.6777 | 220 | 500 | Stackable 2 tier | 85371098 | SEK | 546215 | MSC MONICA III | India | Ennore | Khalifa port | 2025-06-20 | 2025-07-19 |  | 2025-07-30 | [12 empty] | CASE_LIST | 1 |  | warehouse | DSV Indoor | 2025-07-30 | warehouse | 1 | 1 | -1 | 0 | 2.63 | 2 | 2.63 | HITACHI(HE) |  | 0 | 1 | 1 | 2 | Flow 2: Port → WH → Site | DSV Indoor | HITACHI
5930 | PRL-CS-038-O | HVDC-ADOPT-HE-0382 | AGI | EQ-101 | 366264 | 1 | Indoor | 1JNL333991 - Station Control SC1B | 246.5 | 106.5 | 102 | 2.6777 | 220 | 500 | Stackable 2 tier | 85371098 | SEK | 546215 | MSC MONICA III | India | Ennore | Khalifa port | 2025-06-20 | 2025-07-19 |  | 2025-07-30 | [12 empty] | CASE_LIST | 1 |  | warehouse | DSV Indoor | 2025-07-30 | warehouse | 1 | 1 | -1 | 0 | 2.63 | 2 | 2.63 | HITACHI(HE) |  | 0 | 1 | 1 | 2 | Flow 2: Port → WH → Site | DSV Indoor | HITACHI
5931 | PRL-CS-038-O | HVDC-ADOPT-HE-0382 | AGI | EQ-101 | 366265 | 1 | Indoor | 1JNL334338 - Pole Control and Protection 1A, PCP1A | 246.5 | 106.5 | 102 | 2.6777 | 220 | 500 | Stackable 2 tier | 85371098 | SEK | 546215 | MSC MONICA III | India | Ennore | Khalifa port | 2025-06-20 | 2025-07-19 |  | 2025-07-30 | [12 empty] | CASE_LIST | 1 |  | warehouse | DSV Indoor | 2025-07-30 | warehouse | 1 | 1 | -1 | 0 | 2.63 | 2 | 2.63 | HITACHI(HE) |  | 0 | 1 | 1 | 2 | Flow 2: Port → WH → Site | DSV Indoor | HITACHI
5932 | PRL-CS-038-O | HVDC-ADOPT-HE-0382 | AGI | EQ-101 | 366266 | 1 | Indoor | 1JNL333920 - Pole Control and Protection 1B, PCP1B | 246.5 | 106.5 | 102 | 2.6777 | 220 | 500 | Stackable 2 tier | 85371098 | SEK | 546215 | MSC MONICA III | India | Ennore | Khalifa port | 2025-06-20 | 2025-07-19 |  | 2025-07-30 | [12 empty] | CASE_LIST | 1 |  | warehouse | DSV Indoor | 2025-07-30 | warehouse | 1 | 1 | -1 | 0 | 2.63 | 2 | 2.63 | HITACHI(HE) |  | 0 | 1 | 1 | 2 | Flow 2: Port → WH → Site | DSV Indoor | HITACHI
5933 | PRL-CS-038-O | HVDC-ADOPT-HE-0382 | AGI | EQ-101 | 366267 | 1 | Indoor | 1JNL333944 - AC Switchyard Interface 11A, ASI 11A | 246.5 | 186.5 | 102 | 4.6892 | 315 | 688 | Stackable 2 tier | 85371098 | SEK | 546215 | MSC MONICA III | India | Ennore | Khalifa port | 2025-06-20 | 2025-07-19 |  | 2025-07-30 | [12 empty] | CASE_LIST | 1 |  | warehouse | DSV Indoor | 2025-07-30 | warehouse | 1 | 1 | -1 | 0 | 4.6 | 2 | 4.6 | HITACHI(HE) |  | 0 | 1 | 1 | 2 | Flow 2: Port → WH → Site | DSV Indoor | HITACHI
5934 | PRL-CS-038-O | HVDC-ADOPT-HE-0382 | AGI | EQ-101 | 366268 | 1 | Indoor | 1JNL333945 - AC Switchyard Interface 11B, ASI 11B | 246.5 | 186.5 | 102 | 4.6892 | 300 | 673 | Stackable 2 tier | 85371098 | SEK | 546215 | MSC MONICA III | India | Ennore | Khalifa port | 2025-06-20 | 2025-07-19 |  | 2025-07-30 | [12 empty] | CASE_LIST | 1 |  | warehouse | DSV Indoor | 2025-07-30 | warehouse | 1 | 1 | -1 | 0 | 4.6 | 2 | 4.6 | HITACHI(HE) |  | 0 | 1 | 1 | 2 | Flow 2: Port → WH → Site | DSV Indoor | HITACHI
5935 | PRL-CS-038-O | HVDC-ADOPT-HE-0382 | AGI | EQ-101 | 366269 | 1 | Indoor | 1JNL334341 - AC Filter Interface 11A, AFI 11A | 246.5 | 186.5 | 102 | 4.6892 | 325 | 698 | Stackable 2 tier | 85371098 | SEK | 546215 | MSC MONICA III | India | Ennore | Khalifa port | 2025-06-20 | 2025-07-19 |  | 2025-07-30 | [12 empty] | CASE_LIST | 1 |  | warehouse | DSV Indoor | 2025-07-30 | warehouse | 1 | 1 | -1 | 0 | 4.6 | 2 | 4.6 | HITACHI(HE) |  | 0 | 1 | 1 | 2 | Flow 2: Port → WH → Site | DSV Indoor | HITACHI
5936 | PRL-CS-038-O | HVDC-ADOPT-HE-0382 | AGI | EQ-101 | 366270 | 1 | Indoor | 1JNL333941 - AC Filter Interface 11B, AFI 11B | 246.5 | 186.5 | 102 | 4.6892 | 325 | 698 | Stackable 2 tier | 85371098 | SEK | 546215 | MSC MONICA III | India | Ennore | Khalifa port | 2025-06-20 | 2025-07-19 |  | 2025-07-30 | [12 empty] | CASE_LIST | 1 |  | warehouse | DSV Indoor | 2025-07-30 | warehouse | 1 | 1 | -1 | 0 | 4.6 | 2 | 4.6 | HITACHI(HE) |  | 0 | 1 | 1 | 2 | Flow 2: Port → WH → Site | DSV Indoor | HITACHI
5937 | PRL-CS-038-O | HVDC-ADOPT-HE-0382 | AGI | EQ-101 | 366271 | 1 | Indoor | 1JNL333950 - Converter Breaker Interface (CBI) 11A | 246.5 | 186.5 | 102 | 4.6892 | 370 | 743 | Stackable 2 tier | 85371098 | SEK | 546215 | MSC MONICA III | India | Ennore | Khalifa port | 2025-06-20 | 2025-07-19 |  | 2025-07-30 | [12 empty] | CASE_LIST | 1 |  | warehouse | DSV Indoor | 2025-07-30 | warehouse | 1 | 1 | -1 | 0 | 4.6 | 2 | 4.6 | HITACHI(HE) |  | 0 | 1 | 1 | 2 | Flow 2: Port → WH → Site | DSV Indoor | HITACHI
5938 | PRL-CS-038-O | HVDC-ADOPT-HE-0382 | AGI | EQ-101 | 366272 | 1 | Indoor | 1JNL333951 - Converter Breaker Interface (CBI) 11B | 246.5 | 186.5 | 102 | 4.6892 | 355 | 728 | Stackable 2 tier | 85371098 | SEK | 546215 | MSC MONICA III | India | Ennore | Khalifa port | 2025-06-20 | 2025-07-19 |  | 2025-07-30 | [12 empty] | CASE_LIST | 1 |  | warehouse | DSV Indoor | 2025-07-30 | warehouse | 1 | 1 | -1 | 0 | 4.6 | 2 | 4.6 | HITACHI(HE) |  | 0 | 1 | 1 | 2 | Flow 2: Port → WH → Site | DSV Indoor | HITACHI
5939 | PRL-CS-038-O | HVDC-ADOPT-HE-0382 | AGI | EQ-101 | 366273 | 1 | Indoor | 1JNL333952 - Converter Breaker Interface (CBI) 12A | 246.5 | 186.5 | 102 | 4.6892 | 355 | 728 | Stackable 2 tier | 85371098 | SEK | 546215 | MSC MONICA III | India | Ennore | Khalifa port | 2025-06-20 | 2025-07-19 |  | 2025-07-30 | [12 empty] | CASE_LIST | 1 |  | warehouse | DSV Indoor | 2025-07-30 | warehouse | 1 | 1 | -1 | 0 | 4.6 | 2 | 4.6 | HITACHI(HE) |  | 0 | 1 | 1 | 2 | Flow 2: Port → WH → Site | DSV Indoor | HITACHI
5940 | PRL-CS-038-O | HVDC-ADOPT-HE-0382 | AGI | EQ-101 | 366274 | 1 | Indoor | 1JNL333953 - Converter Breaker Interface (CBI) 12B | 246.5 | 186.5 | 102 | 4.6892 | 340 | 713 | Stackable 2 tier | 85371098 | SEK | 546215 | MSC MONICA III | India | Ennore | Khalifa port | 2025-06-20 | 2025-07-19 |  | 2025-07-30 | [12 empty] | CASE_LIST | 1 |  | warehouse | DSV Indoor | 2025-07-30 | warehouse | 1 | 1 | -1 | 0 | 4.6 | 2 | 4.6 | HITACHI(HE) |  | 0 | 1 | 1 | 2 | Flow 2: Port → WH → Site | DSV Indoor | HITACHI
5941 | PRL-CS-038-O | HVDC-ADOPT-HE-0382 | AGI | EQ-101 | 366275 | 1 | Indoor | 1JNL333954 - Transformer Switchyard Interface 11A, TSI 11A | 246.5 | 186.5 | 102 | 4.6892 | 295 | 668 | Stackable 2 tier | 85371098 | SEK | 546215 | MSC MONICA III | India | Ennore | Khalifa port | 2025-06-20 | 2025-07-19 |  | 2025-07-30 | [12 empty] | CASE_LIST | 1 |  | warehouse | DSV Indoor | 2025-07-30 | warehouse | 1 | 1 | -1 | 0 | 4.6 | 2 | 4.6 | HITACHI(HE) |  | 0 | 1 | 1 | 2 | Flow 2: Port → WH → Site | DSV Indoor | HITACHI
5942 | PRL-CS-038-O | HVDC-ADOPT-HE-0382 | AGI | EQ-101 | 366276 | 1 | Indoor | 1JNL333955 - Transformer Switchyard Interface 11B, TSI 11B | 246.5 | 186.5 | 102 | 4.6892 | 295 | 668 | Stackable 2 tier | 85371098 | SEK | 546215 | MSC MONICA III | India | Ennore | Khalifa port | 2025-06-20 | 2025-07-19 |  | 2025-07-30 | [12 empty] | CASE_LIST | 1 |  | warehouse | DSV Indoor | 2025-07-30 | warehouse | 1 | 1 | -1 | 0 | 4.6 | 2 | 4.6 | HITACHI(HE) |  | 0 | 1 | 1 | 2 | Flow 2: Port → WH → Site | DSV Indoor | HITACHI
5943 | PRL-CS-038-O | HVDC-ADOPT-HE-0382 | AGI | EQ-101 | 366277 | 1 | Indoor | 1JNL333956 - Transformer Switchyard Interface 12A, TSI 12A | 246.5 | 186.5 | 102 | 4.6892 | 310 | 683 | Stackable 2 tier | 85371098 | SEK | 546215 | MSC MONICA III | India | Ennore | Khalifa port | 2025-06-20 | 2025-07-19 |  | 2025-07-30 | [12 empty] | CASE_LIST | 1 |  | warehouse | DSV Indoor | 2025-07-30 | warehouse | 1 | 1 | -1 | 0 | 4.6 | 2 | 4.6 | HITACHI(HE) |  | 0 | 1 | 1 | 2 | Flow 2: Port → WH → Site | DSV Indoor | HITACHI
5944 | PRL-CS-038-O | HVDC-ADOPT-HE-0382 | AGI | EQ-101 | 366278 | 1 | Indoor | 1JNL333957 - Transformer Switchyard Interface 12B, TSI 12B | 246.5 | 186.5 | 102 | 4.6892 | 310 | 683 | Stackable 2 tier | 85371098 | SEK | 546215 | MSC MONICA III | India | Ennore | Khalifa port | 2025-06-20 | 2025-07-19 |  | 2025-07-30 | [12 empty] | CASE_LIST | 1 |  | warehouse | DSV Indoor | 2025-07-30 | warehouse | 1 | 1 | -1 | 0 | 4.6 | 2 | 4.6 | HITACHI(HE) |  | 0 | 1 | 1 | 2 | Flow 2: Port → WH → Site | DSV Indoor | HITACHI
5945 | PRL-CS-038-O | HVDC-ADOPT-HE-0382 | AGI | EQ-101 | 366279 | 1 | Indoor | 1JNL333958 - Transformer Switchyard Interface 13A, TSI 13A | 246.5 | 186.5 | 102 | 4.6892 | 305 | 678 | Stackable 2 tier | 85371098 | SEK | 546215 | MSC MONICA III | India | Ennore | Khalifa port | 2025-06-20 | 2025-07-19 |  | 2025-07-30 | [12 empty] | CASE_LIST | 1 |  | warehouse | DSV Indoor | 2025-07-30 | warehouse | 1 | 1 | -1 | 0 | 4.6 | 2 | 4.6 | HITACHI(HE) |  | 0 | 1 | 1 | 2 | Flow 2: Port → WH → Site | DSV Indoor | HITACHI
5946 | PRL-CS-038-O | HVDC-ADOPT-HE-0382 | AGI | EQ-101 | 366280 | 1 | Indoor | 1JNL333959 - Transformer Switchyard Interface 13B, TSI 13B | 246.5 | 186.5 | 102 | 4.6892 | 300 | 673 | Stackable 2 tier | 85371098 | SEK | 546215 | MSC MONICA III | India | Ennore | Khalifa port | 2025-06-20 | 2025-07-19 |  | 2025-07-30 | [12 empty] | CASE_LIST | 1 |  | warehouse | DSV Indoor | 2025-07-30 | warehouse | 1 | 1 | -1 | 0 | 4.6 | 2 | 4.6 | HITACHI(HE) |  | 0 | 1 | 1 | 2 | Flow 2: Port → WH → Site | DSV Indoor | HITACHI
5947 | PRL-CS-038-O | HVDC-ADOPT-HE-0382 | AGI | EQ-101 | 366281 | 1 | Indoor | 1JNL333960 - Transformer Switchyard Interface x4A, TSI x4A | 261 | 228 | 80 | 4.7606 | 700 | 1248 | Stackable 2 tier | 85371098 | SEK | 546215 | MSC MONICA III | India | Ennore | Khalifa port | 2025-06-20 | 2025-07-19 |  | 2025-07-30 | [12 empty] | CASE_LIST | 1 |  | warehouse | DSV Indoor | 2025-07-30 | warehouse | 1 | 1 | -1 | 0 | 5.95 | 2 | 5.95 | HITACHI(HE) |  | 0 | 1 | 1 | 2 | Flow 2: Port → WH → Site | DSV Indoor | HITACHI
5948 | PRL-CS-038-O | HVDC-ADOPT-HE-0382 | AGI | EQ-101 | 366282 | 1 | Indoor | 1JNL333961 - Transformer Switchyard Interface x4B, TSI x4B | 261 | 228 | 80 | 4.7606 | 700 | 1248 | Stackable 2 tier | 85371098 | SEK | 546215 | MSC MONICA III | India | Ennore | Khalifa port | 2025-06-20 | 2025-07-19 |  | 2025-07-30 | [12 empty] | CASE_LIST | 1 |  | warehouse | DSV Indoor | 2025-07-30 | warehouse | 1 | 1 | -1 | 0 | 5.95 | 2 | 5.95 | HITACHI(HE) |  | 0 | 1 | 1 | 2 | Flow 2: Port → WH → Site | DSV Indoor | HITACHI
5949 | PRL-CS-038-O | HVDC-ADOPT-HE-0382 | AGI | EQ-101 | 366283 | 1 | Indoor | 1JNL333962 - Valve Measurement Interface 11A, VMI 11A | 246.5 | 106.5 | 102 | 2.6777 | 165 | 445 | Stackable 2 tier | 85371098 | SEK | 546215 | MSC MONICA III | India | Ennore | Khalifa port | 2025-06-20 | 2025-07-19 |  | 2025-07-30 | [12 empty] | CASE_LIST | 1 |  | warehouse | DSV Indoor | 2025-07-30 | warehouse | 1 | 1 | -1 | 0 | 2.63 | 2 | 2.63 | HITACHI(HE) |  | 0 | 1 | 1 | 2 | Flow 2: Port → WH → Site | DSV Indoor | HITACHI
5950 | PRL-CS-038-O | HVDC-ADOPT-HE-0382 | AGI | EQ-101 | 366284 | 1 | Indoor | 1JNL333963 - Valve Measurement Interface 11B, VMI 11B | 246.5 | 106.5 | 102 | 2.6777 | 170 | 450 | Stackable 2 tier | 85371098 | SEK | 546215 | MSC MONICA III | India | Ennore | Khalifa port | 2025-06-20 | 2025-07-19 |  | 2025-07-30 | [12 empty] | CASE_LIST | 1 |  | warehouse | DSV Indoor | 2025-07-30 | warehouse | 1 | 1 | -1 | 0 | 2.63 | 2 | 2.63 | HITACHI(HE) |  | 0 | 1 | 1 | 2 | Flow 2: Port → WH → Site | DSV Indoor | HITACHI
5951 | PRL-CS-038-O | HVDC-ADOPT-HE-0382 | AGI | EQ-101 | 366285 | 1 | Indoor | 1JNL333964 - DC Switchyard Interface 11A, DSI 11A | 246.5 | 186.5 | 102 | 4.6892 | 285 | 658 | Stackable 2 tier | 85371098 | SEK | 546215 | MSC MONICA III | India | Ennore | Khalifa port | 2025-06-20 | 2025-07-19 |  | 2025-07-30 | [12 empty] | CASE_LIST | 1 |  | warehouse | DSV Indoor | 2025-07-30 | warehouse | 1 | 1 | -1 | 0 | 4.6 | 2 | 4.6 | HITACHI(HE) |  | 0 | 1 | 1 | 2 | Flow 2: Port → WH → Site | DSV Indoor | HITACHI
5952 | PRL-CS-038-O | HVDC-ADOPT-HE-0382 | AGI | EQ-101 | 366286 | 1 | Indoor | 1JNL333965 - DC Switchyard Interface 11B, DSI 11B | 246.5 | 186.5 | 102 | 4.6892 | 285 | 658 | Stackable 2 tier | 85371098 | SEK | 546215 | MSC MONICA III | India | Ennore | Khalifa port | 2025-06-20 | 2025-07-19 |  | 2025-07-30 | [12 empty] | CASE_LIST | 1 |  | warehouse | DSV Indoor | 2025-07-30 | warehouse | 1 | 1 | -1 | 0 | 4.6 | 2 | 4.6 | HITACHI(HE) |  | 0 | 1 | 1 | 2 | Flow 2: Port → WH → Site | DSV Indoor | HITACHI
5953 | PRL-CS-038-O | HVDC-ADOPT-HE-0382 | AGI | EQ-101 | 366287 | 1 | Indoor | 1JNL333966 - DC Switchyard Interface 12A, DSI 12A | 246.5 | 186.5 | 102 | 4.6892 | 330 | 703 | Stackable 2 tier | 85371098 | SEK | 546215 | MSC MONICA III | India | Ennore | Khalifa port | 2025-06-20 | 2025-07-19 |  | 2025-07-30 | [12 empty] | CASE_LIST | 1 |  | warehouse | DSV Indoor | 2025-07-30 | warehouse | 1 | 1 | -1 | 0 | 4.6 | 2 | 4.6 | HITACHI(HE) |  | 0 | 1 | 1 | 2 | Flow 2: Port → WH → Site | DSV Indoor | HITACHI
5954 | PRL-CS-038-O | HVDC-ADOPT-HE-0382 | AGI | EQ-101 | 366288 | 1 | Indoor | 1JNL333967 - DC Switchyard Interface 12B, DSI 12B | 246.5 | 186.5 | 102 | 4.6892 | 330 | 703 | Stackable 2 tier | 85371098 | SEK | 546215 | MSC MONICA III | India | Ennore | Khalifa port | 2025-06-20 | 2025-07-19 |  | 2025-07-30 | [12 empty] | CASE_LIST | 1 |  | warehouse | DSV Indoor | 2025-07-30 | warehouse | 1 | 1 | -1 | 0 | 4.6 | 2 | 4.6 | HITACHI(HE) |  | 0 | 1 | 1 | 2 | Flow 2: Port → WH → Site | DSV Indoor | HITACHI
5955 | PRL-CS-038-O | HVDC-ADOPT-HE-0382 | AGI | EQ-101 | 366289 | 1 | Indoor | 1JNL333943 - Auxiliary Computer 11A, AXC 11A | 246.5 | 106.5 | 102 | 2.6777 | 220 | 500 | Stackable 2 tier | 85371098 | SEK | 546215 | MSC MONICA III | India | Ennore | Khalifa port | 2025-06-20 | 2025-07-19 |  | 2025-07-30 | [12 empty] | CASE_LIST | 1 |  | warehouse | DSV Indoor | 2025-07-30 | warehouse | 1 | 1 | -1 | 0 | 2.63 | 2 | 2.63 | HITACHI(HE) |  | 0 | 1 | 1 | 2 | Flow 2: Port → WH → Site | DSV Indoor | HITACHI
5956 | PRL-CS-038-O | HVDC-ADOPT-HE-0382 | AGI | EQ-101 | 366290 | 1 | Indoor | 1JNL333968 - Auxiliary Computer 11B, AXC 11B | 246.5 | 106.5 | 102 | 2.6777 | 220 | 500 | Stackable 2 tier | 85371098 | SEK | 546215 | MSC MONICA III | India | Ennore | Khalifa port | 2025-06-20 | 2025-07-19 |  | 2025-07-30 | [12 empty] | CASE_LIST | 1 |  | warehouse | DSV Indoor | 2025-07-30 | warehouse | 1 | 1 | -1 | 0 | 2.63 | 2 | 2.63 | HITACHI(HE) |  | 0 | 1 | 1 | 2 | Flow 2: Port → WH → Site | DSV Indoor | HITACHI
5957 | PRL-CS-038-O | HVDC-ADOPT-HE-0382 | AGI | EQ-101 | 366291 | 1 | Indoor | 1JNL333969 - Auxiliary Interface 11A, AXI 11A | 246.5 | 186.5 | 102 | 4.6892 | 350 | 723 | Stackable 2 tier | 85371098 | SEK | 546215 | MSC MONICA III | India | Ennore | Khalifa port | 2025-06-20 | 2025-07-19 |  | 2025-07-30 | [12 empty] | CASE_LIST | 1 |  | warehouse | DSV Indoor | 2025-07-30 | warehouse | 1 | 1 | -1 | 0 | 4.6 | 2 | 4.6 | HITACHI(HE) |  | 0 | 1 | 1 | 2 | Flow 2: Port → WH → Site | DSV Indoor | HITACHI
5958 | PRL-CS-038-O | HVDC-ADOPT-HE-0382 | AGI | EQ-101 | 366292 | 1 | Indoor | 1JNL333970 - Auxiliary Interface 11B, AXI 11B | 246.5 | 186.5 | 102 | 4.6892 | 335 | 708 | Stackable 2 tier | 85371098 | SEK | 546215 | MSC MONICA III | India | Ennore | Khalifa port | 2025-06-20 | 2025-07-19 |  | 2025-07-30 | [12 empty] | CASE_LIST | 1 |  | warehouse | DSV Indoor | 2025-07-30 | warehouse | 1 | 1 | -1 | 0 | 4.6 | 2 | 4.6 | HITACHI(HE) |  | 0 | 1 | 1 | 2 | Flow 2: Port → WH → Site | DSV Indoor | HITACHI
5959 | PRL-CS-038-O | HVDC-ADOPT-HE-0382 | AGI | EQ-101 | 366293 | 1 | Indoor | 1JNL333971 - Auxiliary Interface 12A, AXI 12A | 246.5 | 186.5 | 102 | 4.6892 | 330 | 703 | Stackable 2 tier | 85371098 | SEK | 546215 | MSC MONICA III | India | Ennore | Khalifa port | 2025-06-20 | 2025-07-19 |  | 2025-07-30 | [12 empty] | CASE_LIST | 1 |  | warehouse | DSV Indoor | 2025-07-30 | warehouse | 1 | 1 | -1 | 0 | 4.6 | 2 | 4.6 | HITACHI(HE) |  | 0 | 1 | 1 | 2 | Flow 2: Port → WH → Site | DSV Indoor | HITACHI
5960 | PRL-CS-038-O | HVDC-ADOPT-HE-0382 | AGI | EQ-101 | 366294 | 1 | Indoor | 1JNL333972 - Auxiliary Interface 12B, AXI 12B | 246.5 | 186.5 | 102 | 4.6892 | 330 | 703 | Stackable 2 tier | 85371098 | SEK | 546215 | MSC MONICA III | India | Ennore | Khalifa port | 2025-06-20 | 2025-07-19 |  | 2025-07-30 | [12 empty] | CASE_LIST | 1 |  | warehouse | DSV Indoor | 2025-07-30 | warehouse | 1 | 1 | -1 | 0 | 4.6 | 2 | 4.6 | HITACHI(HE) |  | 0 | 1 | 1 | 2 | Flow 2: Port → WH → Site | DSV Indoor | HITACHI
5961 | PRL-CS-038-O | HVDC-ADOPT-HE-0382 | AGI | EQ-101 | 366295 | 1 | Indoor | 1JNL333973 - Auxiliary Interface 13A, AXI 13A | 246.5 | 186.5 | 102 | 4.6892 | 305 | 678 | Stackable 2 tier | 85371098 | SEK | 546215 | MSC MONICA III | India | Ennore | Khalifa port | 2025-06-20 | 2025-07-19 |  | 2025-07-30 | [12 empty] | CASE_LIST | 1 |  | warehouse | DSV Indoor | 2025-07-30 | warehouse | 1 | 1 | -1 | 0 | 4.6 | 2 | 4.6 | HITACHI(HE) |  | 0 | 1 | 1 | 2 | Flow 2: Port → WH → Site | DSV Indoor | HITACHI
5962 | PRL-CS-038-O | HVDC-ADOPT-HE-0382 | AGI | EQ-101 | 366296 | 1 | Indoor | 1JNL333974 - Auxiliary Interface 13B, AXI 13B | 246.5 | 186.5 | 102 | 4.6892 | 315 | 688 | Stackable 2 tier | 85371098 | SEK | 546215 | MSC MONICA III | India | Ennore | Khalifa port | 2025-06-20 | 2025-07-19 |  | 2025-07-30 | [12 empty] | CASE_LIST | 1 |  | warehouse | DSV Indoor | 2025-07-30 | warehouse | 1 | 1 | -1 | 0 | 4.6 | 2 | 4.6 | HITACHI(HE) |  | 0 | 1 | 1 | 2 | Flow 2: Port → WH → Site | DSV Indoor | HITACHI
5963 | PRL-CS-038-O | HVDC-ADOPT-HE-0382 | AGI | EQ-101 | 366297 | 1 | Indoor | 1JNL334340 - Valve Control 11A, VC 11A | 246.5 | 186.5 | 102 | 4.6892 | 350 | 723 | Stackable 2 tier | 85371098 | SEK | 546215 | MSC MONICA III | India | Ennore | Khalifa port | 2025-06-20 | 2025-07-19 |  | 2025-07-30 | [12 empty] | CASE_LIST | 1 |  | warehouse | DSV Indoor | 2025-07-30 | warehouse | 1 | 1 | -1 | 0 | 4.6 | 2 | 4.6 | HITACHI(HE) |  | 0 | 1 | 1 | 2 | Flow 2: Port → WH → Site | DSV Indoor | HITACHI
5964 | PRL-CS-038-O | HVDC-ADOPT-HE-0382 | AGI | EQ-101 | 366298 | 1 | Indoor | 1JNL333942 - Valve Control 11B, VC 11B | 246.5 | 186.5 | 102 | 4.6892 | 350 | 723 | Stackable 2 tier | 85371098 | SEK | 546215 | MSC MONICA III | India | Ennore | Khalifa port | 2025-06-20 | 2025-07-19 |  | 2025-07-30 | [12 empty] | CASE_LIST | 1 |  | warehouse | DSV Indoor | 2025-07-30 | warehouse | 1 | 1 | -1 | 0 | 4.6 | 2 | 4.6 | HITACHI(HE) |  | 0 | 1 | 1 | 2 | Flow 2: Port → WH → Site | DSV Indoor | HITACHI
5965 | PRL-CS-038-O | HVDC-ADOPT-HE-0382 | AGI | EQ-101 | 366299 | 1 | Indoor | 1JNL333977 - Valve Cooling Interface 11A, VCI 11A | 246.5 | 106.5 | 102 | 2.6777 | 175 | 455 | Stackable 2 tier | 85371098 | SEK | 546215 | MSC MONICA III | India | Ennore | Khalifa port | 2025-06-20 | 2025-07-19 |  | 2025-07-30 | [12 empty] | CASE_LIST | 1 |  | warehouse | DSV Indoor | 2025-07-30 | warehouse | 1 | 1 | -1 | 0 | 2.63 | 2 | 2.63 | HITACHI(HE) |  | 0 | 1 | 1 | 2 | Flow 2: Port → WH → Site | DSV Indoor | HITACHI
5966 | PRL-CS-038-O | HVDC-ADOPT-HE-0382 | AGI | EQ-101 | 366300 | 1 | Indoor | 1JNL333978 - Valve Cooling Interface 11B, VCI 11B | 246.5 | 106.5 | 102 | 2.6777 | 155 | 435 | Stackable 2 tier | 85371098 | SEK | 546215 | MSC MONICA III | India | Ennore | Khalifa port | 2025-06-20 | 2025-07-19 |  | 2025-07-30 | [12 empty] | CASE_LIST | 1 |  | warehouse | DSV Indoor | 2025-07-30 | warehouse | 1 | 1 | -1 | 0 | 2.63 | 2 | 2.63 | HITACHI(HE) |  | 0 | 1 | 1 | 2 | Flow 2: Port → WH → Site | DSV Indoor | HITACHI
5967 | PRL-CS-038-O | HVDC-ADOPT-HE-0382 | AGI | EQ-101 | 366301 | 1 | Indoor | 1JNL333946 - Remote Switchyard Interface 11A, RSI 11A | 246.5 | 186.5 | 102 | 4.6892 | 320 | 693 | Stackable 2 tier | 85371098 | SEK | 546215 | MSC MONICA III | India | Ennore | Khalifa port | 2025-06-20 | 2025-07-19 |  | 2025-07-30 | [12 empty] | CASE_LIST | 1 |  | warehouse | DSV Indoor | 2025-07-30 | warehouse | 1 | 1 | -1 | 0 | 4.6 | 2 | 4.6 | HITACHI(HE) |  | 0 | 1 | 1 | 2 | Flow 2: Port → WH → Site | DSV Indoor | HITACHI
5968 | PRL-CS-038-O | HVDC-ADOPT-HE-0382 | AGI | EQ-101 | 366302 | 1 | Indoor | 1JNL333947 - Remote Switchyard Interface 11B, RSI 11B | 246.5 | 186.5 | 102 | 4.6892 | 310 | 683 | Stackable 2 tier | 85371098 | SEK | 546215 | MSC MONICA III | India | Ennore | Khalifa port | 2025-06-20 | 2025-07-19 |  | 2025-07-30 | [12 empty] | CASE_LIST | 1 |  | warehouse | DSV Indoor | 2025-07-30 | warehouse | 1 | 1 | -1 | 0 | 4.6 | 2 | 4.6 | HITACHI(HE) |  | 0 | 1 | 1 | 2 | Flow 2: Port → WH → Site | DSV Indoor | HITACHI
5969 | PRL-CS-038-O | HVDC-ADOPT-HE-0382 | AGI | EQ-101 | 366303 | 1 | Indoor | 1JNL333948 - Remote Switchyard Interface 12A, RSI 12A | 246.5 | 186.5 | 102 | 4.6892 | 320 | 693 | Stackable 2 tier | 85371098 | SEK | 546215 | MSC MONICA III | India | Ennore | Khalifa port | 2025-06-20 | 2025-07-19 |  | 2025-07-30 | [12 empty] | CASE_LIST | 1 |  | warehouse | DSV Indoor | 2025-07-30 | warehouse | 1 | 1 | -1 | 0 | 4.6 | 2 | 4.6 | HITACHI(HE) |  | 0 | 1 | 1 | 2 | Flow 2: Port → WH → Site | DSV Indoor | HITACHI
5970 | PRL-CS-038-O | HVDC-ADOPT-HE-0382 | AGI | EQ-101 | 366304 | 1 | Indoor | 1JNL333949 - Remote Switchyard Interface 12B, RSI 12B | 246.5 | 186.5 | 102 | 4.6892 | 310 | 683 | Stackable 2 tier | 85371098 | SEK | 546215 | MSC MONICA III | India | Ennore | Khalifa port | 2025-06-20 | 2025-07-19 |  | 2025-07-30 | [12 empty] | CASE_LIST | 1 |  | warehouse | DSV Indoor | 2025-07-30 | warehouse | 1 | 1 | -1 | 0 | 4.6 | 2 | 4.6 | HITACHI(HE) |  | 0 | 1 | 1 | 2 | Flow 2: Port → WH → Site | DSV Indoor | HITACHI
5971 | PRL-CS-038-O | HVDC-ADOPT-HE-0382 | AGI | EQ-101 | 366305 | 1 | Indoor | 1JNL333992 - Pole Control and Protection 2A, PCP2A | 246.5 | 106.5 | 102 | 2.6777 | 220 | 500 | Stackable 2 tier | 85371098 | SEK | 546215 | MSC MONICA III | India | Ennore | Khalifa port | 2025-06-20 | 2025-07-19 |  | 2025-07-30 | [12 empty] | CASE_LIST | 1 |  | warehouse | DSV Indoor | 2025-07-30 | warehouse | 1 | 1 | -1 | 0 | 2.63 | 2 | 2.63 | HITACHI(HE) |  | 0 | 1 | 1 | 2 | Flow 2: Port → WH → Site | DSV Indoor | HITACHI
5972 | PRL-CS-038-O | HVDC-ADOPT-HE-0382 | AGI | EQ-101 | 366306 | 1 | Indoor | 1JNL333993 - Pole Control and Protection 2B, PCP2B | 246.5 | 106.5 | 102 | 2.6777 | 220 | 500 | Stackable 2 tier | 85371098 | SEK | 546215 | MSC MONICA III | India | Ennore | Khalifa port | 2025-06-20 | 2025-07-19 |  | 2025-07-30 | [12 empty] | CASE_LIST | 1 |  | warehouse | DSV Indoor | 2025-07-30 | warehouse | 1 | 1 | -1 | 0 | 2.63 | 2 | 2.63 | HITACHI(HE) |  | 0 | 1 | 1 | 2 | Flow 2: Port → WH → Site | DSV Indoor | HITACHI
5973 | PRL-CS-038-O | HVDC-ADOPT-HE-0382 | AGI | EQ-101 | 366307 | 1 | Indoor | 1JNL334008 - AC Switchyard Interface 21A, ASI 21A | 246.5 | 186.5 | 102 | 4.6892 | 300 | 673 | Stackable 2 tier | 85371098 | SEK | 546215 | MSC MONICA III | India | Ennore | Khalifa port | 2025-06-20 | 2025-07-19 |  | 2025-07-30 | [12 empty] | CASE_LIST | 1 |  | warehouse | DSV Indoor | 2025-07-30 | warehouse | 1 | 1 | -1 | 0 | 4.6 | 2 | 4.6 | HITACHI(HE) |  | 0 | 1 | 1 | 2 | Flow 2: Port → WH → Site | DSV Indoor | HITACHI
5974 | PRL-CS-038-O | HVDC-ADOPT-HE-0382 | AGI | EQ-101 | 366308 | 1 | Indoor | 1JNL334009 - AC Switchyard Interface 21B, ASI 21B | 246.5 | 186.5 | 102 | 4.6892 | 315 | 688 | Stackable 2 tier | 85371098 | SEK | 546215 | MSC MONICA III | India | Ennore | Khalifa port | 2025-06-20 | 2025-07-19 |  | 2025-07-30 | [12 empty] | CASE_LIST | 1 |  | warehouse | DSV Indoor | 2025-07-30 | warehouse | 1 | 1 | -1 | 0 | 4.6 | 2 | 4.6 | HITACHI(HE) |  | 0 | 1 | 1 | 2 | Flow 2: Port → WH → Site | DSV Indoor | HITACHI
5975 | PRL-CS-038-O | HVDC-ADOPT-HE-0382 | AGI | EQ-101 | 366309 | 1 | Indoor | 1JNL334006 - AC Filter Interface 21A, AFI 21A | 246.5 | 186.5 | 102 | 4.6892 | 325 | 698 | Stackable 2 tier | 85371098 | SEK | 546215 | MSC MONICA III | India | Ennore | Khalifa port | 2025-06-20 | 2025-07-19 |  | 2025-07-30 | [12 empty] | CASE_LIST | 1 |  | warehouse | DSV Indoor | 2025-07-30 | warehouse | 1 | 1 | -1 | 0 | 4.6 | 2 | 4.6 | HITACHI(HE) |  | 0 | 1 | 1 | 2 | Flow 2: Port → WH → Site | DSV Indoor | HITACHI
5976 | PRL-CS-038-O | HVDC-ADOPT-HE-0382 | AGI | EQ-101 | 366310 | 1 | Indoor | 1JNL334007 - AC Filter Interface 21B, AFI 21B | 246.5 | 186.5 | 102 | 4.6892 | 325 | 698 | Stackable 2 tier | 85371098 | SEK | 546215 | MSC MONICA III | India | Ennore | Khalifa port | 2025-06-20 | 2025-07-19 |  | 2025-07-30 | [12 empty] | CASE_LIST | 1 |  | warehouse | DSV Indoor | 2025-07-30 | warehouse | 1 | 1 | -1 | 0 | 4.6 | 2 | 4.6 | HITACHI(HE) |  | 0 | 1 | 1 | 2 | Flow 2: Port → WH → Site | DSV Indoor | HITACHI
5977 | PRL-CS-038-O | HVDC-ADOPT-HE-0382 | AGI | EQ-101 | 366311 | 1 | Indoor | 1JNL334002 - Converter Breaker Interface (CBI) 21A | 246.5 | 186.5 | 102 | 4.6892 | 355 | 728 | Stackable 2 tier | 85371098 | SEK | 546215 | MSC MONICA III | India | Ennore | Khalifa port | 2025-06-20 | 2025-07-19 |  | 2025-07-30 | [12 empty] | CASE_LIST | 1 |  | warehouse | DSV Indoor | 2025-07-30 | warehouse | 1 | 1 | -1 | 0 | 4.6 | 2 | 4.6 | HITACHI(HE) |  | 0 | 1 | 1 | 2 | Flow 2: Port → WH → Site | DSV Indoor | HITACHI
5978 | PRL-CS-038-O | HVDC-ADOPT-HE-0382 | AGI | EQ-101 | 366312 | 1 | Indoor | 1JNL334003 - Converter Breaker Interface (CBI) 21B | 246.5 | 186.5 | 102 | 4.6892 | 340 | 713 | Stackable 2 tier | 85371098 | SEK | 546215 | MSC MONICA III | India | Ennore | Khalifa port | 2025-06-20 | 2025-07-19 |  | 2025-07-30 | [12 empty] | CASE_LIST | 1 |  | warehouse | DSV Indoor | 2025-07-30 | warehouse | 1 | 1 | -1 | 0 | 4.6 | 2 | 4.6 | HITACHI(HE) |  | 0 | 1 | 1 | 2 | Flow 2: Port → WH → Site | DSV Indoor | HITACHI
5979 | PRL-CS-038-O | HVDC-ADOPT-HE-0382 | AGI | EQ-101 | 366313 | 1 | Indoor | 1JNL334004 - Converter Breaker Interface (CBI) 22A | 246.5 | 186.5 | 102 | 4.6892 | 355 | 728 | Stackable 2 tier | 85371098 | SEK | 546215 | MSC MONICA III | India | Ennore | Khalifa port | 2025-06-20 | 2025-07-19 |  | 2025-07-30 | [12 empty] | CASE_LIST | 1 |  | warehouse | DSV Indoor | 2025-07-30 | warehouse | 1 | 1 | -1 | 0 | 4.6 | 2 | 4.6 | HITACHI(HE) |  | 0 | 1 | 1 | 2 | Flow 2: Port → WH → Site | DSV Indoor | HITACHI
5980 | PRL-CS-038-O | HVDC-ADOPT-HE-0382 | AGI | EQ-101 | 366314 | 1 | Indoor | 1JNL334005 - Converter Breaker Interface (CBI) 22B | 246.5 | 186.5 | 102 | 4.6892 | 340 | 713 | Stackable 2 tier | 85371098 | SEK | 546215 | MSC MONICA III | India | Ennore | Khalifa port | 2025-06-20 | 2025-07-19 |  | 2025-07-30 | [12 empty] | CASE_LIST | 1 |  | warehouse | DSV Indoor | 2025-07-30 | warehouse | 1 | 1 | -1 | 0 | 4.6 | 2 | 4.6 | HITACHI(HE) |  | 0 | 1 | 1 | 2 | Flow 2: Port → WH → Site | DSV Indoor | HITACHI
5981 | PRL-CS-038-O | HVDC-ADOPT-HE-0382 | AGI | EQ-101 | 366315 | 1 | Indoor | 1JNL334010 - Transformer Switchyard Interface 21A, TSI 21A | 246.5 | 186.5 | 102 | 4.6892 | 290 | 663 | Stackable 2 tier | 85371098 | SEK | 546215 | MSC MONICA III | India | Ennore | Khalifa port | 2025-06-20 | 2025-07-19 |  | 2025-07-30 | [12 empty] | CASE_LIST | 1 |  | warehouse | DSV Indoor | 2025-07-30 | warehouse | 1 | 1 | -1 | 0 | 4.6 | 2 | 4.6 | HITACHI(HE) |  | 0 | 1 | 1 | 2 | Flow 2: Port → WH → Site | DSV Indoor | HITACHI
5982 | PRL-CS-038-O | HVDC-ADOPT-HE-0382 | AGI | EQ-101 | 366316 | 1 | Indoor | 1JNL334011 - Transformer Switchyard Interface 21B, TSI 21B | 246.5 | 186.5 | 102 | 4.6892 | 295 | 668 | Stackable 2 tier | 85371098 | SEK | 546215 | MSC MONICA III | India | Ennore | Khalifa port | 2025-06-20 | 2025-07-19 |  | 2025-07-30 | [12 empty] | CASE_LIST | 1 |  | warehouse | DSV Indoor | 2025-07-30 | warehouse | 1 | 1 | -1 | 0 | 4.6 | 2 | 4.6 | HITACHI(HE) |  | 0 | 1 | 1 | 2 | Flow 2: Port → WH → Site | DSV Indoor | HITACHI
5983 | PRL-CS-038-O | HVDC-ADOPT-HE-0382 | AGI | EQ-101 | 366317 | 1 | Indoor | 1JNL334012 - Transformer Switchyard Interface 22A, TSI 22A | 246.5 | 186.5 | 102 | 4.6892 | 310 | 683 | Stackable 2 tier | 85371098 | SEK | 546215 | MSC MONICA III | India | Ennore | Khalifa port | 2025-06-20 | 2025-07-19 |  | 2025-07-30 | [12 empty] | CASE_LIST | 1 |  | warehouse | DSV Indoor | 2025-07-30 | warehouse | 1 | 1 | -1 | 0 | 4.6 | 2 | 4.6 | HITACHI(HE) |  | 0 | 1 | 1 | 2 | Flow 2: Port → WH → Site | DSV Indoor | HITACHI
5984 | PRL-CS-038-O | HVDC-ADOPT-HE-0382 | AGI | EQ-101 | 366318 | 1 | Indoor | 1JNL334013 - Transformer Switchyard Interface 22B, TSI 22B | 246.5 | 186.5 | 102 | 4.6892 | 315 | 688 | Stackable 2 tier | 85371098 | SEK | 546215 | MSC MONICA III | India | Ennore | Khalifa port | 2025-06-20 | 2025-07-19 |  | 2025-07-30 | [12 empty] | CASE_LIST | 1 |  | warehouse | DSV Indoor | 2025-07-30 | warehouse | 1 | 1 | -1 | 0 | 4.6 | 2 | 4.6 | HITACHI(HE) |  | 0 | 1 | 1 | 2 | Flow 2: Port → WH → Site | DSV Indoor | HITACHI
5985 | PRL-CS-038-O | HVDC-ADOPT-HE-0382 | AGI | EQ-101 | 366319 | 1 | Indoor | 1JNL334014 - Transformer Switchyard Interface 23A, TSI 23A | 246.5 | 186.5 | 102 | 4.6892 | 305 | 678 | Stackable 2 tier | 85371098 | SEK | 546215 | MSC MONICA III | India | Ennore | Khalifa port | 2025-06-20 | 2025-07-19 |  | 2025-07-30 | [12 empty] | CASE_LIST | 1 |  | warehouse | DSV Indoor | 2025-07-30 | warehouse | 1 | 1 | -1 | 0 | 4.6 | 2 | 4.6 | HITACHI(HE) |  | 0 | 1 | 1 | 2 | Flow 2: Port → WH → Site | DSV Indoor | HITACHI
5986 | PRL-CS-038-O | HVDC-ADOPT-HE-0382 | AGI | EQ-101 | 366320 | 1 | Indoor | 1JNL334015 - Transformer Switchyard Interface 23B, TSI 23B | 246.5 | 186.5 | 102 | 4.6892 | 300 | 673 | Stackable 2 tier | 85371098 | SEK | 546215 | MSC MONICA III | India | Ennore | Khalifa port | 2025-06-20 | 2025-07-19 |  | 2025-07-30 | [12 empty] | CASE_LIST | 1 |  | warehouse | DSV Indoor | 2025-07-30 | warehouse | 1 | 1 | -1 | 0 | 4.6 | 2 | 4.6 | HITACHI(HE) |  | 0 | 1 | 1 | 2 | Flow 2: Port → WH → Site | DSV Indoor | HITACHI
5987 | PRL-CS-038-O | HVDC-ADOPT-HE-0382 | AGI | EQ-101 | 366321 | 1 | Indoor | 1JNL334016 - Valve Measurement Interface 21A, VMI 21A | 246.5 | 106.5 | 102 | 2.6777 | 175 | 455 | Stackable 2 tier | 85371098 | SEK | 546215 | MSC MONICA III | India | Ennore | Khalifa port | 2025-06-20 | 2025-07-19 |  | 2025-07-30 | [12 empty] | CASE_LIST | 1 |  | warehouse | DSV Indoor | 2025-07-30 | warehouse | 1 | 1 | -1 | 0 | 2.63 | 2 | 2.63 | HITACHI(HE) |  | 0 | 1 | 1 | 2 | Flow 2: Port → WH → Site | DSV Indoor | HITACHI
5988 | PRL-CS-038-O | HVDC-ADOPT-HE-0382 | AGI | EQ-101 | 366322 | 1 | Indoor | 1JNL334017 - Valve Measurement Interface 21B, VMI 21B | 246.5 | 106.5 | 102 | 2.6777 | 175 | 455 | Stackable 2 tier | 85371098 | SEK | 546215 | MSC MONICA III | India | Ennore | Khalifa port | 2025-06-20 | 2025-07-19 |  | 2025-07-30 | [12 empty] | CASE_LIST | 1 |  | warehouse | DSV Indoor | 2025-07-30 | warehouse | 1 | 1 | -1 | 0 | 2.63 | 2 | 2.63 | HITACHI(HE) |  | 0 | 1 | 1 | 2 | Flow 2: Port → WH → Site | DSV Indoor | HITACHI
5989 | PRL-CS-038-O | HVDC-ADOPT-HE-0382 | AGI | EQ-101 | 366323 | 1 | Indoor | 1JNL334018 - DC Switchyard Interface 21A, DSI 21A | 246.5 | 186.5 | 102 | 4.6892 | 285 | 658 | Stackable 2 tier | 85371098 | SEK | 546215 | MSC MONICA III | India | Ennore | Khalifa port | 2025-06-20 | 2025-07-19 |  | 2025-07-30 | [12 empty] | CASE_LIST | 1 |  | warehouse | DSV Indoor | 2025-07-30 | warehouse | 1 | 1 | -1 | 0 | 4.6 | 2 | 4.6 | HITACHI(HE) |  | 0 | 1 | 1 | 2 | Flow 2: Port → WH → Site | DSV Indoor | HITACHI
5990 | PRL-CS-038-O | HVDC-ADOPT-HE-0382 | AGI | EQ-101 | 366324 | 1 | Indoor | 1JNL334019 - DC Switchyard Interface 21B, DSI 21B | 246.5 | 186.5 | 102 | 4.6892 | 285 | 658 | Stackable 2 tier | 85371098 | SEK | 546215 | MSC MONICA III | India | Ennore | Khalifa port | 2025-06-20 | 2025-07-19 |  | 2025-07-30 | [12 empty] | CASE_LIST | 1 |  | warehouse | DSV Indoor | 2025-07-30 | warehouse | 1 | 1 | -1 | 0 | 4.6 | 2 | 4.6 | HITACHI(HE) |  | 0 | 1 | 1 | 2 | Flow 2: Port → WH → Site | DSV Indoor | HITACHI
5991 | PRL-CS-038-O | HVDC-ADOPT-HE-0382 | AGI | EQ-101 | 366325 | 1 | Indoor | 1JNL334020 - DC Switchyard Interface 22A, DSI 22A | 246.5 | 186.5 | 102 | 4.6892 | 335 | 708 | Stackable 2 tier | 85371098 | SEK | 546215 | MSC MONICA III | India | Ennore | Khalifa port | 2025-06-20 | 2025-07-19 |  | 2025-07-30 | [12 empty] | CASE_LIST | 1 |  | warehouse | DSV Indoor | 2025-07-30 | warehouse | 1 | 1 | -1 | 0 | 4.6 | 2 | 4.6 | HITACHI(HE) |  | 0 | 1 | 1 | 2 | Flow 2: Port → WH → Site | DSV Indoor | HITACHI
5992 | PRL-CS-038-O | HVDC-ADOPT-HE-0382 | AGI | EQ-101 | 366326 | 1 | Indoor | 1JNL334021 - DC Switchyard Interface 22B, DSI 22B | 246.5 | 186.5 | 102 | 4.6892 | 325 | 698 | Stackable 2 tier | 85371098 | SEK | 546215 | MSC MONICA III | India | Ennore | Khalifa port | 2025-06-20 | 2025-07-19 |  | 2025-07-30 | [12 empty] | CASE_LIST | 1 |  | warehouse | DSV Indoor | 2025-07-30 | warehouse | 1 | 1 | -1 | 0 | 4.6 | 2 | 4.6 | HITACHI(HE) |  | 0 | 1 | 1 | 2 | Flow 2: Port → WH → Site | DSV Indoor | HITACHI
5993 | PRL-CS-038-O | HVDC-ADOPT-HE-0382 | AGI | EQ-101 | 366327 | 1 | Indoor | 1JNL333996 - Auxiliary Computer 21A, AXC 21A | 246.5 | 106.5 | 102 | 2.6777 | 220 | 500 | Stackable 2 tier | 85371098 | SEK | 546215 | MSC MONICA III | India | Ennore | Khalifa port | 2025-06-20 | 2025-07-19 |  | 2025-07-30 | [12 empty] | CASE_LIST | 1 |  | warehouse | DSV Indoor | 2025-07-30 | warehouse | 1 | 1 | -1 | 0 | 2.63 | 2 | 2.63 | HITACHI(HE) |  | 0 | 1 | 1 | 2 | Flow 2: Port → WH → Site | DSV Indoor | HITACHI
5994 | PRL-CS-038-O | HVDC-ADOPT-HE-0382 | AGI | EQ-101 | 366328 | 1 | Indoor | 1JNL333997 - Auxiliary Computer 21B, AXC 21B | 246.5 | 106.5 | 102 | 2.6777 | 220 | 500 | Stackable 2 tier | 85371098 | SEK | 546215 | MSC MONICA III | India | Ennore | Khalifa port | 2025-06-20 | 2025-07-19 |  | 2025-07-30 | [12 empty] | CASE_LIST | 1 |  | warehouse | DSV Indoor | 2025-07-30 | warehouse | 1 | 1 | -1 | 0 | 2.63 | 2 | 2.63 | HITACHI(HE) |  | 0 | 1 | 1 | 2 | Flow 2: Port → WH → Site | DSV Indoor | HITACHI
5995 | PRL-CS-038-O | HVDC-ADOPT-HE-0382 | AGI | EQ-101 | 366329 | 1 | Indoor | 1JNL334022 - Auxiliary Interface 21A, AXI 21A | 246.5 | 186.5 | 102 | 4.6892 | 345 | 718 | Stackable 2 tier | 85371098 | SEK | 546215 | MSC MONICA III | India | Ennore | Khalifa port | 2025-06-20 | 2025-07-19 |  | 2025-07-30 | [12 empty] | CASE_LIST | 1 |  | warehouse | DSV Indoor | 2025-07-30 | warehouse | 1 | 1 | -1 | 0 | 4.6 | 2 | 4.6 | HITACHI(HE) |  | 0 | 1 | 1 | 2 | Flow 2: Port → WH → Site | DSV Indoor | HITACHI
5996 | PRL-CS-038-O | HVDC-ADOPT-HE-0382 | AGI | EQ-101 | 366330 | 1 | Indoor | 1JNL334023 - Auxiliary Interface 21B, AXI 21B | 246.5 | 186.5 | 102 | 4.6892 | 330 | 703 | Stackable 2 tier | 85371098 | SEK | 546215 | MSC MONICA III | India | Ennore | Khalifa port | 2025-06-20 | 2025-07-19 |  | 2025-07-30 | [12 empty] | CASE_LIST | 1 |  | warehouse | DSV Indoor | 2025-07-30 | warehouse | 1 | 1 | -1 | 0 | 4.6 | 2 | 4.6 | HITACHI(HE) |  | 0 | 1 | 1 | 2 | Flow 2: Port → WH → Site | DSV Indoor | HITACHI
5997 | PRL-CS-038-O | HVDC-ADOPT-HE-0382 | AGI | EQ-101 | 366331 | 1 | Indoor | 1JNL334024 - Auxiliary Interface 22A, AXI 22A | 246.5 | 186.5 | 102 | 4.6892 | 330 | 703 | Stackable 2 tier | 85371098 | SEK | 546215 | MSC MONICA III | India | Ennore | Khalifa port | 2025-06-20 | 2025-07-19 |  | 2025-07-30 | [12 empty] | CASE_LIST | 1 |  | warehouse | DSV Indoor | 2025-07-30 | warehouse | 1 | 1 | -1 | 0 | 4.6 | 2 | 4.6 | HITACHI(HE) |  | 0 | 1 | 1 | 2 | Flow 2: Port → WH → Site | DSV Indoor | HITACHI
5998 | PRL-CS-038-O | HVDC-ADOPT-HE-0382 | AGI | EQ-101 | 366332 | 1 | Indoor | 1JNL334025 - Auxiliary Interface 22B, AXI 22B | 246.5 | 186.5 | 102 | 4.6892 | 327 | 700 | Stackable 2 tier | 85371098 | SEK | 546215 | MSC MONICA III | India | Ennore | Khalifa port | 2025-06-20 | 2025-07-19 |  | 2025-07-30 | [12 empty] | CASE_LIST | 1 |  | warehouse | DSV Indoor | 2025-07-30 | warehouse | 1 | 1 | -1 | 0 | 4.6 | 2 | 4.6 | HITACHI(HE) |  | 0 | 1 | 1 | 2 | Flow 2: Port → WH → Site | DSV Indoor | HITACHI
5999 | PRL-CS-038-O | HVDC-ADOPT-HE-0382 | AGI | EQ-101 | 366333 | 1 | Indoor | 1JNL334026 - Auxiliary Interface 23A, AXI 23A | 246.5 | 186.5 | 102 | 4.6892 | 305 | 678 | Stackable 2 tier | 85371098 | SEK | 546215 | MSC MONICA III | India | Ennore | Khalifa port | 2025-06-20 | 2025-07-19 |  | 2025-07-30 | [12 empty] | CASE_LIST | 1 |  | warehouse | DSV Indoor | 2025-07-30 | warehouse | 1 | 1 | -1 | 0 | 4.6 | 2 | 4.6 | HITACHI(HE) |  | 0 | 1 | 1 | 2 | Flow 2: Port → WH → Site | DSV Indoor | HITACHI
6000 | PRL-CS-038-O | HVDC-ADOPT-HE-0382 | AGI | EQ-101 | 366334 | 1 | Indoor | 1JNL334027 - Auxiliary Interface 23B, AXI 23B | 246.5 | 186.5 | 102 | 4.6892 | 315 | 688 | Stackable 2 tier | 85371098 | SEK | 546215 | MSC MONICA III | India | Ennore | Khalifa port | 2025-06-20 | 2025-07-19 |  | 2025-07-30 | [12 empty] | CASE_LIST | 1 |  | warehouse | DSV Indoor | 2025-07-30 | warehouse | 1 | 1 | -1 | 0 | 4.6 | 2 | 4.6 | HITACHI(HE) |  | 0 | 1 | 1 | 2 | Flow 2: Port → WH → Site | DSV Indoor | HITACHI
6001 | PRL-CS-038-O | HVDC-ADOPT-HE-0382 | AGI | EQ-101 | 366335 | 1 | Indoor | 1JNL333994 - Valve Control 21A, VC 21A | 246.5 | 186.5 | 102 | 4.6892 | 350 | 723 | Stackable 2 tier | 85371098 | SEK | 546215 | MSC MONICA III | India | Ennore | Khalifa port | 2025-06-20 | 2025-07-19 |  | 2025-07-30 | [12 empty] | CASE_LIST | 1 |  | warehouse | DSV Indoor | 2025-07-30 | warehouse | 1 | 1 | -1 | 0 | 4.6 | 2 | 4.6 | HITACHI(HE) |  | 0 | 1 | 1 | 2 | Flow 2: Port → WH → Site | DSV Indoor | HITACHI
6002 | PRL-CS-038-O | HVDC-ADOPT-HE-0382 | AGI | EQ-101 | 366336 | 1 | Indoor | 1JNL333995 - Valve Control 21B, VC 21B | 246.5 | 186.5 | 102 | 4.6892 | 350 | 723 | Stackable 2 tier | 85371098 | SEK | 546215 | MSC MONICA III | India | Ennore | Khalifa port | 2025-06-20 | 2025-07-19 |  | 2025-07-30 | [12 empty] | CASE_LIST | 1 |  | warehouse | DSV Indoor | 2025-07-30 | warehouse | 1 | 1 | -1 | 0 | 4.6 | 2 | 4.6 | HITACHI(HE) |  | 0 | 1 | 1 | 2 | Flow 2: Port → WH → Site | DSV Indoor | HITACHI
6003 | PRL-CS-038-O | HVDC-ADOPT-HE-0382 | AGI | EQ-101 | 366337 | 1 | Indoor | 1JNL334030 - Valve Cooling Interface 21A, VCI 21A | 246.5 | 106.5 | 102 | 2.6777 | 175 | 455 | Stackable 2 tier | 85371098 | SEK | 546215 | MSC MONICA III | India | Ennore | Khalifa port | 2025-06-20 | 2025-07-19 |  | 2025-07-30 | [12 empty] | CASE_LIST | 1 |  | warehouse | DSV Indoor | 2025-07-30 | warehouse | 1 | 1 | -1 | 0 | 2.63 | 2 | 2.63 | HITACHI(HE) |  | 0 | 1 | 1 | 2 | Flow 2: Port → WH → Site | DSV Indoor | HITACHI
6004 | PRL-CS-038-O | HVDC-ADOPT-HE-0382 | AGI | EQ-101 | 366338 | 1 | Indoor | 1JNL334031 - Valve Cooling Interface 21B, VCI 21B | 246.5 | 106.5 | 102 | 2.6777 | 150 | 430 | Stackable 2 tier | 85371098 | SEK | 546215 | MSC MONICA III | India | Ennore | Khalifa port | 2025-06-20 | 2025-07-19 |  | 2025-07-30 | [12 empty] | CASE_LIST | 1 |  | warehouse | DSV Indoor | 2025-07-30 | warehouse | 1 | 1 | -1 | 0 | 2.63 | 2 | 2.63 | HITACHI(HE) |  | 0 | 1 | 1 | 2 | Flow 2: Port → WH → Site | DSV Indoor | HITACHI
6005 | PRL-CS-038-O | HVDC-ADOPT-HE-0382 | AGI | EQ-101 | 366339 | 1 | Indoor | 1JNL333998 - Remote Switchyard Interface 21A, RSI 21A | 246.5 | 186.5 | 102 | 4.6892 | 310 | 683 | Stackable 2 tier | 85371098 | SEK | 546215 | MSC MONICA III | India | Ennore | Khalifa port | 2025-06-20 | 2025-07-19 |  | 2025-07-30 | [12 empty] | CASE_LIST | 1 |  | warehouse | DSV Indoor | 2025-07-30 | warehouse | 1 | 1 | -1 | 0 | 4.6 | 2 | 4.6 | HITACHI(HE) |  | 0 | 1 | 1 | 2 | Flow 2: Port → WH → Site | DSV Indoor | HITACHI
6006 | PRL-CS-038-O | HVDC-ADOPT-HE-0382 | AGI | EQ-101 | 366340 | 1 | Indoor | 1JNL333999 - Remote Switchyard Interface 21B, RSI 21B | 246.5 | 186.5 | 102 | 4.6892 | 320 | 693 | Stackable 2 tier | 85371098 | SEK | 546215 | MSC MONICA III | India | Ennore | Khalifa port | 2025-06-20 | 2025-07-19 |  | 2025-07-30 | [12 empty] | CASE_LIST | 1 |  | warehouse | DSV Indoor | 2025-07-30 | warehouse | 1 | 1 | -1 | 0 | 4.6 | 2 | 4.6 | HITACHI(HE) |  | 0 | 1 | 1 | 2 | Flow 2: Port → WH → Site | DSV Indoor | HITACHI
6007 | PRL-CS-038-O | HVDC-ADOPT-HE-0382 | AGI | EQ-101 | 366341 | 1 | Indoor | 1JNL334000 - Remote Switchyard Interface 22A, RSI 22A | 246.5 | 186.5 | 102 | 4.6892 | 320 | 693 | Stackable 2 tier | 85371098 | SEK | 546215 | MSC MONICA III | India | Ennore | Khalifa port | 2025-06-20 | 2025-07-19 |  | 2025-07-30 | [12 empty] | CASE_LIST | 1 |  | warehouse | DSV Indoor | 2025-07-30 | warehouse | 1 | 1 | -1 | 0 | 4.6 | 2 | 4.6 | HITACHI(HE) |  | 0 | 1 | 1 | 2 | Flow 2: Port → WH → Site | DSV Indoor | HITACHI
6008 | PRL-CS-038-O | HVDC-ADOPT-HE-0382 | AGI | EQ-101 | 366342 | 1 | Indoor | 1JNL334001 - Remote Switchyard Interface 22B, RSI 22B | 246.5 | 186.5 | 102 | 4.6892 | 310 | 683 | Stackable 2 tier | 85371098 | SEK | 546215 | MSC MONICA III | India | Ennore | Khalifa port | 2025-06-20 | 2025-07-19 |  | 2025-07-30 | [12 empty] | CASE_LIST | 1 |  | warehouse | DSV Indoor | 2025-07-30 | warehouse | 1 | 1 | -1 | 0 | 4.6 | 2 | 4.6 | HITACHI(HE) |  | 0 | 1 | 1 | 2 | Flow 2: Port → WH → Site | DSV Indoor | HITACHI
6009 | PRL-CS-038-O | HVDC-ADOPT-HE-0382 | AGI | EQ-101 | 366343 | 1 | Indoor | 1JNL333989 - Distributed Temperature Sensors, DTS A & B | 246.5 | 106.5 | 102 | 2.6777 | 185 | 465 | Stackable 2 tier | 85371098 | SEK | 546215 | MSC MONICA III | India | Ennore | Khalifa port | 2025-06-20 | 2025-07-19 |  | 2025-07-30 | [12 empty] | CASE_LIST | 1 |  | warehouse | DSV Indoor | 2025-07-30 | warehouse | 1 | 1 | -1 | 0 | 2.63 | 2 | 2.63 | HITACHI(HE) |  | 0 | 1 | 1 | 2 | Flow 2: Port → WH → Site | DSV Indoor | HITACHI
6010 | PRL-CS-038-O | HVDC-ADOPT-HE-0382 | AGI | EQ-101 | 366344 | 1 | Indoor | 1JNL335044 - Auxiliary Interface 1A, AXI 1A | 246.5 | 186.5 | 102 | 4.6892 | 350 | 723 | Stackable 2 tier | 85371098 | SEK | 546215 | MSC MONICA III | India | Ennore | Khalifa port | 2025-06-20 | 2025-07-19 |  | 2025-07-30 | [12 empty] | CASE_LIST | 1 |  | warehouse | DSV Indoor | 2025-07-30 | warehouse | 1 | 1 | -1 | 0 | 4.6 | 2 | 4.6 | HITACHI(HE) |  | 0 | 1 | 1 | 2 | Flow 2: Port → WH → Site | DSV Indoor | HITACHI
6011 | PRL-CS-038-O | HVDC-ADOPT-HE-0382 | AGI | EQ-101 | 366345 | 1 | Indoor | 1JNL335045 - Auxiliary Interface 1A, AXI 1B | 246.5 | 186.5 | 102 | 4.6892 | 335 | 708 | Stackable 2 tier | 85371098 | SEK | 546215 | MSC MONICA III | India | Ennore | Khalifa port | 2025-06-20 | 2025-07-19 |  | 2025-07-30 | [12 empty] | CASE_LIST | 1 |  | warehouse | DSV Indoor | 2025-07-30 | warehouse | 1 | 1 | -1 | 0 | 4.6 | 2 | 4.6 | HITACHI(HE) |  | 0 | 1 | 1 | 2 | Flow 2: Port → WH → Site | DSV Indoor | HITACHI
6012 | PRL-CS-038-O | HVDC-ADOPT-HE-0382 | AGI | EQ-101 | 366346 | 1 | Indoor | Accessories Of Mach HVDC Control & Protection System | 107 | 89 | 132 | 1.257 | 120 | 200 | Stackable 3 tier | 85371098 | SEK | 546215 | MSC MONICA III | India | Ennore | Khalifa port | 2025-06-20 | 2025-07-19 |  | 2025-07-30 | [12 empty] | CASE_LIST | 1 |  | warehouse | DSV Indoor | 2025-07-30 | warehouse | 1 | 1 | -1 | 0 | 0.95 | 3 | 0.95 | HITACHI(HE) |  | 0 | 1 | 1 | 2 | Flow 2: Port → WH → Site | DSV Indoor | HITACHI
6013 | PRL-CS-038-O | HVDC-ADOPT-HE-0382 | AGI | EQ-101 | 366347 | 1 | Indoor | Accessories Of Mach HVDC Control & Protection System | 107 | 89 | 132 | 1.257 | 120 | 200 | Stackable 3 tier | 85371098 | SEK | 546215 | MSC MONICA III | India | Ennore | Khalifa port | 2025-06-20 | 2025-07-19 |  | 2025-07-30 | [12 empty] | CASE_LIST | 1 |  | warehouse | DSV Indoor | 2025-07-30 | warehouse | 1 | 1 | -1 | 0 | 0.95 | 3 | 0.95 | HITACHI(HE) |  | 0 | 1 | 1 | 2 | Flow 2: Port → WH → Site | DSV Indoor | HITACHI
6014 | PRL-CS-038-O | HVDC-ADOPT-HE-0382 | AGI | EQ-101 | 366348 | 1 | Indoor | Accessories Of Mach HVDC Control & Protection System | 107 | 89 | 132 | 1.257 | 120 | 200 | Stackable 3 tier | 85371098 | SEK | 546215 | MSC MONICA III | India | Ennore | Khalifa port | 2025-06-20 | 2025-07-19 |  | 2025-07-30 | [12 empty] | CASE_LIST | 1 |  | warehouse | DSV Indoor | 2025-07-30 | warehouse | 1 | 1 | -1 | 0 | 0.95 | 3 | 0.95 | HITACHI(HE) |  | 0 | 1 | 1 | 2 | Flow 2: Port → WH → Site | DSV Indoor | HITACHI
6015 | PRL-CS-038-O | HVDC-ADOPT-HE-0382 | AGI | EQ-101 | 366349 | 1 | Indoor | Accessories Of Mach HVDC Control & Protection System | 107 | 89 | 132 | 1.257 | 120 | 200 | Stackable 3 tier | 85371098 | SEK | 546215 | MSC MONICA III | India | Ennore | Khalifa port | 2025-06-20 | 2025-07-19 |  | 2025-07-30 | [12 empty] | CASE_LIST | 1 |  | warehouse | DSV Indoor | 2025-07-30 | warehouse | 1 | 1 | -1 | 0 | 0.95 | 3 | 0.95 | HITACHI(HE) |  | 0 | 1 | 1 | 2 | Flow 2: Port → WH → Site | DSV Indoor | HITACHI
5696 | PRL-ZAK-022-O-Spare | HVDC-ADOPT-HE-0381 | AGI | EQ-043 | 366483 | 1 | Outdoor covered | AC Filter arrester, FA1, spare | 86 | 153 | 41 | 0.53948 | 90 | 125 | Stackable 3 tier | 85354000 | SEK | 173565 | MSC GIUSY | BELGIUM | Antwerp | Khalifa port | 2025-06-19 | 2025-07-30 | [14 empty] | CASE_LIST |  |  | Pre Arrival | Pre Arrival |  | Pre Arrival | 0 | 0 | 0 | 0 | 1.32 | 3 | 1.32 | HITACHI(HE) |  | 0 | 0 | 0 | 0 | Flow 0: Pre Arrival | Pre Arrival | HITACHI
5694 | PRL-ZAK-022-O | HVDC-ADOPT-HE-0380 | AGI | EQ-043 | 366409 | 1 | Outdoor covered | AC Filter arrester, FA1 | 151 | 84 | 78 | 0.98935 | 260 | 300 | Stackable 3 tier | 85354000 | SEK | 173565 | MSC GIUSY | BELGIUM | Antwerp | Khalifa port | 2025-06-19 | 2025-07-30 | [14 empty] | CASE_LIST |  |  | Pre Arrival | Pre Arrival |  | Pre Arrival | 0 | 0 | 0 | 0 | 1.27 | 3 | 1.27 | HITACHI(HE) |  | 0 | 0 | 0 | 0 | Flow 0: Pre Arrival | Pre Arrival | HITACHI
5695 | PRL-ZAK-022-O | HVDC-ADOPT-HE-0380 | AGI | EQ-043 | 366410 | 1 | Outdoor covered | AC Filter arrester, FA1 | 153 | 85 | 68 | 0.88434 | 260 | 300 | Stackable 3 tier | 85354000 | SEK | 173565 | MSC GIUSY | BELGIUM | Antwerp | Khalifa port | 2025-06-19 | 2025-07-30 | [14 empty] | CASE_LIST |  |  | Pre Arrival | Pre Arrival |  | Pre Arrival | 0 | 0 | 0 | 0 | 1.3 | 3 | 1.3 | HITACHI(HE) |  | 0 | 0 | 0 | 0 | Flow 0: Pre Arrival | Pre Arrival | HITACHI
5702 | PRL-MIR-041-O-Spare | HVDC-ADOPT-HE-0379 | MIR | EQ-043 | 280882 | 1 | Outdoor covered | AC Filter arrester, FA1, spare | 232 | 31 | 42 | 0.30206 | 50 | 70 | Stackable 3 tier | 85354000 | SEK | 252112.5 | MSC GIUSY | SWEDEN | Gothenburg | Khalifa port | 2025-06-12 | 2025-07-30 | [10 empty] | 2025-08-14 |  |  |  | CASE_LIST |  | 1 | site | MIR | 2025-08-14 | site | 0 | 1 | 1 | 2 | 0.72 | 3 | 0.72 | HITACHI(HE) |  | 1 | 1 | 0 | 1 | Flow 1: Port → Site | MIR | HITACHI
5701 | PRL-MIR-041-O | HVDC-ADOPT-HE-0378 | MIR | EQ-043 | 280881 | 1 | Outdoor covered | AC Filter arrester, FA1 | 189 | 84 | 78 | 1.2383 | 330 | 375 | Stackable 3 tier | 85354000 | SEK | 252112.5 | MSC GIUSY | SWEDEN | Gothenburg | Khalifa port | 2025-06-12 | 2025-07-30 | [10 empty] | 2025-08-14 |  |  |  | CASE_LIST |  | 1 | site | MIR | 2025-08-14 | site | 0 | 1 | 1 | 2 | 1.59 | 3 | 1.59 | HITACHI(HE) |  | 1 | 1 | 0 | 1 | Flow 1: Port → Site | MIR | HITACHI
5845 | PRL-MIR-010-O10 | HVDC-ADOPT-HE-0377 | MIR | EQ-300 | 280039 | 1 | Outdoor covered | EXTERNAL PIPES/SYSTEM COOLERS | 640 | 230 | 120 | 17.664 | 2400 | 3270 | Stackable 1 tier | 84198910 | SEK | 124288.7 | MSC SIXIN | SWEDEN | Gothenburg | Khalifa port | 2025-06-05 | 2025-08-04 | [10 empty] | 2025-08-17 |  |  |  | CASE_LIST |  | 1 | site | MIR | 2025-08-17 | site | 0 | 1 | 1 | 2 | 14.72 | 1 | 14.72 | HITACHI(HE) |  | 1 | 1 | 0 | 1 | Flow 1: Port → Site | MIR | HITACHI
5844 | PRL-DAS-013-O8 | HVDC-ADOPT-HE-0376 | DAS | EQ-300 | 209430 | 1 | Outdoor covered | PIPE SUPPORTS +MATERIAL COOLERS | 225 | 165 | 130 | 4.8262 | 840 | 1090 | Stackable 1 tier | 84198910 | SEK | 82859.1 | MSC SIXIN | SWEDEN | Gothenburg | Khalifa port | 2025-06-05 | 2025-08-04 | [6 empty] | 2025-08-18 | [5 empty] | 2025-08-25 |  | CASE_LIST | 1 | 1 | site | DAS | 2025-08-25 | site | 1 | 2 | 0 | 2 | 3.71 | 1 | 3.71 | HITACHI(HE) |  | 1 | 2 | 1 | 3 | Flow 3: Port → MOSB → Site | DAS | HITACHI
5637 | PRL-SHU-062-A2 Spare | HVDC-ADOPT-HE-0375 | SHU | EQ-056R | 192235 | 1 | Outdoor covered | Non-linear resistor, NBS spare | 122 | 31 | 41 | 0.15506 | 55 | 65 | Stackable 3 tier | 85352900 | SEK | 29295 | EY | Denmark | Copenhagen | Abu Dhabi Airport | 2025-06-08 | 2025-06-08 | [11 empty] | 2025-06-10 |  |  | CASE_LIST |  | 1 | site | SHU | 2025-06-10 | site | 0 | 1 | 1 | 2 | 0.38 | 3 | 0.38 | HITACHI(HE) |  | 1 | 1 | 0 | 1 | Flow 1: Port → Site | SHU | HITACHI
5638 | PRL-SHU-062-A2 Spare | HVDC-ADOPT-HE-0375 | SHU | EQ-056R | 192236 | 1 | Outdoor covered | Non-linear resistor, NBGS spare | 122 | 31 | 41 | 0.15506 | 55 | 65 | Stackable 3 tier | 85352900 | SEK | 30105 | EY | Denmark | Copenhagen | Abu Dhabi Airport | 2025-06-08 | 2025-06-08 | [11 empty] | 2025-06-10 |  |  | CASE_LIST |  | 1 | site | SHU | 2025-06-10 | site | 0 | 1 | 1 | 2 | 0.38 | 3 | 0.38 | HITACHI(HE) |  | 1 | 1 | 0 | 1 | Flow 1: Port → Site | SHU | HITACHI
5839 | PRL-MIR-010-O9 | HVDC-ADOPT-HE-0374 | MIR | EQ-300 | 280019 | 1 | Outdoor covered | External Pipes/System Cooling Room 1/2 | 640 | 230 | 100 | 14.72 | 1430 | 2230 | Stackable 1 tier | 84198910 | SEK | 165718.2 | MSC SIXIN | SWEDEN | Gothenburg | Khalifa port | 2025-06-05 | 2025-08-04 | [10 empty] | 2025-08-17 |  |  |  | CASE_LIST |  | 1 | site | MIR | 2025-08-17 | site | 0 | 1 | 1 | 2 | 14.72 | 1 | 14.72 | HITACHI(HE) |  | 1 | 1 | 0 | 1 | Flow 1: Port → Site | MIR | HITACHI
5840 | PRL-MIR-010-O9 | HVDC-ADOPT-HE-0374 | MIR | EQ-300 | 280020 | 1 | Outdoor covered | External Pipes/System Cooling Room 2/2 | 640 | 230 | 100 | 14.72 | 1050 | 1900 | Stackable 1 tier | 84198910 | SEK | 165718.2 | MSC SIXIN | SWEDEN | Gothenburg | Khalifa port | 2025-06-05 | 2025-08-04 | [10 empty] | 2025-08-17 |  |  |  | CASE_LIST |  | 1 | site | MIR | 2025-08-17 | site | 0 | 1 | 1 | 2 | 14.72 | 1 | 14.72 | HITACHI(HE) |  | 1 | 1 | 0 | 1 | Flow 1: Port → Site | MIR | HITACHI
5841 | PRL-MIR-010-O9 | HVDC-ADOPT-HE-0374 | MIR | EQ-300 | 280025 | 1 | Outdoor covered | External Pipes/System Coolers | 640 | 230 | 120 | 17.664 | 2310 | 3160 | Stackable 1 tier | 84198910 | SEK | 165718.2 | MSC SIXIN | SWEDEN | Gothenburg | Khalifa port | 2025-06-05 | 2025-08-04 | [10 empty] | 2025-08-17 |  |  |  | CASE_LIST |  | 1 | site | MIR | 2025-08-17 | site | 0 | 1 | 1 | 2 | 14.72 | 1 | 14.72 | HITACHI(HE) |  | 1 | 1 | 0 | 1 | Flow 1: Port → Site | MIR | HITACHI
5842 | PRL-MIR-010-O9 | HVDC-ADOPT-HE-0374 | MIR | EQ-300 | 280033 | 1 | Outdoor covered | External Pipes/System Cooling Room 1/2 | 640 | 230 | 100 | 14.72 | 1560 | 2360 | Stackable 1 tier | 84198910 | SEK | 165718.2 | MSC SIXIN | SWEDEN | Gothenburg | Khalifa port | 2025-06-05 | 2025-08-04 | [10 empty] | 2025-08-17 |  |  |  | CASE_LIST |  | 1 | site | MIR | 2025-08-17 | site | 0 | 1 | 1 | 2 | 14.72 | 1 | 14.72 | HITACHI(HE) |  | 1 | 1 | 0 | 1 | Flow 1: Port → Site | MIR | HITACHI
5843 | PRL-MIR-010-O9 | HVDC-ADOPT-HE-0374 | MIR | EQ-300 | 280034 | 1 | Outdoor covered | External Pipes/System Cooling Room 2/2 | 640 | 230 | 100 | 14.72 | 930 | 1740 | Stackable 1 tier | 84198910 | SEK | 165718.2 | MSC SIXIN | SWEDEN | Gothenburg | Khalifa port | 2025-06-05 | 2025-08-04 | [10 empty] | 2025-08-17 |  |  |  | CASE_LIST |  | 1 | site | MIR | 2025-08-17 | site | 0 | 1 | 1 | 2 | 14.72 | 1 | 14.72 | HITACHI(HE) |  | 1 | 1 | 0 | 1 | Flow 1: Port → Site | MIR | HITACHI
5632 | PRL-SHU-062-A1 | HVDC-ADOPT-HE-0373 | SHU | EQ-056R | 192230 | 1 | Outdoor covered | Non-linear resistor, NBS | 122 | 30 | 41 | 0.15006 | 55 | 65 | Stackable 3 tier | 85352900 | SEK | 76923 | EY | Denmark | Copenhagen | Abu Dhabi Airport | 2025-06-08 | 2025-06-08 | [11 empty] | 2025-06-10 |  |  | CASE_LIST |  | 1 | site | SHU | 2025-06-10 | site | 0 | 1 | 1 | 2 | 0.37 | 3 | 0.37 | HITACHI(HE) |  | 1 | 1 | 0 | 1 | Flow 1: Port → Site | SHU | HITACHI
5633 | PRL-SHU-062-A1 | HVDC-ADOPT-HE-0373 | SHU | EQ-056R | 192231 | 1 | Outdoor covered | Non-linear resistor, NBS | 122 | 30 | 41 | 0.15006 | 55 | 65 | Stackable 3 tier | 85352900 | SEK | 76923 | EY | Denmark | Copenhagen | Abu Dhabi Airport | 2025-06-08 | 2025-06-08 | [11 empty] | 2025-06-10 |  |  | CASE_LIST |  | 1 | site | SHU | 2025-06-10 | site | 0 | 1 | 1 | 2 | 0.37 | 3 | 0.37 | HITACHI(HE) |  | 1 | 1 | 0 | 1 | Flow 1: Port → Site | SHU | HITACHI
5634 | PRL-SHU-062-A1 | HVDC-ADOPT-HE-0373 | SHU | EQ-056R | 192232 | 1 | Outdoor covered | Non-linear resistor, GRTS | 84 | 110 | 70 | 0.6468 | 155 | 190 | Stackable 3 tier | 85352900 | SEK | 76923 | EY | Denmark | Copenhagen | Abu Dhabi Airport | 2025-06-08 | 2025-06-08 | [11 empty] | 2025-06-10 |  |  | CASE_LIST |  | 1 | site | SHU | 2025-06-10 | site | 0 | 1 | 1 | 2 | 0.92 | 3 | 0.92 | HITACHI(HE) |  | 1 | 1 | 0 | 1 | Flow 1: Port → Site | SHU | HITACHI
5635 | PRL-SHU-062-A1 | HVDC-ADOPT-HE-0373 | SHU | EQ-056R | 192233 | 1 | Outdoor covered | Non-linear resistor, MRTB | 112 | 86 | 72 | 0.6935 | 160 | 195 | Stackable 3 tier | 85352900 | SEK | 76923 | EY | Denmark | Copenhagen | Abu Dhabi Airport | 2025-06-08 | 2025-06-08 | [11 empty] | 2025-06-10 |  |  | CASE_LIST |  | 1 | site | SHU | 2025-06-10 | site | 0 | 1 | 1 | 2 | 0.96 | 3 | 0.96 | HITACHI(HE) |  | 1 | 1 | 0 | 1 | Flow 1: Port → Site | SHU | HITACHI
5636 | PRL-SHU-062-A1 | HVDC-ADOPT-HE-0373 | SHU | EQ-056R | 192234 | 1 | Outdoor covered | Non-linear resistor, NBGS | 122 | 31 | 41 | 0.15506 | 55 | 65 | Stackable 3 tier | 85352900 | SEK | 76923 | EY | Denmark | Copenhagen | Abu Dhabi Airport | 2025-06-08 | 2025-06-08 | [11 empty] | 2025-06-10 |  |  | CASE_LIST |  | 1 | site | SHU | 2025-06-10 | site | 0 | 1 | 1 | 2 | 0.38 | 3 | 0.38 | HITACHI(HE) |  | 1 | 1 | 0 | 1 | Flow 1: Port → Site | SHU | HITACHI
5257 | PRL-SHU-059-A | HVDC-ADOPT-HE-0372 | SHU | EQ-354 | 191831 | 1 | Outdoor covered | Connectors | 115 | 80 | 105 | 0.966 | 611 | 676 | Stackable 3 tier | 85369010 | EUR | 5315.7 | EY | Austria | Vienna | Abu Dhabi Airport | 2025-05-23 | 2025-05-27 | [11 empty] | 2025-05-30 |  |  | CASE_LIST |  | 1 | site | SHU | 2025-05-30 | site | 0 | 1 | 1 | 2 | 0.92 | 3 | 0.92 | HITACHI(HE) |  | 1 | 1 | 0 | 1 | Flow 1: Port → Site | SHU | HITACHI
5258 | PRL-SHU-059-A | HVDC-ADOPT-HE-0372 | SHU | EQ-354 | 191832 | 1 | Outdoor covered | Connectors | 115 | 80 | 105 | 0.966 | 630 | 695 | Stackable 3 tier | 85369010 | EUR | 5315.7 | EY | Austria | Vienna | Abu Dhabi Airport | 2025-05-23 | 2025-05-27 | [11 empty] | 2025-05-30 |  |  | CASE_LIST |  | 1 | site | SHU | 2025-05-30 | site | 0 | 1 | 1 | 2 | 0.92 | 3 | 0.92 | HITACHI(HE) |  | 1 | 1 | 0 | 1 | Flow 1: Port → Site | SHU | HITACHI
5259 | PRL-SHU-059-A | HVDC-ADOPT-HE-0372 | SHU | EQ-354 | 191833 | 1 | Outdoor covered | Connectors | 115 | 80 | 105 | 0.966 | 171 | 236 | Stackable 3 tier | 85369010 | EUR | 5315.7 | EY | Austria | Vienna | Abu Dhabi Airport | 2025-05-23 | 2025-05-27 | [11 empty] | 2025-05-30 |  |  | CASE_LIST |  | 1 | site | SHU | 2025-05-30 | site | 0 | 1 | 1 | 2 | 0.92 | 3 | 0.92 | HITACHI(HE) |  | 1 | 1 | 0 | 1 | Flow 1: Port → Site | SHU | HITACHI
5260 | PRL-SHU-059-A | HVDC-ADOPT-HE-0372 | SHU | EQ-354 | 191834 | 1 | Outdoor covered | Connectors | 115 | 80 | 105 | 0.966 | 171 | 236 | Stackable 3 tier | 85369010 | EUR | 5315.7 | EY | Austria | Vienna | Abu Dhabi Airport | 2025-05-23 | 2025-05-27 | [11 empty] | 2025-05-30 |  |  | CASE_LIST |  | 1 | site | SHU | 2025-05-30 | site | 0 | 1 | 1 | 2 | 0.92 | 3 | 0.92 | HITACHI(HE) |  | 1 | 1 | 0 | 1 | Flow 1: Port → Site | SHU | HITACHI
5261 | PRL-SHU-059-A | HVDC-ADOPT-HE-0372 | SHU | EQ-354 | 191835 | 1 | Outdoor covered | Connectors | 115 | 80 | 105 | 0.966 | 171 | 236 | Stackable 3 tier | 85369010 | EUR | 5315.7 | EY | Austria | Vienna | Abu Dhabi Airport | 2025-05-23 | 2025-05-27 | [11 empty] | 2025-05-30 |  |  | CASE_LIST |  | 1 | site | SHU | 2025-05-30 | site | 0 | 1 | 1 | 2 | 0.92 | 3 | 0.92 | HITACHI(HE) |  | 1 | 1 | 0 | 1 | Flow 1: Port → Site | SHU | HITACHI
5262 | PRL-SHU-059-A | HVDC-ADOPT-HE-0372 | SHU | EQ-354 | 191836 | 1 | Outdoor covered | Connectors | 115 | 80 | 105 | 0.966 | 171 | 236 | Stackable 3 tier | 85369010 | EUR | 5315.7 | EY | Austria | Vienna | Abu Dhabi Airport | 2025-05-23 | 2025-05-27 | [11 empty] | 2025-05-30 |  |  | CASE_LIST |  | 1 | site | SHU | 2025-05-30 | site | 0 | 1 | 1 | 2 | 0.92 | 3 | 0.92 | HITACHI(HE) |  | 1 | 1 | 0 | 1 | Flow 1: Port → Site | SHU | HITACHI
5263 | PRL-SHU-059-A | HVDC-ADOPT-HE-0372 | SHU | EQ-354 | 191837 | 1 | Outdoor covered | Connectors | 115 | 80 | 105 | 0.966 | 171 | 236 | Stackable 3 tier | 85369010 | EUR | 5315.7 | EY | Austria | Vienna | Abu Dhabi Airport | 2025-05-23 | 2025-05-27 | [11 empty] | 2025-05-30 |  |  | CASE_LIST |  | 1 | site | SHU | 2025-05-30 | site | 0 | 1 | 1 | 2 | 0.92 | 3 | 0.92 | HITACHI(HE) |  | 1 | 1 | 0 | 1 | Flow 1: Port → Site | SHU | HITACHI
5264 | PRL-SHU-059-A | HVDC-ADOPT-HE-0372 | SHU | EQ-354 | 191838 | 1 | Outdoor covered | Connectors | 115 | 80 | 105 | 0.966 | 236 | 301 | Stackable 3 tier | 85369010 | EUR | 5315.7 | EY | Austria | Vienna | Abu Dhabi Airport | 2025-05-23 | 2025-05-27 | [11 empty] | 2025-05-30 |  |  | CASE_LIST |  | 1 | site | SHU | 2025-05-30 | site | 0 | 1 | 1 | 2 | 0.92 | 3 | 0.92 | HITACHI(HE) |  | 1 | 1 | 0 | 1 | Flow 1: Port → Site | SHU | HITACHI
5265 | PRL-SHU-059-A | HVDC-ADOPT-HE-0372 | SHU | EQ-354 | 191839 | 1 | Outdoor covered | Connectors | 115 | 80 | 105 | 0.966 | 126 | 191 | Stackable 3 tier | 85369010 | EUR | 5315.7 | EY | Austria | Vienna | Abu Dhabi Airport | 2025-05-23 | 2025-05-27 | [11 empty] | 2025-05-30 |  |  | CASE_LIST |  | 1 | site | SHU | 2025-05-30 | site | 0 | 1 | 1 | 2 | 0.92 | 3 | 0.92 | HITACHI(HE) |  | 1 | 1 | 0 | 1 | Flow 1: Port → Site | SHU | HITACHI
5266 | PRL-SHU-059-A | HVDC-ADOPT-HE-0372 | SHU | EQ-354 | 191840 | 1 | Outdoor covered | Connectors | 80 | 80 | 80 | 0.512 | 202 | 247 | Stackable 3 tier | 85369010 | EUR | 5315.7 | EY | Austria | Vienna | Abu Dhabi Airport | 2025-05-23 | 2025-05-27 | [11 empty] | 2025-05-30 |  |  | CASE_LIST |  | 1 | site | SHU | 2025-05-30 | site | 0 | 1 | 1 | 2 | 0.64 | 3 | 0.64 | HITACHI(HE) |  | 1 | 1 | 0 | 1 | Flow 1: Port → Site | SHU | HITACHI
5247 | PRL-CS-040-A | HVDC-ADOPT-HE-0371 | AGI | EQ-072 | 366521 | 1 | Outdoor covered | Outdoor Current Transformers GSWF 24, 207 | 143 | 60 | 80 | 0.6864 | 249 | 303 | Not stackable | 85043300 | EUR | 9545.6 | EY | Austria | Linz | Abu Dhabi Airport | 2025-05-23 | 2025-05-27 | [6 empty] | 2025-05-30 | [6 empty] | 2025-06-07 | CASE_LIST | 1 | 1 | site | AGI | 2025-06-07 | site | 1 | 2 | 0 | 2 | 0.86 | 0 | 0.86 | HITACHI(HE) |  | 1 | 2 | 1 | 3 | Flow 3: Port → MOSB → Site | AGI | HITACHI
5248 | PRL-CS-040-A | HVDC-ADOPT-HE-0371 | AGI | EQ-072 | 366522 | 1 | Outdoor covered | Outdoor Current Transformers GSWF 24, 207 | 143 | 60 | 80 | 0.6864 | 249 | 300 | Not stackable | 85043300 | EUR | 9545.6 | EY | Austria | Linz | Abu Dhabi Airport | 2025-05-23 | 2025-05-27 | [6 empty] | 2025-05-30 | [6 empty] | 2025-06-07 | CASE_LIST | 1 | 1 | site | AGI | 2025-06-07 | site | 1 | 2 | 0 | 2 | 0.86 | 0 | 0.86 | HITACHI(HE) |  | 1 | 2 | 1 | 3 | Flow 3: Port → MOSB → Site | AGI | HITACHI
5249 | PRL-CS-040-A | HVDC-ADOPT-HE-0371 | AGI | EQ-072 | 366523 | 1 | Outdoor covered | Outdoor Current Transformers GSWF 24, 207 | 143 | 60 | 80 | 0.6864 | 249 | 308 | Not stackable | 85043300 | EUR | 9545.6 | EY | Austria | Linz | Abu Dhabi Airport | 2025-05-23 | 2025-05-27 | [6 empty] | 2025-05-30 | [6 empty] | 2025-06-07 | CASE_LIST | 1 | 1 | site | AGI | 2025-06-07 | site | 1 | 2 | 0 | 2 | 0.86 | 0 | 0.86 | HITACHI(HE) |  | 1 | 2 | 1 | 3 | Flow 3: Port → MOSB → Site | AGI | HITACHI
5250 | PRL-CS-040-A | HVDC-ADOPT-HE-0371 | AGI | EQ-072 | 366524 | 1 | Outdoor covered | Outdoor Current Transformers GSWF 24, 207 | 143 | 60 | 80 | 0.6864 | 249 | 306 | Not stackable | 85043300 | EUR | 9545.6 | EY | Austria | Linz | Abu Dhabi Airport | 2025-05-23 | 2025-05-27 | [6 empty] | 2025-05-30 | [6 empty] | 2025-06-07 | CASE_LIST | 1 | 1 | site | AGI | 2025-06-07 | site | 1 | 2 | 0 | 2 | 0.86 | 0 | 0.86 | HITACHI(HE) |  | 1 | 2 | 1 | 3 | Flow 3: Port → MOSB → Site | AGI | HITACHI
5251 | PRL-CS-040-A | HVDC-ADOPT-HE-0371 | AGI | EQ-072 | 366525 | 1 | Outdoor covered | Outdoor Current Transformers GSWF 24, 207 | 100 | 60 | 80 | 0.48 | 166 | 202 | Not stackable | 85043300 | EUR | 9545.6 | EY | Austria | Linz | Abu Dhabi Airport | 2025-05-23 | 2025-05-27 | [6 empty] | 2025-05-30 | [6 empty] | 2025-06-07 | CASE_LIST | 1 | 1 | site | AGI | 2025-06-07 | site | 1 | 2 | 0 | 2 | 0.6 | 0 | 0.6 | HITACHI(HE) |  | 1 | 2 | 1 | 3 | Flow 3: Port → MOSB → Site | AGI | HITACHI
5252 | PRL-CS-040-A | HVDC-ADOPT-HE-0371 | DAS | EQ-072 | 209424 | 1 | Outdoor covered | Outdoor Current Transformers GSWF 24, 207 | 143 | 60 | 80 | 0.6864 | 249 | 300 | Not stackable | 85043300 | EUR | 9545.6 | EY | Austria | Linz | Abu Dhabi Airport | 2025-05-23 | 2025-05-27 | [6 empty] | 2025-05-30 | [5 empty] | 2025-06-13 |  | CASE_LIST | 1 | 1 | site | DAS | 2025-06-13 | site | 1 | 2 | 0 | 2 | 0.86 | 0 | 0.86 | HITACHI(HE) |  | 1 | 2 | 1 | 3 | Flow 3: Port → MOSB → Site | DAS | HITACHI
5253 | PRL-CS-040-A | HVDC-ADOPT-HE-0371 | DAS | EQ-072 | 209425 | 1 | Outdoor covered | Outdoor Current Transformers GSWF 24, 207 | 143 | 60 | 80 | 0.6864 | 249 | 300 | Not stackable | 85043300 | EUR | 9545.6 | EY | Austria | Linz | Abu Dhabi Airport | 2025-05-23 | 2025-05-27 | [6 empty] | 2025-05-30 | [5 empty] | 2025-06-13 |  | CASE_LIST | 1 | 1 | site | DAS | 2025-06-13 | site | 1 | 2 | 0 | 2 | 0.86 | 0 | 0.86 | HITACHI(HE) |  | 1 | 2 | 1 | 3 | Flow 3: Port → MOSB → Site | DAS | HITACHI
5254 | PRL-CS-040-A | HVDC-ADOPT-HE-0371 | DAS | EQ-072 | 209426 | 1 | Outdoor covered | Outdoor Current Transformers GSWF 24, 207 | 143 | 60 | 80 | 0.6864 | 249 | 309 | Not stackable | 85043300 | EUR | 9545.6 | EY | Austria | Linz | Abu Dhabi Airport | 2025-05-23 | 2025-05-27 | [6 empty] | 2025-05-30 | [5 empty] | 2025-06-13 |  | CASE_LIST | 1 | 1 | site | DAS | 2025-06-13 | site | 1 | 2 | 0 | 2 | 0.86 | 0 | 0.86 | HITACHI(HE) |  | 1 | 2 | 1 | 3 | Flow 3: Port → MOSB → Site | DAS | HITACHI
5255 | PRL-CS-040-A | HVDC-ADOPT-HE-0371 | DAS | EQ-072 | 209427 | 1 | Outdoor covered | Outdoor Current Transformers GSWF 24, 207 | 143 | 60 | 80 | 0.6864 | 249 | 307 | Not stackable | 85043300 | EUR | 9545.6 | EY | Austria | Linz | Abu Dhabi Airport | 2025-05-23 | 2025-05-27 | [6 empty] | 2025-05-30 | [5 empty] | 2025-06-13 |  | CASE_LIST | 1 | 1 | site | DAS | 2025-06-13 | site | 1 | 2 | 0 | 2 | 0.86 | 0 | 0.86 | HITACHI(HE) |  | 1 | 2 | 1 | 3 | Flow 3: Port → MOSB → Site | DAS | HITACHI
5256 | PRL-CS-040-A | HVDC-ADOPT-HE-0371 | DAS | EQ-072 | 209428 | 1 | Outdoor covered | Outdoor Current Transformers GSWF 24, 207 | 100 | 60 | 80 | 0.48 | 166 | 203 | Not stackable | 85043300 | EUR | 9545.6 | EY | Austria | Linz | Abu Dhabi Airport | 2025-05-23 | 2025-05-27 | [6 empty] | 2025-05-30 | [5 empty] | 2025-06-10 |  | CASE_LIST | 1 | 1 | site | DAS | 2025-06-10 | site | 1 | 2 | 0 | 2 | 0.6 | 0 | 0.6 | HITACHI(HE) |  | 1 | 2 | 1 | 3 | Flow 3: Port → MOSB → Site | DAS | HITACHI
5242 | PRL-MIR-040-A | HVDC-ADOPT-HE-0370 | MIR | EQ-072 | 281144 | 1 | Outdoor covered | Outdoor Current Transformers GSWF 24, 207 | 143 | 60 | 80 | 0.6864 | 252 | 309 | Not stackable | 85043300 | EUR | 9564.4 | EY | Austria | Linz | Abu Dhabi Airport | 2025-05-23 | 2025-05-27 | [10 empty] | 2025-05-30 |  |  |  | CASE_LIST |  | 1 | site | MIR | 2025-05-30 | site | 0 | 1 | 1 | 2 | 0.86 | 0 | 0.86 | HITACHI(HE) |  | 1 | 1 | 0 | 1 | Flow 1: Port → Site | MIR | HITACHI
5243 | PRL-MIR-040-A | HVDC-ADOPT-HE-0370 | MIR | EQ-072 | 281145 | 1 | Outdoor covered | Outdoor Current Transformers GSWF 24, 207 | 143 | 60 | 80 | 0.6864 | 252 | 309 | Not stackable | 85043300 | EUR | 9564.4 | EY | Austria | Linz | Abu Dhabi Airport | 2025-05-23 | 2025-05-27 | [10 empty] | 2025-05-30 |  |  |  | CASE_LIST |  | 1 | site | MIR | 2025-05-30 | site | 0 | 1 | 1 | 2 | 0.86 | 0 | 0.86 | HITACHI(HE) |  | 1 | 1 | 0 | 1 | Flow 1: Port → Site | MIR | HITACHI
5244 | PRL-MIR-040-A | HVDC-ADOPT-HE-0370 | MIR | EQ-072 | 281146 | 1 | Outdoor covered | Outdoor Current Transformers GSWF 24, 207 | 143 | 60 | 80 | 0.6864 | 252 | 309 | Not stackable | 85043300 | EUR | 9564.4 | EY | Austria | Linz | Abu Dhabi Airport | 2025-05-23 | 2025-05-27 | [10 empty] | 2025-05-30 |  |  |  | CASE_LIST |  | 1 | site | MIR | 2025-05-30 | site | 0 | 1 | 1 | 2 | 0.86 | 0 | 0.86 | HITACHI(HE) |  | 1 | 1 | 0 | 1 | Flow 1: Port → Site | MIR | HITACHI
5245 | PRL-MIR-040-A | HVDC-ADOPT-HE-0370 | MIR | EQ-072 | 281147 | 1 | Outdoor covered | Outdoor Current Transformers GSWF 24, 207 | 143 | 60 | 80 | 0.6864 | 252 | 307 | Not stackable | 85043300 | EUR | 9564.4 | EY | Austria | Linz | Abu Dhabi Airport | 2025-05-23 | 2025-05-27 | [10 empty] | 2025-05-30 |  |  |  | CASE_LIST |  | 1 | site | MIR | 2025-05-30 | site | 0 | 1 | 1 | 2 | 0.86 | 0 | 0.86 | HITACHI(HE) |  | 1 | 1 | 0 | 1 | Flow 1: Port → Site | MIR | HITACHI
5246 | PRL-MIR-040-A | HVDC-ADOPT-HE-0370 | MIR | EQ-072 | 281148 | 1 | Outdoor covered | Outdoor Current Transformers GSWF 24, 207 | 100 | 60 | 80 | 0.48 | 164 | 203 | Not stackable | 85043300 | EUR | 9564.4 | EY | Austria | Linz | Abu Dhabi Airport | 2025-05-23 | 2025-05-27 | [10 empty] | 2025-05-30 |  |  |  | CASE_LIST |  | 1 | site | MIR | 2025-05-30 | site | 0 | 1 | 1 | 2 | 0.6 | 0 | 0.6 | HITACHI(HE) |  | 1 | 1 | 0 | 1 | Flow 1: Port → Site | MIR | HITACHI
5237 | PRL-SHU-057-A | HVDC-ADOPT-HE-0369 | SHU | EQ-072 | 192488 | 1 | Outdoor covered | Outdoor Current Transformers GSWF 24, 207 | 143 | 60 | 80 | 0.6864 | 252 | 310 | Not stackable | 85043300 | EUR | 9655.4 | EY | Austria | Linz | Abu Dhabi Airport | 2025-05-23 | 2025-05-27 | [11 empty] | 2025-05-30 |  |  | CASE_LIST |  | 1 | site | SHU | 2025-05-30 | site | 0 | 1 | 1 | 2 | 0.86 | 0 | 0.86 | HITACHI(HE) |  | 1 | 1 | 0 | 1 | Flow 1: Port → Site | SHU | HITACHI
5238 | PRL-SHU-057-A | HVDC-ADOPT-HE-0369 | SHU | EQ-072 | 192489 | 1 | Outdoor covered | Outdoor Current Transformers GSWF 24, 207 | 143 | 60 | 80 | 0.6864 | 252 | 310 | Not stackable | 85043300 | EUR | 9655.4 | EY | Austria | Linz | Abu Dhabi Airport | 2025-05-23 | 2025-05-27 | [11 empty] | 2025-05-30 |  |  | CASE_LIST |  | 1 | site | SHU | 2025-05-30 | site | 0 | 1 | 1 | 2 | 0.86 | 0 | 0.86 | HITACHI(HE) |  | 1 | 1 | 0 | 1 | Flow 1: Port → Site | SHU | HITACHI
5239 | PRL-SHU-057-A | HVDC-ADOPT-HE-0369 | SHU | EQ-072 | 192490 | 1 | Outdoor covered | Outdoor Current Transformers GSWF 24, 207 | 143 | 60 | 80 | 0.6864 | 252 | 309 | Not stackable | 85043300 | EUR | 9655.4 | EY | Austria | Linz | Abu Dhabi Airport | 2025-05-23 | 2025-05-27 | [11 empty] | 2025-05-30 |  |  | CASE_LIST |  | 1 | site | SHU | 2025-05-30 | site | 0 | 1 | 1 | 2 | 0.86 | 0 | 0.86 | HITACHI(HE) |  | 1 | 1 | 0 | 1 | Flow 1: Port → Site | SHU | HITACHI
5240 | PRL-SHU-057-A | HVDC-ADOPT-HE-0369 | SHU | EQ-072 | 192491 | 1 | Outdoor covered | Outdoor Current Transformers GSWF 24, 207 | 143 | 60 | 80 | 0.6864 | 252 | 310 | Not stackable | 85043300 | EUR | 9655.4 | EY | Austria | Linz | Abu Dhabi Airport | 2025-05-23 | 2025-05-27 | [11 empty] | 2025-05-30 |  |  | CASE_LIST |  | 1 | site | SHU | 2025-05-30 | site | 0 | 1 | 1 | 2 | 0.86 | 0 | 0.86 | HITACHI(HE) |  | 1 | 1 | 0 | 1 | Flow 1: Port → Site | SHU | HITACHI
5241 | PRL-SHU-057-A | HVDC-ADOPT-HE-0369 | SHU | EQ-072 | 192492 | 1 | Outdoor covered | Outdoor Current Transformers GSWF 24, 207 | 100 | 60 | 80 | 0.48 | 168 | 200 | Not stackable | 85043300 | EUR | 9655.4 | EY | Austria | Linz | Abu Dhabi Airport | 2025-05-23 | 2025-05-27 | [11 empty] | 2025-05-30 |  |  | CASE_LIST |  | 1 | site | SHU | 2025-05-30 | site | 0 | 1 | 1 | 2 | 0.6 | 0 | 0.6 | HITACHI(HE) |  | 1 | 1 | 0 | 1 | Flow 1: Port → Site | SHU | HITACHI
6032 | PRL-SHU-056-A7 | HVDC-ADOPT-HE-0368-7 | SHU | EQ 353 | 192374 | 1 | Outdoor | Transformer area Insulators | 374 | 123 | 99 | 4.5542 | 708 | 915 | Stackable 2 tier | 8546 2000 | EUR | 3676 | CES | China | Shanghai | Abu Dhabi Airport | 2025-05-29 | 2025-06-13 | [11 empty] | 2025-06-17 |  |  | CASE_LIST |  | 1 | site | SHU | 2025-06-17 | site | 0 | 1 | 1 | 2 | 4.6 | 2 | 4.6 | HITACHI(HE) |  | 1 | 1 | 0 | 1 | Flow 1: Port → Site | SHU | HITACHI
6033 | PRL-SHU-056-A7 | HVDC-ADOPT-HE-0368-7 | SHU | EQ 353 | 192375 | 1 | Outdoor | Transformer area Insulators | 374 | 123 | 99 | 4.5542 | 708 | 915 | Stackable 2 tier | 8546 2000 | EUR | 3676 | CES | China | Shanghai | Abu Dhabi Airport | 2025-05-29 | 2025-06-13 | [11 empty] | 2025-06-17 |  |  | CASE_LIST |  | 1 | site | SHU | 2025-06-17 | site | 0 | 1 | 1 | 2 | 4.6 | 2 | 4.6 | HITACHI(HE) |  | 1 | 1 | 0 | 1 | Flow 1: Port → Site | SHU | HITACHI
6034 | PRL-SHU-056-A7 | HVDC-ADOPT-HE-0368-7 | SHU | EQ 353 | 192376 | 1 | Outdoor | Transformer area Insulators | 374 | 123 | 99 | 4.5542 | 708 | 915 | Stackable 2 tier | 8546 2000 | EUR | 3676 | CES | China | Shanghai | Abu Dhabi Airport | 2025-05-29 | 2025-06-13 | [11 empty] | 2025-06-17 |  |  | CASE_LIST |  | 1 | site | SHU | 2025-06-17 | site | 0 | 1 | 1 | 2 | 4.6 | 2 | 4.6 | HITACHI(HE) |  | 1 | 1 | 0 | 1 | Flow 1: Port → Site | SHU | HITACHI
6035 | PRL-SHU-056-A7 | HVDC-ADOPT-HE-0368-7 | SHU | EQ 353 | 192377 | 1 | Outdoor | Transformer area Insulators | 374 | 123 | 99 | 4.5542 | 708 | 915 | Stackable 2 tier | 8546 2000 | EUR | 3676 | CES | China | Shanghai | Abu Dhabi Airport | 2025-05-29 | 2025-06-13 | [11 empty] | 2025-06-17 |  |  | CASE_LIST |  | 1 | site | SHU | 2025-06-17 | site | 0 | 1 | 1 | 2 | 4.6 | 2 | 4.6 | HITACHI(HE) |  | 1 | 1 | 0 | 1 | Flow 1: Port → Site | SHU | HITACHI
6036 | PRL-SHU-056-A7 | HVDC-ADOPT-HE-0368-7 | SHU | EQ 353 | 192378 | 1 | Outdoor | Transformer area Insulators | 374 | 123 | 99 | 4.5542 | 708 | 915 | Stackable 2 tier | 8546 2000 | EUR | 3676 | CES | China | Shanghai | Abu Dhabi Airport | 2025-05-29 | 2025-06-13 | [11 empty] | 2025-06-17 |  |  | CASE_LIST |  | 1 | site | SHU | 2025-06-17 | site | 0 | 1 | 1 | 2 | 4.6 | 2 | 4.6 | HITACHI(HE) |  | 1 | 1 | 0 | 1 | Flow 1: Port → Site | SHU | HITACHI
6037 | PRL-SHU-056-A7 | HVDC-ADOPT-HE-0368-7 | SHU | EQ 353 | 192379 | 1 | Outdoor | Transformer area Insulators | 374 | 123 | 99 | 4.5542 | 708 | 915 | Stackable 2 tier | 8546 2000 | EUR | 3676 | CES | China | Shanghai | Abu Dhabi Airport | 2025-05-29 | 2025-06-13 | [11 empty] | 2025-06-17 |  |  | CASE_LIST |  | 1 | site | SHU | 2025-06-17 | site | 0 | 1 | 1 | 2 | 4.6 | 2 | 4.6 | HITACHI(HE) |  | 1 | 1 | 0 | 1 | Flow 1: Port → Site | SHU | HITACHI
6038 | PRL-SHU-056-A7 | HVDC-ADOPT-HE-0368-7 | SHU | EQ 353 | 192380 | 1 | Outdoor | Transformer area Insulators | 374 | 123 | 99 | 4.5542 | 708 | 915 | Stackable 2 tier | 8546 2000 | EUR | 3676 | CES | China | Shanghai | Abu Dhabi Airport | 2025-05-29 | 2025-06-13 | [11 empty] | 2025-06-17 |  |  | CASE_LIST |  | 1 | site | SHU | 2025-06-17 | site | 0 | 1 | 1 | 2 | 4.6 | 2 | 4.6 | HITACHI(HE) |  | 1 | 1 | 0 | 1 | Flow 1: Port → Site | SHU | HITACHI
6039 | PRL-SHU-056-A7 | HVDC-ADOPT-HE-0368-7 | SHU | EQ 353 | 192381 | 1 | Outdoor | Transformer area Insulators | 374 | 123 | 99 | 4.5542 | 708 | 915 | Stackable 2 tier | 8546 2000 | EUR | 3676 | CES | China | Shanghai | Abu Dhabi Airport | 2025-05-29 | 2025-06-13 | [11 empty] | 2025-06-17 |  |  | CASE_LIST |  | 1 | site | SHU | 2025-06-17 | site | 0 | 1 | 1 | 2 | 4.6 | 2 | 4.6 | HITACHI(HE) |  | 1 | 1 | 0 | 1 | Flow 1: Port → Site | SHU | HITACHI
6040 | PRL-SHU-056-A7 | HVDC-ADOPT-HE-0368-7 | SHU | EQ 353 | 192382 | 1 | Outdoor | Transformer area Insulators | 374 | 123 | 99 | 4.5542 | 708 | 915 | Stackable 2 tier | 8546 2000 | EUR | 3676 | CES | China | Shanghai | Abu Dhabi Airport | 2025-05-29 | 2025-06-13 | [11 empty] | 2025-06-17 |  |  | CASE_LIST |  | 1 | site | SHU | 2025-06-17 | site | 0 | 1 | 1 | 2 | 4.6 | 2 | 4.6 | HITACHI(HE) |  | 1 | 1 | 0 | 1 | Flow 1: Port → Site | SHU | HITACHI
6041 | PRL-SHU-056-A7 | HVDC-ADOPT-HE-0368-7 | SHU | EQ 353 | 192383 | 1 | Outdoor | Transformer area Insulators | 373 | 53 | 61 | 1.2059 | 118 | 214 | Stackable 2 tier | 8546 2000 | EUR | 3676 | CES | China | Shanghai | Abu Dhabi Airport | 2025-05-29 | 2025-06-13 | [11 empty] | 2025-06-17 |  |  | CASE_LIST |  | 1 | site | SHU | 2025-06-17 | site | 0 | 1 | 1 | 2 | 1.98 | 2 | 1.98 | HITACHI(HE) |  | 1 | 1 | 0 | 1 | Flow 1: Port → Site | SHU | HITACHI
6042 | PRL-SHU-056-A7 | HVDC-ADOPT-HE-0368-7 | SHU | EQ 353 | 192384 | 1 | Outdoor | Transformer area Insulators | 373 | 53 | 61 | 1.2059 | 118 | 214 | Stackable 2 tier | 8546 2000 | EUR | 3676 | CES | China | Shanghai | Abu Dhabi Airport | 2025-05-29 | 2025-06-13 | [11 empty] | 2025-06-17 |  |  | CASE_LIST |  | 1 | site | SHU | 2025-06-17 | site | 0 | 1 | 1 | 2 | 1.98 | 2 | 1.98 | HITACHI(HE) |  | 1 | 1 | 0 | 1 | Flow 1: Port → Site | SHU | HITACHI
6043 | PRL-SHU-056-A7 | HVDC-ADOPT-HE-0368-7 | SHU | EQ 353 | 192385 | 1 | Outdoor | Transformer area Insulators | 374 | 120 | 99 | 4.4431 | 112 | 389 | Stackable 2 tier | 8546 2000 | EUR | 3676 | CES | China | Shanghai | Abu Dhabi Airport | 2025-05-29 | 2025-06-13 | [11 empty] | 2025-06-17 |  |  | CASE_LIST |  | 1 | site | SHU | 2025-06-17 | site | 0 | 1 | 1 | 2 | 4.49 | 2 | 4.49 | HITACHI(HE) |  | 1 | 1 | 0 | 1 | Flow 1: Port → Site | SHU | HITACHI
6044 | PRL-SHU-056-A7 | HVDC-ADOPT-HE-0368-7 | SHU | EQ 353 | 192386 | 1 | Outdoor | Transformer area Insulators | 374 | 120 | 99 | 4.4431 | 140 | 367 | Stackable 2 tier | 8546 2000 | EUR | 3676 | CES | China | Shanghai | Abu Dhabi Airport | 2025-05-29 | 2025-06-13 | [11 empty] | 2025-06-17 |  |  | CASE_LIST |  | 1 | site | SHU | 2025-06-17 | site | 0 | 1 | 1 | 2 | 4.49 | 2 | 4.49 | HITACHI(HE) |  | 1 | 1 | 0 | 1 | Flow 1: Port → Site | SHU | HITACHI
6045 | PRL-SHU-056-A7 | HVDC-ADOPT-HE-0368-7 | SHU | EQ 353 | 192387 | 1 | Outdoor | Transformer area Insulators | 374 | 120 | 99 | 4.4431 | 140 | 367 | Stackable 2 tier | 8546 2000 | EUR | 3676 | CES | China | Shanghai | Abu Dhabi Airport | 2025-05-29 | 2025-06-13 | [11 empty] | 2025-06-17 |  |  | CASE_LIST |  | 1 | site | SHU | 2025-06-17 | site | 0 | 1 | 1 | 2 | 4.49 | 2 | 4.49 | HITACHI(HE) |  | 1 | 1 | 0 | 1 | Flow 1: Port → Site | SHU | HITACHI
5210 | PRL-SHU-056-A6 | HVDC-ADOPT-HE-0368-6 | SHU | EQ-353 | 192427 | 1 | Outdoor | Valve Hall DC Side Insulator | 284 | 105 | 82 | 2.4452 | 606 | 641 | Stackable 2 tier | 85462000 | EUR | 2219 | CES237 | CHINA | Shanghai | Abu Dhabi Airport | 2025-05-21 | 2025-05-21 | [11 empty] | 2025-05-27 |  |  | CASE_LIST |  | 1 | site | SHU | 2025-05-27 | site | 0 | 1 | 1 | 2 | 2.98 | 2 | 2.98 | HITACHI(HE) |  | 1 | 1 | 0 | 1 | Flow 1: Port → Site | SHU | HITACHI
5211 | PRL-SHU-056-A6 | HVDC-ADOPT-HE-0368-6 | SHU | EQ-353 | 192428 | 1 | Outdoor | Valve Hall DC Side Insulator | 283 | 44 | 52 | 0.6475 | 101 | 151 | Stackable 2 tier | 85462000 | EUR | 2219 | CES237 | CHINA | Shanghai | Abu Dhabi Airport | 2025-05-21 | 2025-05-21 | [11 empty] | 2025-05-27 |  |  | CASE_LIST |  | 1 | site | SHU | 2025-05-27 | site | 0 | 1 | 1 | 2 | 1.25 | 2 | 1.25 | HITACHI(HE) |  | 1 | 1 | 0 | 1 | Flow 1: Port → Site | SHU | HITACHI
5212 | PRL-SHU-056-A6 | HVDC-ADOPT-HE-0368-6 | SHU | EQ-353 | 192429 | 1 | Outdoor | Valve Hall DC Side Insulator | 85 | 85 | 61 | 0.44072 | 198 | 213 | Stackable 2 tier | 85462000 | EUR | 1503 | CES237 | CHINA | Shanghai | Abu Dhabi Airport | 2025-05-21 | 2025-05-21 | [11 empty] | 2025-05-27 |  |  | CASE_LIST |  | 1 | site | SHU | 2025-05-27 | site | 0 | 1 | 1 | 2 | 0.72 | 2 | 0.72 | HITACHI(HE) |  | 1 | 1 | 0 | 1 | Flow 1: Port → Site | SHU | HITACHI
5213 | PRL-SHU-056-A6 | HVDC-ADOPT-HE-0368-6 | SHU | EQ-353 | 192432 | 1 | Outdoor | DC Neutral Insulator | 85 | 85 | 61 | 0.44072 | 154 | 219 | Stackable 2 tier | 85462000 | EUR | 1280.33 | CES237 | CHINA | Shanghai | Abu Dhabi Airport | 2025-05-21 | 2025-05-21 | [11 empty] | 2025-05-27 |  |  | CASE_LIST |  | 1 | site | SHU | 2025-05-27 | site | 0 | 1 | 1 | 2 | 0.72 | 2 | 0.72 | HITACHI(HE) |  | 1 | 1 | 0 | 1 | Flow 1: Port → Site | SHU | HITACHI
5214 | PRL-SHU-056-A6 | HVDC-ADOPT-HE-0368-6 | SHU | EQ-353 | 192433 | 1 | Outdoor | DC Neutral Insulator | 85 | 85 | 61 | 0.44072 | 176 | 212 | Stackable 2 tier | 85462000 | EUR | 1336 | CES237 | CHINA | Shanghai | Abu Dhabi Airport | 2025-05-21 | 2025-05-21 | [11 empty] | 2025-05-27 |  |  | CASE_LIST |  | 1 | site | SHU | 2025-05-27 | site | 0 | 1 | 1 | 2 | 0.72 | 2 | 0.72 | HITACHI(HE) |  | 1 | 1 | 0 | 1 | Flow 1: Port → Site | SHU | HITACHI
5215 | PRL-SHU-056-A6 | HVDC-ADOPT-HE-0368-6 | SHU | EQ-353 | 192434 | 1 | Outdoor | DC Neutral Insulator | 85 | 85 | 61 | 0.44072 | 176 | 212 | Stackable 2 tier | 85462000 | EUR | 1336 | CES237 | CHINA | Shanghai | Abu Dhabi Airport | 2025-05-21 | 2025-05-21 | [11 empty] | 2025-05-27 |  |  | CASE_LIST |  | 1 | site | SHU | 2025-05-27 | site | 0 | 1 | 1 | 2 | 0.72 | 2 | 0.72 | HITACHI(HE) |  | 1 | 1 | 0 | 1 | Flow 1: Port → Site | SHU | HITACHI
5216 | PRL-SHU-056-A6 | HVDC-ADOPT-HE-0368-6 | SHU | EQ-353 | 192435 | 1 | Outdoor | DC Neutral Insulator | 85 | 85 | 61 | 0.44072 | 176 | 212 | Stackable 2 tier | 85462000 | EUR | 1336 | CES237 | CHINA | Shanghai | Abu Dhabi Airport | 2025-05-21 | 2025-05-21 | [11 empty] | 2025-05-27 |  |  | CASE_LIST |  | 1 | site | SHU | 2025-05-27 | site | 0 | 1 | 1 | 2 | 0.72 | 2 | 0.72 | HITACHI(HE) |  | 1 | 1 | 0 | 1 | Flow 1: Port → Site | SHU | HITACHI
5217 | PRL-SHU-056-A6 | HVDC-ADOPT-HE-0368-6 | SHU | EQ-353 | 192436 | 1 | Outdoor | 309c DC Neutral Insulator | 85 | 85 | 61 | 0.44072 | 154 | 190 | Stackable 2 tier | 85462000 | EUR | 1169 | CES237 | CHINA | Shanghai | Abu Dhabi Airport | 2025-05-21 | 2025-05-21 | [11 empty] | 2025-05-27 |  |  | CASE_LIST |  | 1 | site | SHU | 2025-05-27 | site | 0 | 1 | 1 | 2 | 0.72 | 2 | 0.72 | HITACHI(HE) |  | 1 | 1 | 0 | 1 | Flow 1: Port → Site | SHU | HITACHI
5620 | PRL-SHU-056-A5 | HVDC-ADOPT-HE-0368-5 | SHU | EQ-353 | 192415 | 1 | Outdoor | 308b DC Hall Insulator | 385 | 126 | 95 | 4.6085 | 708 | 897 | Stackable 2 tier | 85462000 | EUR | 2430.91 | CES9912 | CHINA | Shanghai | Abu Dhabi Airport | 2025-06-05 | 2025-06-06 | [11 empty] | 2025-06-11 |  |  | CASE_LIST |  | 1 | site | SHU | 2025-06-11 | site | 0 | 1 | 1 | 2 | 4.85 | 2 | 4.85 | HITACHI(HE) |  | 1 | 1 | 0 | 1 | Flow 1: Port → Site | SHU | HITACHI
5621 | PRL-SHU-056-A5 | HVDC-ADOPT-HE-0368-5 | SHU | EQ-353 | 192416 | 1 | Outdoor | 308b DC Hall Insulator | 385 | 126 | 95 | 4.6085 | 708 | 897 | Stackable 2 tier | 85462000 | EUR | 2430.91 | CES9912 | CHINA | Shanghai | Abu Dhabi Airport | 2025-06-05 | 2025-06-06 | [11 empty] | 2025-06-11 |  |  | CASE_LIST |  | 1 | site | SHU | 2025-06-11 | site | 0 | 1 | 1 | 2 | 4.85 | 2 | 4.85 | HITACHI(HE) |  | 1 | 1 | 0 | 1 | Flow 1: Port → Site | SHU | HITACHI
5622 | PRL-SHU-056-A5 | HVDC-ADOPT-HE-0368-5 | SHU | EQ-353 | 192417 | 1 | Outdoor | 308b DC Hall Insulator | 385 | 126 | 95 | 4.6085 | 708 | 897 | Stackable 2 tier | 85462000 | EUR | 2430.91 | CES9912 | CHINA | Shanghai | Abu Dhabi Airport | 2025-06-05 | 2025-06-06 | [11 empty] | 2025-06-11 |  |  | CASE_LIST |  | 1 | site | SHU | 2025-06-11 | site | 0 | 1 | 1 | 2 | 4.85 | 2 | 4.85 | HITACHI(HE) |  | 1 | 1 | 0 | 1 | Flow 1: Port → Site | SHU | HITACHI
5623 | PRL-SHU-056-A5 | HVDC-ADOPT-HE-0368-5 | SHU | EQ-353 | 192418 | 1 | Outdoor | 308b DC Hall Insulator | 385 | 126 | 95 | 4.6085 | 708 | 897 | Stackable 2 tier | 85462000 | EUR | 2430.91 | CES9912 | CHINA | Shanghai | Abu Dhabi Airport | 2025-06-05 | 2025-06-06 | [11 empty] | 2025-06-11 |  |  | CASE_LIST |  | 1 | site | SHU | 2025-06-11 | site | 0 | 1 | 1 | 2 | 4.85 | 2 | 4.85 | HITACHI(HE) |  | 1 | 1 | 0 | 1 | Flow 1: Port → Site | SHU | HITACHI
5624 | PRL-SHU-056-A5 | HVDC-ADOPT-HE-0368-5 | SHU | EQ-353 | 192419 | 1 | Outdoor | 308b DC Hall Insulator | 385 | 126 | 95 | 4.6085 | 708 | 897 | Stackable 2 tier | 85462000 | EUR | 2430.91 | CES9912 | CHINA | Shanghai | Abu Dhabi Airport | 2025-06-05 | 2025-06-06 | [11 empty] | 2025-06-11 |  |  | CASE_LIST |  | 1 | site | SHU | 2025-06-11 | site | 0 | 1 | 1 | 2 | 4.85 | 2 | 4.85 | HITACHI(HE) |  | 1 | 1 | 0 | 1 | Flow 1: Port → Site | SHU | HITACHI
5625 | PRL-SHU-056-A5 | HVDC-ADOPT-HE-0368-5 | SHU | EQ-353 | 192420 | 1 | Outdoor | 308b DC Hall Insulator | 385 | 50 | 58 | 1.1165 | 118 | 128 | Stackable 2 tier | 85462000 | EUR | 2430.91 | CES9912 | CHINA | Shanghai | Abu Dhabi Airport | 2025-06-05 | 2025-06-06 | [11 empty] | 2025-06-11 |  |  | CASE_LIST |  | 1 | site | SHU | 2025-06-11 | site | 0 | 1 | 1 | 2 | 1.93 | 2 | 1.93 | HITACHI(HE) |  | 1 | 1 | 0 | 1 | Flow 1: Port → Site | SHU | HITACHI
5626 | PRL-SHU-056-A5 | HVDC-ADOPT-HE-0368-5 | SHU | EQ-353 | 192421 | 1 | Outdoor | 308b DC Hall Insulator | 385 | 126 | 95 | 4.6085 | 114 | 403 | Stackable 2 tier | 85462000 | EUR | 2430.91 | CES9912 | CHINA | Shanghai | Abu Dhabi Airport | 2025-06-05 | 2025-06-06 | [11 empty] | 2025-06-11 |  |  | CASE_LIST |  | 1 | site | SHU | 2025-06-11 | site | 0 | 1 | 1 | 2 | 4.85 | 2 | 4.85 | HITACHI(HE) |  | 1 | 1 | 0 | 1 | Flow 1: Port → Site | SHU | HITACHI
5627 | PRL-SHU-056-A5 | HVDC-ADOPT-HE-0368-5 | SHU | EQ-353 | 192422 | 1 | Outdoor | 308b DC Hall Insulator | 385 | 126 | 95 | 4.6085 | 114 | 403 | Stackable 2 tier | 85462000 | EUR | 2430.91 | CES9912 | CHINA | Shanghai | Abu Dhabi Airport | 2025-06-05 | 2025-06-06 | [11 empty] | 2025-06-11 |  |  | CASE_LIST |  | 1 | site | SHU | 2025-06-11 | site | 0 | 1 | 1 | 2 | 4.85 | 2 | 4.85 | HITACHI(HE) |  | 1 | 1 | 0 | 1 | Flow 1: Port → Site | SHU | HITACHI
5628 | PRL-SHU-056-A5 | HVDC-ADOPT-HE-0368-5 | SHU | EQ-353 | 192423 | 1 | Outdoor | 308b DC Hall Insulator | 385 | 126 | 95 | 4.6085 | 114 | 403 | Stackable 2 tier | 85462000 | EUR | 2430.91 | CES9912 | CHINA | Shanghai | Abu Dhabi Airport | 2025-06-05 | 2025-06-06 | [11 empty] | 2025-06-11 |  |  | CASE_LIST |  | 1 | site | SHU | 2025-06-11 | site | 0 | 1 | 1 | 2 | 4.85 | 2 | 4.85 | HITACHI(HE) |  | 1 | 1 | 0 | 1 | Flow 1: Port → Site | SHU | HITACHI
5629 | PRL-SHU-056-A5 | HVDC-ADOPT-HE-0368-5 | SHU | EQ-353 | 192424 | 1 | Outdoor | 308b DC Hall Insulator | 385 | 126 | 95 | 4.6085 | 114 | 403 | Stackable 2 tier | 85462000 | EUR | 2430.91 | CES9912 | CHINA | Shanghai | Abu Dhabi Airport | 2025-06-05 | 2025-06-06 | [11 empty] | 2025-06-11 |  |  | CASE_LIST |  | 1 | site | SHU | 2025-06-11 | site | 0 | 1 | 1 | 2 | 4.85 | 2 | 4.85 | HITACHI(HE) |  | 1 | 1 | 0 | 1 | Flow 1: Port → Site | SHU | HITACHI
5630 | PRL-SHU-056-A5 | HVDC-ADOPT-HE-0368-5 | SHU | EQ-353 | 192425 | 1 | Outdoor | 308b DC Hall Insulator | 385 | 126 | 95 | 4.6085 | 114 | 403 | Stackable 2 tier | 85462000 | EUR | 2430.91 | CES9912 | CHINA | Shanghai | Abu Dhabi Airport | 2025-06-05 | 2025-06-06 | [11 empty] | 2025-06-11 |  |  | CASE_LIST |  | 1 | site | SHU | 2025-06-11 | site | 0 | 1 | 1 | 2 | 4.85 | 2 | 4.85 | HITACHI(HE) |  | 1 | 1 | 0 | 1 | Flow 1: Port → Site | SHU | HITACHI
5631 | PRL-SHU-056-A5 | HVDC-ADOPT-HE-0368-5 | SHU | EQ-353 | 192426 | 1 | Outdoor | 308b DC Hall Insulator | 122 | 122 | 71 | 1.0568 | 19 | 49 | Stackable 2 tier | 85462000 | EUR | 2430.91 | CES9912 | CHINA | Shanghai | Abu Dhabi Airport | 2025-06-05 | 2025-06-06 | [11 empty] | 2025-06-11 |  |  | CASE_LIST |  | 1 | site | SHU | 2025-06-11 | site | 0 | 1 | 1 | 2 | 1.49 | 2 | 1.49 | HITACHI(HE) |  | 1 | 1 | 0 | 1 | Flow 1: Port → Site | SHU | HITACHI
5203 | PRL-SHU-056-A4 | HVDC-ADOPT-HE-0368-4 | SHU | EQ-353 | 192410 | 1 | Outdoor | 305 Valve hall AC-side | 284 | 105 | 82 | 2.4452 | 606 | 687 | Stackable 2 tier | 85462000 | EUR | 1648.4 | CES237 | CHINA | Shanghai | Abu Dhabi Airport | 2025-05-21 | 2025-05-21 | [11 empty] | 2025-05-27 |  |  | CASE_LIST |  | 1 | site | SHU | 2025-05-27 | site | 0 | 1 | 1 | 2 | 2.98 | 2 | 2.98 | HITACHI(HE) |  | 1 | 1 | 0 | 1 | Flow 1: Port → Site | SHU | HITACHI
5204 | PRL-SHU-056-A4 | HVDC-ADOPT-HE-0368-4 | SHU | EQ-353 | 192411 | 1 | Outdoor | 305 Valve hall AC-side | 284 | 105 | 82 | 2.4452 | 606 | 687 | Stackable 2 tier | 85462000 | EUR | 1648.4 | CES237 | CHINA | Shanghai | Abu Dhabi Airport | 2025-05-21 | 2025-05-21 | [11 empty] | 2025-05-27 |  |  | CASE_LIST |  | 1 | site | SHU | 2025-05-27 | site | 0 | 1 | 1 | 2 | 2.98 | 2 | 2.98 | HITACHI(HE) |  | 1 | 1 | 0 | 1 | Flow 1: Port → Site | SHU | HITACHI
5205 | PRL-SHU-056-A4 | HVDC-ADOPT-HE-0368-4 | SHU | EQ-353 | 192412 | 1 | Outdoor | 305 Valve hall AC-side | 283 | 44 | 53 | 0.65996 | 101 | 151 | Stackable 2 tier | 85462000 | EUR | 1648.4 | CES237 | CHINA | Shanghai | Abu Dhabi Airport | 2025-05-21 | 2025-05-21 | [11 empty] | 2025-05-27 |  |  | CASE_LIST |  | 1 | site | SHU | 2025-05-27 | site | 0 | 1 | 1 | 2 | 1.25 | 2 | 1.25 | HITACHI(HE) |  | 1 | 1 | 0 | 1 | Flow 1: Port → Site | SHU | HITACHI
5206 | PRL-SHU-056-A4 | HVDC-ADOPT-HE-0368-4 | SHU | EQ-353 | 192413 | 1 | Outdoor | 305 Valve hall AC-side | 285 | 101 | 83 | 2.3892 | 84 | 219 | Stackable 2 tier | 85462000 | EUR | 1648.4 | CES237 | CHINA | Shanghai | Abu Dhabi Airport | 2025-05-21 | 2025-05-21 | [11 empty] | 2025-05-27 |  |  | CASE_LIST |  | 1 | site | SHU | 2025-05-27 | site | 0 | 1 | 1 | 2 | 2.88 | 2 | 2.88 | HITACHI(HE) |  | 1 | 1 | 0 | 1 | Flow 1: Port → Site | SHU | HITACHI
5207 | PRL-SHU-056-A4 | HVDC-ADOPT-HE-0368-4 | SHU | EQ-353 | 192414 | 1 | Outdoor | 305 Valve hall AC-side | 79 | 79 | 54 | 0.33701 | 7 | 60 | Stackable 2 tier | 85462000 | EUR | 1648.4 | CES237 | CHINA | Shanghai | Abu Dhabi Airport | 2025-05-21 | 2025-05-21 | [11 empty] | 2025-05-27 |  |  | CASE_LIST |  | 1 | site | SHU | 2025-05-27 | site | 0 | 1 | 1 | 2 | 0.62 | 2 | 0.62 | HITACHI(HE) |  | 1 | 1 | 0 | 1 | Flow 1: Port → Site | SHU | HITACHI
5208 | PRL-SHU-056-A4 | HVDC-ADOPT-HE-0368-4 | SHU | EQ-353 | 192430 | 1 | Outdoor | DC Neutral Insulator | 85 | 85 | 61 | 0.44072 | 176 | 221 | Stackable 2 tier | 85462000 | EUR | 1280.33 | CES237 | CHINA | Shanghai | Abu Dhabi Airport | 2025-05-21 | 2025-05-21 | [11 empty] | 2025-05-27 |  |  | CASE_LIST |  | 1 | site | SHU | 2025-05-27 | site | 0 | 1 | 1 | 2 | 0.72 | 2 | 0.72 | HITACHI(HE) |  | 1 | 1 | 0 | 1 | Flow 1: Port → Site | SHU | HITACHI
5209 | PRL-SHU-056-A4 | HVDC-ADOPT-HE-0368-4 | SHU | EQ-353 | 192431 | 1 | Outdoor | DC Neutral Insulator | 85 | 85 | 61 | 0.44072 | 176 | 221 | Stackable 2 tier | 85462000 | EUR | 1280.33 | CES237 | CHINA | Shanghai | Abu Dhabi Airport | 2025-05-21 | 2025-05-21 | [11 empty] | 2025-05-27 |  |  | CASE_LIST |  | 1 | site | SHU | 2025-05-27 | site | 0 | 1 | 1 | 2 | 0.72 | 2 | 0.72 | HITACHI(HE) |  | 1 | 1 | 0 | 1 | Flow 1: Port → Site | SHU | HITACHI
5616 | PRL-SHU-056-A3 | HVDC-ADOPT-HE-0368-3 | SHU | EQ-353 | 192406 | 1 | Outdoor | DC Hall Insulator | 382 | 123 | 58 | 2.7252 | 354 | 512 | Stackable 2 tier | 85321000 | EUR | 2823 | CES9912 | CHINA | Shanghai | Abu Dhabi Airport | 2025-06-05 | 2025-06-06 | [11 empty] | 2025-06-03 |  |  | CASE_LIST |  | 1 | site | SHU | 2025-06-03 | site | 0 | 1 | 1 | 2 | 4.7 | 2 | 4.7 | HITACHI(HE) |  | 1 | 1 | 0 | 1 | Flow 1: Port → Site | SHU | HITACHI
5617 | PRL-SHU-056-A3 | HVDC-ADOPT-HE-0368-3 | SHU | EQ-353 | 192407 | 1 | Outdoor | DC Hall Insulator | 122 | 122 | 71 | 1.0568 | 19 | 79 | Stackable 2 tier | 85321000 | EUR | 2823 | CES9912 | CHINA | Shanghai | Abu Dhabi Airport | 2025-06-05 | 2025-06-06 | [11 empty] | 2025-06-03 |  |  | CASE_LIST |  | 1 | site | SHU | 2025-06-03 | site | 0 | 1 | 1 | 2 | 1.49 | 2 | 1.49 | HITACHI(HE) |  | 1 | 1 | 0 | 1 | Flow 1: Port → Site | SHU | HITACHI
5618 | PRL-SHU-056-A3 | HVDC-ADOPT-HE-0368-3 | SHU | EQ-353 | 192408 | 1 | Outdoor | DC Hall Insulator | 122 | 122 | 71 | 1.0568 | 19 | 79 | Stackable 2 tier | 85321000 | EUR | 2823 | CES9912 | CHINA | Shanghai | Abu Dhabi Airport | 2025-06-05 | 2025-06-06 | [11 empty] | 2025-06-03 |  |  | CASE_LIST |  | 1 | site | SHU | 2025-06-03 | site | 0 | 1 | 1 | 2 | 1.49 | 2 | 1.49 | HITACHI(HE) |  | 1 | 1 | 0 | 1 | Flow 1: Port → Site | SHU | HITACHI
5619 | PRL-SHU-056-A3 | HVDC-ADOPT-HE-0368-3 | SHU | EQ-353 | 192409 | 1 | Outdoor | DC Hall Insulator | 122 | 122 | 71 | 1.0568 | 19 | 79 | Stackable 2 tier | 85321000 | EUR | 2823 | CES9912 | CHINA | Shanghai | Abu Dhabi Airport | 2025-06-05 | 2025-06-06 | [11 empty] | 2025-06-03 |  |  | CASE_LIST |  | 1 | site | SHU | 2025-06-03 | site | 0 | 1 | 1 | 2 | 1.49 | 2 | 1.49 | HITACHI(HE) |  | 1 | 1 | 0 | 1 | Flow 1: Port → Site | SHU | HITACHI
6016 | PRL-SHU-056-A2 | HVDC-ADOPT-HE-0368-2 | SHU | EQ 353 | 192388 | 1 | Outdoor | Post insulators | 274 | 101 | 81 | 2.2416 | 594 | 696 | Stackable 2 tier | 8546 2000 | EUR | 2365.38 | CES | China | Shanghai | Abu Dhabi Airport | 2025-06-10 | 2025-06-10 | [11 empty] | 2025-06-12 |  |  | CASE_LIST |  | 1 | site | SHU | 2025-06-12 | site | 0 | 1 | 1 | 2 | 2.77 | 2 | 2.77 | HITACHI(HE) |  | 1 | 1 | 0 | 1 | Flow 1: Port → Site | SHU | HITACHI
6017 | PRL-SHU-056-A2 | HVDC-ADOPT-HE-0368-2 | SHU | EQ 353 | 192389 | 1 | Outdoor | Reactor Hall Insulator | 274 | 101 | 81 | 2.2416 | 594 | 696 | Stackable 2 tier | 8546 2000 | EUR | 2365.38 | CES | China | Shanghai | Abu Dhabi Airport | 2025-06-10 | 2025-06-10 | [11 empty] | 2025-06-12 |  |  | CASE_LIST |  | 1 | site | SHU | 2025-06-12 | site | 0 | 1 | 1 | 2 | 2.77 | 2 | 2.77 | HITACHI(HE) |  | 1 | 1 | 0 | 1 | Flow 1: Port → Site | SHU | HITACHI
6018 | PRL-SHU-056-A2 | HVDC-ADOPT-HE-0368-2 | SHU | EQ 353 | 192390 | 1 | Outdoor | Reactor Hall Insulator | 274 | 101 | 81 | 2.2416 | 594 | 696 | Stackable 2 tier | 8546 2000 | EUR | 2365.38 | CES | China | Shanghai | Abu Dhabi Airport | 2025-06-10 | 2025-06-10 | [11 empty] | 2025-06-12 |  |  | CASE_LIST |  | 1 | site | SHU | 2025-06-12 | site | 0 | 1 | 1 | 2 | 2.77 | 2 | 2.77 | HITACHI(HE) |  | 1 | 1 | 0 | 1 | Flow 1: Port → Site | SHU | HITACHI
6019 | PRL-SHU-056-A2 | HVDC-ADOPT-HE-0368-2 | SHU | EQ 353 | 192391 | 1 | Outdoor | Reactor Hall Insulator | 274 | 101 | 81 | 2.2416 | 594 | 696 | Stackable 2 tier | 8546 2000 | EUR | 2365.38 | CES | China | Shanghai | Abu Dhabi Airport | 2025-06-10 | 2025-06-10 | [11 empty] | 2025-06-12 |  |  | CASE_LIST |  | 1 | site | SHU | 2025-06-12 | site | 0 | 1 | 1 | 2 | 2.77 | 2 | 2.77 | HITACHI(HE) |  | 1 | 1 | 0 | 1 | Flow 1: Port → Site | SHU | HITACHI
6020 | PRL-SHU-056-A2 | HVDC-ADOPT-HE-0368-2 | SHU | EQ 353 | 192392 | 1 | Outdoor | Reactor Hall Insulator | 274 | 105 | 81 | 2.3304 | 594 | 696 | Stackable 2 tier | 8546 2000 | EUR | 2365.38 | CES | China | Shanghai | Abu Dhabi Airport | 2025-06-10 | 2025-06-10 | [11 empty] | 2025-06-12 |  |  | CASE_LIST |  | 1 | site | SHU | 2025-06-12 | site | 0 | 1 | 1 | 2 | 2.88 | 2 | 2.88 | HITACHI(HE) |  | 1 | 1 | 0 | 1 | Flow 1: Port → Site | SHU | HITACHI
6021 | PRL-SHU-056-A2 | HVDC-ADOPT-HE-0368-2 | SHU | EQ 353 | 192393 | 1 | Outdoor | Reactor Hall Insulator | 274 | 105 | 81 | 2.3304 | 594 | 696 | Stackable 2 tier | 8546 2000 | EUR | 2365.38 | CES | China | Shanghai | Abu Dhabi Airport | 2025-06-10 | 2025-06-10 | [11 empty] | 2025-06-12 |  |  | CASE_LIST |  | 1 | site | SHU | 2025-06-12 | site | 0 | 1 | 1 | 2 | 2.88 | 2 | 2.88 | HITACHI(HE) |  | 1 | 1 | 0 | 1 | Flow 1: Port → Site | SHU | HITACHI
6022 | PRL-SHU-056-A2 | HVDC-ADOPT-HE-0368-2 | SHU | EQ 353 | 192394 | 1 | Outdoor | Reactor Hall Insulator | 274 | 105 | 81 | 2.3304 | 594 | 696 | Stackable 2 tier | 8546 2000 | EUR | 2365.38 | CES | China | Shanghai | Abu Dhabi Airport | 2025-06-10 | 2025-06-10 | [11 empty] | 2025-06-12 |  |  | CASE_LIST |  | 1 | site | SHU | 2025-06-12 | site | 0 | 1 | 1 | 2 | 2.88 | 2 | 2.88 | HITACHI(HE) |  | 1 | 1 | 0 | 1 | Flow 1: Port → Site | SHU | HITACHI
6023 | PRL-SHU-056-A2 | HVDC-ADOPT-HE-0368-2 | SHU | EQ 353 | 192395 | 1 | Outdoor | Reactor Hall Insulator | 274 | 105 | 81 | 2.3304 | 594 | 696 | Stackable 2 tier | 8546 2000 | EUR | 2365.38 | CES | China | Shanghai | Abu Dhabi Airport | 2025-06-10 | 2025-06-10 | [11 empty] | 2025-06-12 |  |  | CASE_LIST |  | 1 | site | SHU | 2025-06-12 | site | 0 | 1 | 1 | 2 | 2.88 | 2 | 2.88 | HITACHI(HE) |  | 1 | 1 | 0 | 1 | Flow 1: Port → Site | SHU | HITACHI
6024 | PRL-SHU-056-A2 | HVDC-ADOPT-HE-0368-2 | SHU | EQ 353 | 192396 | 1 | Outdoor | Reactor Hall Insulator | 274 | 42 | 51 | 0.58691 | 99 | 155 | Stackable 2 tier | 8546 2000 | EUR | 2365.38 | CES | China | Shanghai | Abu Dhabi Airport | 2025-06-10 | 2025-06-10 | [11 empty] | 2025-06-12 |  |  | CASE_LIST |  | 1 | site | SHU | 2025-06-12 | site | 0 | 1 | 1 | 2 | 1.15 | 2 | 1.15 | HITACHI(HE) |  | 1 | 1 | 0 | 1 | Flow 1: Port → Site | SHU | HITACHI
6025 | PRL-SHU-056-A2 | HVDC-ADOPT-HE-0368-2 | SHU | EQ 353 | 192397 | 1 | Outdoor | Reactor Hall Insulator | 274 | 42 | 51 | 0.58691 | 99 | 155 | Stackable 2 tier | 8546 2000 | EUR | 2365.38 | CES | China | Shanghai | Abu Dhabi Airport | 2025-06-10 | 2025-06-10 | [11 empty] | 2025-06-12 |  |  | CASE_LIST |  | 1 | site | SHU | 2025-06-12 | site | 0 | 1 | 1 | 2 | 1.15 | 2 | 1.15 | HITACHI(HE) |  | 1 | 1 | 0 | 1 | Flow 1: Port → Site | SHU | HITACHI
6026 | PRL-SHU-056-A2 | HVDC-ADOPT-HE-0368-2 | SHU | EQ 353 | 192398 | 1 | Outdoor | Reactor Hall Insulator | 375 | 120 | 99 | 4.455 | 140 | 386 | Stackable 2 tier | 8546 2000 | EUR | 2365.38 | CES | China | Shanghai | Abu Dhabi Airport | 2025-06-10 | 2025-06-10 | [11 empty] | 2025-06-12 |  |  | CASE_LIST |  | 1 | site | SHU | 2025-06-12 | site | 0 | 1 | 1 | 2 | 4.5 | 2 | 4.5 | HITACHI(HE) |  | 1 | 1 | 0 | 1 | Flow 1: Port → Site | SHU | HITACHI
6027 | PRL-SHU-056-A2 | HVDC-ADOPT-HE-0368-2 | SHU | EQ 353 | 192399 | 1 | Outdoor | Reactor Hall Insulator | 375 | 120 | 99 | 4.455 | 140 | 386 | Stackable 2 tier | 8546 2000 | EUR | 2365.38 | CES | China | Shanghai | Abu Dhabi Airport | 2025-06-10 | 2025-06-10 | [11 empty] | 2025-06-12 |  |  | CASE_LIST |  | 1 | site | SHU | 2025-06-12 | site | 0 | 1 | 1 | 2 | 4.5 | 2 | 4.5 | HITACHI(HE) |  | 1 | 1 | 0 | 1 | Flow 1: Port → Site | SHU | HITACHI
6028 | PRL-SHU-056-A2 | HVDC-ADOPT-HE-0368-2 | SHU | EQ 353 | 192400 | 1 | Outdoor | Reactor Hall Insulator | 285 | 105 | 89 | 2.6633 | 70 | 254 | Stackable 2 tier | 8546 2000 | EUR | 2365.38 | CES | China | Shanghai | Abu Dhabi Airport | 2025-06-10 | 2025-06-10 | [11 empty] | 2025-06-12 |  |  | CASE_LIST |  | 1 | site | SHU | 2025-06-12 | site | 0 | 1 | 1 | 2 | 2.99 | 2 | 2.99 | HITACHI(HE) |  | 1 | 1 | 0 | 1 | Flow 1: Port → Site | SHU | HITACHI
5195 | PRL-SHU-056-A1 | HVDC-ADOPT-HE-0368-1 | SHU | EQ-353 | 192371 | 1 | Outdoor | Post insulators | 86 | 86 | 107 | 0.79137 | 324 | 350 | Stackable 2 tier | 85462000 | EUR | 2151 | CES237 | CHINA | Shanghai | Abu Dhabi Airport | 2025-05-21 | 2025-05-21 | [11 empty] | 2025-05-27 |  |  | CASE_LIST |  | 1 | site | SHU | 2025-05-27 | site | 0 | 1 | 1 | 2 | 0.74 | 2 | 0.74 | HITACHI(HE) |  | 1 | 1 | 0 | 1 | Flow 1: Port → Site | SHU | HITACHI
5196 | PRL-SHU-056-A1 | HVDC-ADOPT-HE-0368-1 | SHU | EQ-353 | 192372 | 1 | Outdoor | Valve Hall DC Side Insulator | 86 | 86 | 82 | 0.60647 | 270 | 330 | Stackable 2 tier | 85462000 | EUR | 1657.5 | CES237 | CHINA | Shanghai | Abu Dhabi Airport | 2025-05-21 | 2025-05-21 | [11 empty] | 2025-05-27 |  |  | CASE_LIST |  | 1 | site | SHU | 2025-05-27 | site | 0 | 1 | 1 | 2 | 0.74 | 2 | 0.74 | HITACHI(HE) |  | 1 | 1 | 0 | 1 | Flow 1: Port → Site | SHU | HITACHI
5197 | PRL-SHU-056-A1 | HVDC-ADOPT-HE-0368-1 | SHU | EQ-353 | 192373 | 1 | Outdoor | Valve Hall DC Side Insulator | 86 | 86 | 82 | 0.60647 | 240 | 278 | Stackable 2 tier | 85462000 | EUR | 1657.5 | CES237 | CHINA | Shanghai | Abu Dhabi Airport | 2025-05-21 | 2025-05-21 | [11 empty] | 2025-05-27 |  |  | CASE_LIST |  | 1 | site | SHU | 2025-05-27 | site | 0 | 1 | 1 | 2 | 0.74 | 2 | 0.74 | HITACHI(HE) |  | 1 | 1 | 0 | 1 | Flow 1: Port → Site | SHU | HITACHI
5198 | PRL-SHU-056-A1 | HVDC-ADOPT-HE-0368-1 | SHU | EQ-353 | 192401 | 1 | Outdoor | Reactor Hall Insulator | 286 | 106 | 90 | 2.7284 | 606 | 663 | Stackable 2 tier | 85462000 | EUR | 1648.4 | CES237 | CHINA | Shanghai | Abu Dhabi Airport | 2025-05-21 | 2025-05-21 | [11 empty] | 2025-05-27 |  |  | CASE_LIST |  | 1 | site | SHU | 2025-05-27 | site | 0 | 1 | 1 | 2 | 3.03 | 2 | 3.03 | HITACHI(HE) |  | 1 | 1 | 0 | 1 | Flow 1: Port → Site | SHU | HITACHI
5199 | PRL-SHU-056-A1 | HVDC-ADOPT-HE-0368-1 | SHU | EQ-353 | 192402 | 1 | Outdoor | Reactor Hall Insulator | 284 | 103 | 82 | 2.3987 | 606 | 663 | Stackable 2 tier | 85462000 | EUR | 1648.4 | CES237 | CHINA | Shanghai | Abu Dhabi Airport | 2025-05-21 | 2025-05-21 | [11 empty] | 2025-05-27 |  |  | CASE_LIST |  | 1 | site | SHU | 2025-05-27 | site | 0 | 1 | 1 | 2 | 2.93 | 2 | 2.93 | HITACHI(HE) |  | 1 | 1 | 0 | 1 | Flow 1: Port → Site | SHU | HITACHI
5200 | PRL-SHU-056-A1 | HVDC-ADOPT-HE-0368-1 | SHU | EQ-353 | 192403 | 1 | Outdoor | Reactor Hall Insulator | 284 | 45 | 53 | 0.67734 | 101 | 151 | Stackable 2 tier | 85462000 | EUR | 1648.4 | CES237 | CHINA | Shanghai | Abu Dhabi Airport | 2025-05-21 | 2025-05-21 | [11 empty] | 2025-05-27 |  |  | CASE_LIST |  | 1 | site | SHU | 2025-05-27 | site | 0 | 1 | 1 | 2 | 1.28 | 2 | 1.28 | HITACHI(HE) |  | 1 | 1 | 0 | 1 | Flow 1: Port → Site | SHU | HITACHI
5201 | PRL-SHU-056-A1 | HVDC-ADOPT-HE-0368-1 | SHU | EQ-353 | 192404 | 1 | Outdoor | Reactor Hall Insulator | 285 | 102 | 82 | 2.3837 | 84 | 267 | Stackable 2 tier | 85462000 | EUR | 1648.4 | CES237 | CHINA | Shanghai | Abu Dhabi Airport | 2025-05-21 | 2025-05-21 | [11 empty] | 2025-05-27 |  |  | CASE_LIST |  | 1 | site | SHU | 2025-05-27 | site | 0 | 1 | 1 | 2 | 2.91 | 2 | 2.91 | HITACHI(HE) |  | 1 | 1 | 0 | 1 | Flow 1: Port → Site | SHU | HITACHI
5202 | PRL-SHU-056-A1 | HVDC-ADOPT-HE-0368-1 | SHU | EQ-353 | 192405 | 1 | Outdoor | Reactor Hall Insulator | 90 | 80 | 54 | 0.3888 | 7 | 35 | Stackable 2 tier | 85462000 | EUR | 1648.4 | CES237 | CHINA | Shanghai | Abu Dhabi Airport | 2025-05-21 | 2025-05-21 | [11 empty] | 2025-05-27 |  |  | CASE_LIST |  | 1 | site | SHU | 2025-05-27 | site | 0 | 1 | 1 | 2 | 0.72 | 2 | 0.72 | HITACHI(HE) |  | 1 | 1 | 0 | 1 | Flow 1: Port → Site | SHU | HITACHI
6080 | PRL-SHU-055-O | HVDC-ADOPT-HE-0366 | AGI | EQ-011 | 366484 | 1 | Indoor | Insulator C25-250 II | 176 | 97.2 | 108.6 | 1.858 | 1320 | 1530 | Stackable 2 tier | 8532 1000 | SEK | 61232.39 | MSC LAUREN | Shanhai | China | Khalifa port | 2025-05-29 | 2025-06-22 |  | 2025-07-16 | [12 empty] | CASE_LIST | 1 |  | warehouse | DSV Indoor | 2025-07-16 | warehouse | 1 | 1 | -1 | 0 | 1.71 | 2 | 1.71 | HITACHI(HE) |  | 0 | 1 | 1 | 2 | Flow 2: Port → WH → Site | DSV Indoor | HITACHI
6081 | PRL-SHU-055-O | HVDC-ADOPT-HE-0366 | SHU | EQ-011 | 192329 | 1 | Indoor | Insulator C54-325 II | 107 | 85 | 82 | 0.746 | 606 | 650 | Stackable 2 tier | 8532 1000 | SEK | 61232.39 | MSC LAUREN | Shanhai | China | Khalifa port | 2025-05-29 | 2025-06-22 | [11 empty] | 2025-07-11 |  |  | CASE_LIST |  | 1 | site | SHU | 2025-07-11 | site | 0 | 1 | 1 | 2 | 0.91 | 2 | 0.91 | HITACHI(HE) |  | 1 | 1 | 0 | 1 | Flow 1: Port → Site | SHU | HITACHI
6082 | PRL-SHU-055-O | HVDC-ADOPT-HE-0366 | SHU | EQ-011 | 192330 | 1 | Indoor | Insulator C54-325 II | 107 | 85 | 82 | 0.746 | 606 | 650 | Stackable 2 tier | 8532 1000 | SEK | 61232.39 | MSC LAUREN | Shanhai | China | Khalifa port | 2025-05-29 | 2025-06-22 | [11 empty] | 2025-07-11 |  |  | CASE_LIST |  | 1 | site | SHU | 2025-07-11 | site | 0 | 1 | 1 | 2 | 0.91 | 2 | 0.91 | HITACHI(HE) |  | 1 | 1 | 0 | 1 | Flow 1: Port → Site | SHU | HITACHI
6083 | PRL-SHU-055-O | HVDC-ADOPT-HE-0366 | SHU | EQ-011 | 192331 | 1 | Indoor | Insulator C54-325 II | 107 | 85 | 82 | 0.746 | 606 | 650 | Stackable 2 tier | 8532 1000 | SEK | 61232.39 | MSC LAUREN | Shanhai | China | Khalifa port | 2025-05-29 | 2025-06-22 | [11 empty] | 2025-07-11 |  |  | CASE_LIST |  | 1 | site | SHU | 2025-07-11 | site | 0 | 1 | 1 | 2 | 0.91 | 2 | 0.91 | HITACHI(HE) |  | 1 | 1 | 0 | 1 | Flow 1: Port → Site | SHU | HITACHI
6084 | PRL-SHU-055-O | HVDC-ADOPT-HE-0366 | SHU | EQ-011 | 192332 | 1 | Indoor | Insulator C54-325 II | 107 | 85 | 82 | 0.746 | 606 | 650 | Stackable 2 tier | 8532 1000 | SEK | 61232.39 | MSC LAUREN | Shanhai | China | Khalifa port | 2025-05-29 | 2025-06-22 | [11 empty] | 2025-07-11 |  |  | CASE_LIST |  | 1 | site | SHU | 2025-07-11 | site | 0 | 1 | 1 | 2 | 0.91 | 2 | 0.91 | HITACHI(HE) |  | 1 | 1 | 0 | 1 | Flow 1: Port → Site | SHU | HITACHI
6085 | PRL-SHU-055-O | HVDC-ADOPT-HE-0366 | SHU | EQ-011 | 192333 | 1 | Indoor | Insulator C54-325 II | 107 | 85 | 82 | 0.746 | 404 | 448 | Stackable 2 tier | 8532 1000 | SEK | 61232.39 | MSC LAUREN | Shanhai | China | Khalifa port | 2025-05-29 | 2025-06-22 | [11 empty] | 2025-07-11 |  |  | CASE_LIST |  | 1 | site | SHU | 2025-07-11 | site | 0 | 1 | 1 | 2 | 0.91 | 2 | 0.91 | HITACHI(HE) |  | 1 | 1 | 0 | 1 | Flow 1: Port → Site | SHU | HITACHI
6078 | PRL-O-026-O2 Spare | HVDC-ADOPT-HE-0365 | SHU | EQ-011 | 192077 | 1 | Indoor | Spare Insulator C8-170 II | 48 | 24.3 | 26.3 | 0.030676 | 16 | 21 | Stackable 2 tier | 8532 1000 | SEK | 3507.3 | MSC LAUREN | Shanhai | China | Khalifa port | 2025-05-29 | 2025-06-22 | [11 empty] | 2025-07-11 |  |  | CASE_LIST |  | 1 | site | SHU | 2025-07-11 | site | 0 | 1 | 1 | 2 | 0.12 | 2 | 0.12 | HITACHI(HE) |  | 1 | 1 | 0 | 1 | Flow 1: Port → Site | SHU | HITACHI
6079 | PRL-O-026-O2 Spare | HVDC-ADOPT-HE-0365 | MIR | EQ-011 | 280657 | 1 | Indoor | Spare Insulator C8-170 II | 48 | 24.3 | 26.3 | 0.030676 | 16 | 21 | Stackable 2 tier | 8532 1000 | SEK | 3507.3 | MSC LAUREN | Shanhai | China | Khalifa port | 2025-05-29 | 2025-06-22 | [10 empty] | 2025-07-13 |  |  |  | CASE_LIST |  | 1 | site | MIR | 2025-07-13 | site | 0 | 1 | 1 | 2 | 0.12 | 2 | 0.12 | HITACHI(HE) |  | 1 | 1 | 0 | 1 | Flow 1: Port → Site | MIR | HITACHI
6076 | PRL-O-026-O1 | HVDC-ADOPT-HE-0364 | SHU | EQ-011 | 192076 | 1 | Indoor | Insulator C8-170 II | 102.2 | 96 | 87.3 | 0.85652 | 384 | 487 | Stackable 2 tier | 8532 1000 | SEK | 87690.6 | MSC LAUREN | Shanhai | China | Khalifa port | 2025-05-29 | 2025-06-22 | [11 empty] | 2025-07-11 |  |  | CASE_LIST |  | 1 | site | SHU | 2025-07-11 | site | 0 | 1 | 1 | 2 | 0.98 | 2 | 0.98 | HITACHI(HE) |  | 1 | 1 | 0 | 1 | Flow 1: Port → Site | SHU | HITACHI
6077 | PRL-O-026-O1 | HVDC-ADOPT-HE-0364 | MIR | EQ-011 | 280656 | 1 | Indoor | Insulator C8-170 II | 102.2 | 96 | 87.3 | 0.85652 | 384 | 487 | Stackable 2 tier | 8532 1000 | SEK | 87690.6 | MSC LAUREN | Shanhai | China | Khalifa port | 2025-05-29 | 2025-06-22 | [10 empty] | 2025-07-13 |  |  |  | CASE_LIST |  | 1 | site | MIR | 2025-07-13 | site | 0 | 1 | 1 | 2 | 0.98 | 2 | 0.98 | HITACHI(HE) |  | 1 | 1 | 0 | 1 | Flow 1: Port → Site | MIR | HITACHI
5601 | PRL-MIR-039-A | HVDC-ADOPT-HE-0363 | MIR | EQ-273 | 281080 | 1 | Indoor | Fiber Optic Cable | 120 | 80 | 93 | 0.8928 | 222 | 277 | Stackable 1 tier | 85447700 | SEK | 292688.6 | EY9903 | Estonia | Talinn | Abu Dhabi Airport | 2025-05-15 | 2025-05-20 | [10 empty] | 2025-05-23 |  |  |  | CASE_LIST |  | 1 | site | MIR | 2025-05-23 | site | 0 | 1 | 1 | 2 | 0.96 | 1 | 0.96 | HITACHI(HE) |  | 1 | 1 | 0 | 1 | Flow 1: Port → Site | MIR | HITACHI
5602 | PRL-MIR-039-A | HVDC-ADOPT-HE-0363 | MIR | EQ-273 | 281081 | 1 | Indoor | Fiber Optic Cable | 120 | 80 | 93 | 0.8928 | 222 | 277 | Stackable 1 tier | 85447700 | SEK | 292688.6 | EY9903 | Estonia | Talinn | Abu Dhabi Airport | 2025-05-15 | 2025-05-20 | [10 empty] | 2025-05-23 |  |  |  | CASE_LIST |  | 1 | site | MIR | 2025-05-23 | site | 0 | 1 | 1 | 2 | 0.96 | 1 | 0.96 | HITACHI(HE) |  | 1 | 1 | 0 | 1 | Flow 1: Port → Site | MIR | HITACHI
5603 | PRL-MIR-039-A | HVDC-ADOPT-HE-0363 | MIR | EQ-273 | 281082 | 1 | Indoor | Fiber Optic Cable | 120 | 80 | 93 | 0.8928 | 222 | 277 | Stackable 1 tier | 85447700 | SEK | 292688.6 | EY9903 | Estonia | Talinn | Abu Dhabi Airport | 2025-05-15 | 2025-05-20 | [10 empty] | 2025-05-23 |  |  |  | CASE_LIST |  | 1 | site | MIR | 2025-05-23 | site | 0 | 1 | 1 | 2 | 0.96 | 1 | 0.96 | HITACHI(HE) |  | 1 | 1 | 0 | 1 | Flow 1: Port → Site | MIR | HITACHI
5604 | PRL-MIR-039-A | HVDC-ADOPT-HE-0363 | MIR | EQ-273 | 281083 | 1 | Indoor | Fiber Optic Cable | 120 | 80 | 93 | 0.8928 | 200 | 255 | Stackable 1 tier | 85447700 | SEK | 292688.6 | EY9903 | Estonia | Talinn | Abu Dhabi Airport | 2025-05-15 | 2025-05-20 | [10 empty] | 2025-05-23 |  |  |  | CASE_LIST |  | 1 | site | MIR | 2025-05-23 | site | 0 | 1 | 1 | 2 | 0.96 | 1 | 0.96 | HITACHI(HE) |  | 1 | 1 | 0 | 1 | Flow 1: Port → Site | MIR | HITACHI
5605 | PRL-MIR-039-A | HVDC-ADOPT-HE-0363 | MIR | EQ-273 | 281084 | 1 | Indoor | Fiber Optic Cable | 120 | 80 | 93 | 0.8928 | 200 | 255 | Stackable 1 tier | 85447700 | SEK | 292688.6 | EY9903 | Estonia | Talinn | Abu Dhabi Airport | 2025-05-15 | 2025-05-20 | [10 empty] | 2025-05-23 |  |  |  | CASE_LIST |  | 1 | site | MIR | 2025-05-23 | site | 0 | 1 | 1 | 2 | 0.96 | 1 | 0.96 | HITACHI(HE) |  | 1 | 1 | 0 | 1 | Flow 1: Port → Site | MIR | HITACHI
5606 | PRL-MIR-039-A | HVDC-ADOPT-HE-0363 | MIR | EQ-273 | 281085 | 1 | Indoor | Fiber Optic Cable | 120 | 80 | 93 | 0.8928 | 200 | 255 | Stackable 1 tier | 85447700 | SEK | 286934.4 | EY9903 | Estonia | Talinn | Abu Dhabi Airport | 2025-05-15 | 2025-05-20 | [10 empty] | 2025-05-23 |  |  |  | CASE_LIST |  | 1 | site | MIR | 2025-05-23 | site | 0 | 1 | 1 | 2 | 0.96 | 1 | 0.96 | HITACHI(HE) |  | 1 | 1 | 0 | 1 | Flow 1: Port → Site | MIR | HITACHI
5607 | PRL-MIR-039-A | HVDC-ADOPT-HE-0363 | MIR | EQ-273 | 281086 | 1 | Indoor | Fiber Optic Cable | 120 | 80 | 93 | 0.8928 | 200 | 255 | Stackable 1 tier | 85447700 | SEK | 286934.4 | EY9903 | Estonia | Talinn | Abu Dhabi Airport | 2025-05-15 | 2025-05-20 | [10 empty] | 2025-05-23 |  |  |  | CASE_LIST |  | 1 | site | MIR | 2025-05-23 | site | 0 | 1 | 1 | 2 | 0.96 | 1 | 0.96 | HITACHI(HE) |  | 1 | 1 | 0 | 1 | Flow 1: Port → Site | MIR | HITACHI
5608 | PRL-MIR-039-A | HVDC-ADOPT-HE-0363 | MIR | EQ-273 | 281087 | 1 | Indoor | Fiber Optic Cable | 120 | 80 | 93 | 0.8928 | 200 | 255 | Stackable 1 tier | 85447700 | SEK | 286934.4 | EY9903 | Estonia | Talinn | Abu Dhabi Airport | 2025-05-15 | 2025-05-20 | [10 empty] | 2025-05-23 |  |  |  | CASE_LIST |  | 1 | site | MIR | 2025-05-23 | site | 0 | 1 | 1 | 2 | 0.96 | 1 | 0.96 | HITACHI(HE) |  | 1 | 1 | 0 | 1 | Flow 1: Port → Site | MIR | HITACHI
5609 | PRL-MIR-039-A | HVDC-ADOPT-HE-0363 | MIR | EQ-273 | 281088 | 1 | Indoor | Fiber Optic Cable | 120 | 80 | 93 | 0.8928 | 200 | 255 | Stackable 1 tier | 85447700 | SEK | 286934.4 | EY9903 | Estonia | Talinn | Abu Dhabi Airport | 2025-05-15 | 2025-05-20 | [10 empty] | 2025-05-23 |  |  |  | CASE_LIST |  | 1 | site | MIR | 2025-05-23 | site | 0 | 1 | 1 | 2 | 0.96 | 1 | 0.96 | HITACHI(HE) |  | 1 | 1 | 0 | 1 | Flow 1: Port → Site | MIR | HITACHI
5835 | PRL-O-032-O | HVDC-ADOPT-HE-0362 | AGI | EQ-001 | 366373 | 1 | Indoor | Set of Hand Tools Upgrade G5 | 100 | 60 | 43 | 0.258 | 27 | 42 | Stackable 600kg/m2 | 82041100 | SEK | 30884 | MSC SIXIN | SWEDEN | Gothenburg | Khalifa port | 2025-06-05 | 2025-08-04 | [6 empty] | 2025-08-18 | [6 empty] | 2025-08-25 | CASE_LIST | 1 | 1 | site | AGI | 2025-08-25 | site | 1 | 2 | 0 | 2 | 0.6 | 1 | 0.6 | HITACHI(HE) |  | 1 | 2 | 1 | 3 | Flow 3: Port → MOSB → Site | AGI | HITACHI
5836 | PRL-O-032-O | HVDC-ADOPT-HE-0362 | MIR | EQ-001 | 281007 | 1 | Indoor | Set of Hand Tools Upgrade G5 | 100 | 60 | 43 | 0.258 | 27 | 42 | Stackable 600kg/m3 | 82041100 | SEK | 30884 | MSC SIXIN | SWEDEN | Gothenburg | Khalifa port | 2025-06-05 | 2025-08-04 | [6 empty] | 2025-08-18 |  |  |  | 2025-08-24 |  |  |  | CASE_LIST | 1 | 1 | site | MIR | 2025-08-24 | site | 1 | 2 | 0 | 2 | 0.6 | 1 | 0.6 | HITACHI(HE) |  | 1 | 2 | 1 | 3 | Flow 3: Port → MOSB → Site | MIR | HITACHI
5837 | PRL-O-032-O | HVDC-ADOPT-HE-0362 | DAS | EQ-001 | 209309 | 1 | Indoor | Set of Hand Tools Upgrade G5 | 100 | 60 | 43 | 0.258 | 27 | 42 | Stackable 600kg/m4 | 82041100 | SEK | 30884 | MSC SIXIN | SWEDEN | Gothenburg | Khalifa port | 2025-06-05 | 2025-08-04 | [6 empty] | 2025-08-18 | [5 empty] | 2025-08-22 |  | CASE_LIST | 1 | 1 | site | DAS | 2025-08-22 | site | 1 | 2 | 0 | 2 | 0.6 | 1 | 0.6 | HITACHI(HE) |  | 1 | 2 | 1 | 3 | Flow 3: Port → MOSB → Site | DAS | HITACHI
5838 | PRL-O-032-O | HVDC-ADOPT-HE-0362 | SHU | EQ-001 | 192262 | 1 | Indoor | Set of Hand Tools Upgrade G5 | 100 | 60 | 43 | 0.258 | 27 | 42 | Stackable 600kg/m2 | 82041100 | SEK | 30884 | MSC SIXIN | SWEDEN | Gothenburg | Khalifa port | 2025-06-05 | 2025-08-04 | [6 empty] | 2025-08-18 |  |  |  |  | 2025-08-25 |  |  | CASE_LIST | 1 | 1 | site | SHU | 2025-08-25 | site | 1 | 2 | 0 | 2 | 0.6 | 1 | 0.6 | HITACHI(HE) |  | 1 | 2 | 1 | 3 | Flow 3: Port → MOSB → Site | SHU | HITACHI
5610 | PRL-MIR-010-A8 | HVDC-ADOPT-HE-0361 | MIR | EQ-300 | 280035 | 1 | Outdoor covered | EXTERNAL PIPES VALVE HALL POS. 1/2 | 640 | 230 | 100 | 14.72 | 1280 | 2080 | Stackable | 84198910 | SEK | 331436.4 | EY | Denmark | Billund | Abu Dhabi Airport | 2025-05-15 | 2025-05-20 | [10 empty] | 2025-05-23 |  |  |  | CASE_LIST |  | 1 | site | MIR | 2025-05-23 | site | 0 | 1 | 1 | 2 | 14.72 | 1 | 14.72 | HITACHI(HE) |  | 1 | 1 | 0 | 1 | Flow 1: Port → Site | MIR | HITACHI
5611 | PRL-MIR-010-A8 | HVDC-ADOPT-HE-0361 | MIR | EQ-300 | 280036 | 1 | Outdoor covered | EXTERNAL PIPES VALVE HALL POS. 2/2 | 640 | 230 | 120 | 17.664 | 680 | 1530 | Stackable | 84198910 | SEK | 331436.4 | EY | Denmark | Billund | Abu Dhabi Airport | 2025-05-15 | 2025-05-20 | [10 empty] | 2025-05-23 |  |  |  | CASE_LIST |  | 1 | site | MIR | 2025-05-23 | site | 0 | 1 | 1 | 2 | 14.72 | 1 | 14.72 | HITACHI(HE) |  | 1 | 1 | 0 | 1 | Flow 1: Port → Site | MIR | HITACHI
5612 | PRL-MIR-010-A8 | HVDC-ADOPT-HE-0361 | MIR | EQ-300 | 280037 | 1 | Outdoor covered | EXTERNAL PIPES VALVE HALL NEG 1/2 | 640 | 230 | 140 | 20.608 | 1700 | 3510 | Stackable | 84198910 | SEK | 331436.4 | EY | Denmark | Billund | Abu Dhabi Airport | 2025-05-15 | 2025-05-20 | [10 empty] | 2025-05-23 |  |  |  | CASE_LIST |  | 1 | site | MIR | 2025-05-23 | site | 0 | 1 | 1 | 2 | 14.72 | 1 | 14.72 | HITACHI(HE) |  | 1 | 1 | 0 | 1 | Flow 1: Port → Site | MIR | HITACHI
5613 | PRL-MIR-010-A8 | HVDC-ADOPT-HE-0361 | MIR | EQ-300 | 280038 | 1 | Outdoor covered | EXTERNAL PIPES VALVE HALL NEG 2/2 | 640 | 230 | 120 | 17.664 | 980 | 1830 | Stackable | 84198910 | SEK | 331436.4 | EY | Denmark | Billund | Abu Dhabi Airport | 2025-05-15 | 2025-05-20 | [10 empty] | 2025-05-23 |  |  |  | CASE_LIST |  | 1 | site | MIR | 2025-05-23 | site | 0 | 1 | 1 | 2 | 14.72 | 1 | 14.72 | HITACHI(HE) |  | 1 | 1 | 0 | 1 | Flow 1: Port → Site | MIR | HITACHI
5614 | PRL-MIR-010-A8 | HVDC-ADOPT-HE-0361 | MIR | EQ-300 | 280066 | 1 | Indoor | EXTERNAL SYSTEM pipe support VH pos. PL 53 | 185 | 165 | 140 | 4.2735 | 1000 | 1400 | Stackable | 84198910 | SEK | 331436.4 | EY | Denmark | Billund | Abu Dhabi Airport | 2025-05-15 | 2025-05-20 | [10 empty] | 2025-05-23 |  |  |  | CASE_LIST |  | 1 | site | MIR | 2025-05-23 | site | 0 | 1 | 1 | 2 | 3.05 | 1 | 3.05 | HITACHI(HE) |  | 1 | 1 | 0 | 1 | Flow 1: Port → Site | MIR | HITACHI
5615 | PRL-MIR-010-A8 | HVDC-ADOPT-HE-0361 | MIR | EQ-300 | 280067 | 1 | Indoor | EXTERNAL SYSTEM pipe support VH neg. PL 52 | 185 | 165 | 140 | 4.2735 | 2450 | 2850 | Stackable | 84198910 | SEK | 331436.4 | EY | Denmark | Billund | Abu Dhabi Airport | 2025-05-15 | 2025-05-20 | [10 empty] | 2025-05-23 |  |  |  | CASE_LIST |  | 1 | site | MIR | 2025-05-23 | site | 0 | 1 | 1 | 2 | 3.05 | 1 | 3.05 | HITACHI(HE) |  | 1 | 1 | 0 | 1 | Flow 1: Port → Site | MIR | HITACHI
5553 | PRL-MIR-010-A7 | HVDC-ADOPT-HE-0360 | MIR | EQ-300 | 280051 | 1 | Indoor | EXTERNAL SYSTEM pipe support VH neg PL 50 | 235 | 135 | 121 | 3.8387 | 980 | 1760 | Stackable | 84198910 | SEK | 331436.4 | EY | Denmark | Billund | Abu Dhabi Airport | 2025-05-12 | 2025-05-12 |  | 2025-05-24 | [8 empty] | 2025-05-16 |  |  |  | CASE_LIST | 1 | 1 | site | MIR | 2025-05-16 | site | 1 | 2 | 0 | 2 | 3.17 | 1 | 3.17 | HITACHI(HE) |  | 1 | 2 | 1 | 2 | Flow 2: Port → WH → Site | MIR | HITACHI
5554 | PRL-MIR-010-A7 | HVDC-ADOPT-HE-0360 | MIR | EQ-300 | 280050 | 1 | Indoor | EXTERNAL SYSTEM pipe support VH POS PL 51 | 230 | 165 | 130 | 4.9335 | 800 | 1250 | Stackable | 84198910 | SEK | 331436.4 | EY | Denmark | Billund | Abu Dhabi Airport | 2025-05-12 | 2025-05-12 |  | 2025-05-24 | [8 empty] | 2025-05-16 |  |  |  | CASE_LIST | 1 | 1 | site | MIR | 2025-05-16 | site | 1 | 2 | 0 | 2 | 3.79 | 1 | 3.79 | HITACHI(HE) |  | 1 | 2 | 1 | 2 | Flow 2: Port → WH → Site | MIR | HITACHI
5280 | PRL-DAS-013-O7 | HVDC-ADOPT-HE-0359 | DAS | EQ-300 | 208339 | 1 | Outdoor covered | EXTERNAL PIPES COOLERS 1/3 | 640 | 230 | 120 | 17.664 | 1500 | 2310 | Stackable 1 tier | 84198910 | SEK | 757303.4 | MSC ILARIA | SWEDEN | Gothenburg | Khalifa port | 2025-05-06 | 2025-06-21 |  |  |  |  | 2025-07-05 |  | 2025-08-07 | [5 empty] | 2025-08-21 |  | CASE_LIST | 1 | 1 | site | DAS | 2025-08-21 | site | 2 | 3 | -1 | 2 | 14.72 | 1 | 14.72 | HITACHI(HE) |  | 1 | 3 | 2 | 4 | Flow 4: Port → WH → MOSB → Site | DAS | HITACHI
5281 | PRL-DAS-013-O7 | HVDC-ADOPT-HE-0359 | DAS | EQ-300 | 208338 | 1 | Outdoor covered | EXTERNAL PIPES COOLERS 2/3 | 640 | 230 | 120 | 17.664 | 1950 | 2780 | Stackable 1 tier | 84198910 | SEK | 757303.4 | MSC ILARIA | SWEDEN | Gothenburg | Khalifa port | 2025-05-06 | 2025-06-21 |  |  |  |  | 2025-07-05 |  | 2025-08-07 | [5 empty] | 2025-08-17 |  | CASE_LIST | 1 | 1 | site | DAS | 2025-08-17 | site | 2 | 3 | -1 | 2 | 14.72 | 1 | 14.72 | HITACHI(HE) |  | 1 | 3 | 2 | 4 | Flow 4: Port → WH → MOSB → Site | DAS | HITACHI
5282 | PRL-DAS-013-O7 | HVDC-ADOPT-HE-0359 | DAS | EQ-300 | 209189 | 1 | Outdoor covered | EXTERNAL PIPES COOLERS 3/3 | 640 | 230 | 100 | 14.72 | 1250 | 2090 | Stackable 1 tier | 84198910 | SEK | 757303.4 | MSC ILARIA | SWEDEN | Gothenburg | Khalifa port | 2025-05-06 | 2025-06-21 |  |  |  |  | 2025-07-05 |  | 2025-08-07 | [5 empty] | 2025-08-17 |  | CASE_LIST | 1 | 1 | site | DAS | 2025-08-17 | site | 2 | 3 | -1 | 2 | 14.72 | 1 | 14.72 | HITACHI(HE) |  | 1 | 3 | 2 | 4 | Flow 4: Port → WH → MOSB → Site | DAS | HITACHI
5555 | PRL-MIR-035-O | HVDC-ADOPT-HE-0358 | MIR | EQ-224 | 281008 | 1 | Indoor | UPS A | 144 | 114 | 252 | 4.1398 | 1310 | 1456 | Not stackable | 85044090 | SEK | 26223.05 | ITAL UNIVERSO | MALAYSIA | Port Klang | Khalifa port | 2025-04-24 | 2025-05-13 |  | 2025-05-24 | [12 empty] | CASE_LIST | 1 |  | warehouse | DSV Indoor | 2025-05-24 | warehouse | 1 | 1 | -1 | 0 | 1.64 | 0 | 1.64 | HITACHI(HE) |  | 0 | 1 | 1 | 2 | Flow 2: Port → WH → Site | DSV Indoor | HITACHI
5556 | PRL-MIR-035-O | HVDC-ADOPT-HE-0358 | MIR | EQ-224 | 281009 | 1 | Indoor | UPS A + INCOMING A | 200 | 114 | 252 | 5.7456 | 1715 | 1907 | Not stackable | 85044090 | SEK | 26223.05 | ITAL UNIVERSO | MALAYSIA | Port Klang | Khalifa port | 2025-04-24 | 2025-05-13 |  | 2025-05-24 | [12 empty] | CASE_LIST | 1 |  | warehouse | DSV Indoor | 2025-05-24 | warehouse | 1 | 1 | -1 | 0 | 2.28 | 0 | 2.28 | HITACHI(HE) |  | 0 | 1 | 1 | 2 | Flow 2: Port → WH → Site | DSV Indoor | HITACHI
5557 | PRL-MIR-035-O | HVDC-ADOPT-HE-0358 | MIR | EQ-224 | 281010 | 1 | Indoor | UPS B | 144 | 114 | 252 | 4.1368 | 1290 | 1446 | Not stackable | 85044090 | SEK | 26223.05 | ITAL UNIVERSO | MALAYSIA | Port Klang | Khalifa port | 2025-04-24 | 2025-05-13 |  | 2025-05-24 | [12 empty] | CASE_LIST | 1 |  | warehouse | DSV Indoor | 2025-05-24 | warehouse | 1 | 1 | -1 | 0 | 1.64 | 0 | 1.64 | HITACHI(HE) |  | 0 | 1 | 1 | 2 | Flow 2: Port → WH → Site | DSV Indoor | HITACHI
5558 | PRL-MIR-035-O | HVDC-ADOPT-HE-0358 | MIR | EQ-224 | 281011 | 1 | Indoor | UPS B + INCOMING B | 200 | 114 | 252 | 5.7456 | 1725 | 1914 | Not stackable | 85044090 | SEK | 26223.05 | ITAL UNIVERSO | MALAYSIA | Port Klang | Khalifa port | 2025-04-24 | 2025-05-13 |  | 2025-05-24 | [12 empty] | CASE_LIST | 1 |  | warehouse | DSV Indoor | 2025-05-24 | warehouse | 1 | 1 | -1 | 0 | 2.28 | 0 | 2.28 | HITACHI(HE) |  | 0 | 1 | 1 | 2 | Flow 2: Port → WH → Site | DSV Indoor | HITACHI
5559 | PRL-MIR-035-O | HVDC-ADOPT-HE-0358 | MIR | EQ-224 | 281012 | 1 | Indoor | BYPASS | 174 | 114 | 252 | 4.9987 | 1210 | 1386 | Not stackable | 85044090 | SEK | 26223.05 | ITAL UNIVERSO | MALAYSIA | Port Klang | Khalifa port | 2025-04-24 | 2025-05-13 |  | 2025-05-24 | [12 empty] | CASE_LIST | 1 |  | warehouse | DSV Indoor | 2025-05-24 | warehouse | 1 | 1 | -1 | 0 | 1.98 | 0 | 1.98 | HITACHI(HE) |  | 0 | 1 | 1 | 2 | Flow 2: Port → WH → Site | DSV Indoor | HITACHI
5560 | PRL-MIR-035-O | HVDC-ADOPT-HE-0358 | MIR | EQ-224 | 281013 | 1 | Indoor | DISTRIBUTION | 225 | 114 | 252 | 6.4638 | 670 | 866 | Not stackable | 85044090 | SEK | 26223.05 | ITAL UNIVERSO | MALAYSIA | Port Klang | Khalifa port | 2025-04-24 | 2025-05-13 |  | 2025-05-24 | [12 empty] | CASE_LIST | 1 |  | warehouse | DSV Indoor | 2025-05-24 | warehouse | 1 | 1 | -1 | 0 | 2.56 | 0 | 2.56 | HITACHI(HE) |  | 0 | 1 | 1 | 2 | Flow 2: Port → WH → Site | DSV Indoor | HITACHI
5561 | PRL-MIR-035-O | HVDC-ADOPT-HE-0358 | MIR | EQ-224 | 281014 | 1 | Indoor | CHARGER A | 200 | 114 | 252 | 5.7456 | 1630 | 1853 | Not stackable | 85044090 | SEK | 26223.05 | ITAL UNIVERSO | MALAYSIA | Port Klang | Khalifa port | 2025-04-24 | 2025-05-13 |  | 2025-05-24 | [12 empty] | CASE_LIST | 1 |  | warehouse | DSV Indoor | 2025-05-24 | warehouse | 1 | 1 | -1 | 0 | 2.28 | 0 | 2.28 | HITACHI(HE) |  | 0 | 1 | 1 | 2 | Flow 2: Port → WH → Site | DSV Indoor | HITACHI
5562 | PRL-MIR-035-O | HVDC-ADOPT-HE-0358 | MIR | EQ-224 | 281015 | 1 | Indoor | VOLTAGE DROPPER A | 214 | 114 | 252 | 6.1478 | 765 | 977 | Not stackable | 85044090 | SEK | 26223.05 | ITAL UNIVERSO | MALAYSIA | Port Klang | Khalifa port | 2025-04-24 | 2025-05-13 |  | 2025-05-24 | [12 empty] | CASE_LIST | 1 |  | warehouse | DSV Indoor | 2025-05-24 | warehouse | 1 | 1 | -1 | 0 | 2.44 | 0 | 2.44 | HITACHI(HE) |  | 0 | 1 | 1 | 2 | Flow 2: Port → WH → Site | DSV Indoor | HITACHI
5563 | PRL-MIR-035-O | HVDC-ADOPT-HE-0358 | MIR | EQ-224 | 281016 | 1 | Indoor | CHARGER B | 200 | 114 | 252 | 5.7456 | 1660 | 1858 | Not stackable | 85044090 | SEK | 26223.05 | ITAL UNIVERSO | MALAYSIA | Port Klang | Khalifa port | 2025-04-24 | 2025-05-13 |  | 2025-05-24 | [12 empty] | CASE_LIST | 1 |  | warehouse | DSV Indoor | 2025-05-24 | warehouse | 1 | 1 | -1 | 0 | 2.28 | 0 | 2.28 | HITACHI(HE) |  | 0 | 1 | 1 | 2 | Flow 2: Port → WH → Site | DSV Indoor | HITACHI
5564 | PRL-MIR-035-O | HVDC-ADOPT-HE-0358 | MIR | EQ-224 | 281017 | 1 | Indoor | VOLTAGE DROPPER B | 214 | 114 | 252 | 6.1478 | 745 | 943 | Not stackable | 85044090 | SEK | 26223.05 | ITAL UNIVERSO | MALAYSIA | Port Klang | Khalifa port | 2025-04-24 | 2025-05-13 |  | 2025-05-24 | [12 empty] | CASE_LIST | 1 |  | warehouse | DSV Indoor | 2025-05-24 | warehouse | 1 | 1 | -1 | 0 | 2.44 | 0 | 2.44 | HITACHI(HE) |  | 0 | 1 | 1 | 2 | Flow 2: Port → WH → Site | DSV Indoor | HITACHI
5565 | PRL-MIR-035-O | HVDC-ADOPT-HE-0358 | MIR | EQ-224 | 281018 | 1 | Indoor | DISTRIBUTION | 225 | 114 | 252 | 6.4638 | 815 | 1012 | Not stackable | 85044090 | SEK | 26223.05 | ITAL UNIVERSO | MALAYSIA | Port Klang | Khalifa port | 2025-04-24 | 2025-05-13 |  | 2025-05-24 | [12 empty] | CASE_LIST | 1 |  | warehouse | DSV Indoor | 2025-05-24 | warehouse | 1 | 1 | -1 | 0 | 2.56 | 0 | 2.56 | HITACHI(HE) |  | 0 | 1 | 1 | 2 | Flow 2: Port → WH → Site | DSV Indoor | HITACHI
5566 | PRL-MIR-035-O | HVDC-ADOPT-HE-0358 | MIR | EQ-224 | 281019 | 1 | Indoor | CHARGER A | 200 | 114 | 252 | 5.7456 | 1630 | 1831 | Not stackable | 85044090 | SEK | 26223.05 | ITAL UNIVERSO | MALAYSIA | Port Klang | Khalifa port | 2025-04-24 | 2025-05-13 |  | 2025-05-24 | [12 empty] | CASE_LIST | 1 |  | warehouse | DSV Indoor | 2025-05-24 | warehouse | 1 | 1 | -1 | 0 | 2.28 | 0 | 2.28 | HITACHI(HE) |  | 0 | 1 | 1 | 2 | Flow 2: Port → WH → Site | DSV Indoor | HITACHI
5567 | PRL-MIR-035-O | HVDC-ADOPT-HE-0358 | MIR | EQ-224 | 281020 | 1 | Indoor | VOLTAGE DROPPER A | 214 | 114 | 252 | 6.1478 | 765 | 962 | Not stackable | 85044090 | SEK | 26223.05 | ITAL UNIVERSO | MALAYSIA | Port Klang | Khalifa port | 2025-04-24 | 2025-05-13 |  | 2025-05-24 | [12 empty] | CASE_LIST | 1 |  | warehouse | DSV Indoor | 2025-05-24 | warehouse | 1 | 1 | -1 | 0 | 2.44 | 0 | 2.44 | HITACHI(HE) |  | 0 | 1 | 1 | 2 | Flow 2: Port → WH → Site | DSV Indoor | HITACHI
5568 | PRL-MIR-035-O | HVDC-ADOPT-HE-0358 | MIR | EQ-224 | 281021 | 1 | Indoor | CHARGER B | 200 | 114 | 252 | 5.7456 | 1660 | 1851 | Not stackable | 85044090 | SEK | 26223.05 | ITAL UNIVERSO | MALAYSIA | Port Klang | Khalifa port | 2025-04-24 | 2025-05-13 |  | 2025-05-24 | [12 empty] | CASE_LIST | 1 |  | warehouse | DSV Indoor | 2025-05-24 | warehouse | 1 | 1 | -1 | 0 | 2.28 | 0 | 2.28 | HITACHI(HE) |  | 0 | 1 | 1 | 2 | Flow 2: Port → WH → Site | DSV Indoor | HITACHI
5569 | PRL-MIR-035-O | HVDC-ADOPT-HE-0358 | MIR | EQ-224 | 281022 | 1 | Indoor | VOLTAGE DROPPER B | 214 | 114 | 252 | 6.1478 | 745 | 942 | Not stackable | 85044090 | SEK | 26223.05 | ITAL UNIVERSO | MALAYSIA | Port Klang | Khalifa port | 2025-04-24 | 2025-05-13 |  | 2025-05-24 | [12 empty] | CASE_LIST | 1 |  | warehouse | DSV Indoor | 2025-05-24 | warehouse | 1 | 1 | -1 | 0 | 2.44 | 0 | 2.44 | HITACHI(HE) |  | 0 | 1 | 1 | 2 | Flow 2: Port → WH → Site | DSV Indoor | HITACHI
5570 | PRL-MIR-035-O | HVDC-ADOPT-HE-0358 | MIR | EQ-224 | 281023 | 1 | Indoor | DISTRIBUTION | 225 | 114 | 252 | 6.4638 | 815 | 1016 | Not stackable | 85044090 | SEK | 26223.05 | ITAL UNIVERSO | MALAYSIA | Port Klang | Khalifa port | 2025-04-24 | 2025-05-13 |  | 2025-05-24 | [12 empty] | CASE_LIST | 1 |  | warehouse | DSV Indoor | 2025-05-24 | warehouse | 1 | 1 | -1 | 0 | 2.56 | 0 | 2.56 | HITACHI(HE) |  | 0 | 1 | 1 | 2 | Flow 2: Port → WH → Site | DSV Indoor | HITACHI
5571 | PRL-MIR-035-O | HVDC-ADOPT-HE-0358 | MIR | EQ-224 | 281024 | 1 | Indoor | UNC1X-815-00092 BATTERY LIFTER NO MS1016 | 174 | 114 | 223 | 4.4234 | 220 | 433 | Not stackable | 85044090 | SEK | 26223.05 | ITAL UNIVERSO | MALAYSIA | Port Klang | Khalifa port | 2025-04-24 | 2025-05-13 |  | 2025-05-24 | [8 empty] | 2025-10-20 |  |  |  | CASE_LIST | 1 | 1 | site | MIR | 2025-10-20 | site | 1 | 2 | 0 | 2 | 1.98 | 0 | 1.98 | HITACHI(HE) |  | 1 | 2 | 1 | 2 | Flow 2: Port → WH → Site | MIR | HITACHI
5572 | PRL-MIR-035-O | HVDC-ADOPT-HE-0358 | MIR | EQ-224 | 281025 | 1 | Indoor | UNC1X-815-00092 BATTERY LIFTER NO MS1016 | 174 | 114 | 223 | 4.4234 | 220 | 436 | Not stackable | 85044090 | SEK | 26223.05 | ITAL UNIVERSO | MALAYSIA | Port Klang | Khalifa port | 2025-04-24 | 2025-05-13 |  | 2025-05-24 | [8 empty] | 2025-10-20 |  |  |  | CASE_LIST | 1 | 1 | site | MIR | 2025-10-20 | site | 1 | 2 | 0 | 2 | 1.98 | 0 | 1.98 | HITACHI(HE) |  | 1 | 2 | 1 | 2 | Flow 2: Port → WH → Site | MIR | HITACHI
5573 | PRL-MIR-035-O | HVDC-ADOPT-HE-0358 | MIR | EQ-224 | 281026 | 1 | Indoor | UNC1X-815-00092 BATTERY LIFTER NO MS1016 | 174 | 114 | 223 | 4.4234 | 220 | 439 | Not stackable | 85044090 | SEK | 26223.05 | ITAL UNIVERSO | MALAYSIA | Port Klang | Khalifa port | 2025-04-24 | 2025-05-13 |  | 2025-05-24 | [8 empty] | 2025-10-20 |  |  |  | CASE_LIST | 1 | 1 | site | MIR | 2025-10-20 | site | 1 | 2 | 0 | 2 | 1.98 | 0 | 1.98 | HITACHI(HE) |  | 1 | 2 | 1 | 2 | Flow 2: Port → WH → Site | MIR | HITACHI
5574 | PRL-ZAK-020-O | HVDC-ADOPT-HE-0357 | AGI | EQ-224 | 366411 | 1 | Indoor | UPS A | 144 | 114 | 252 | 4.1398 | 1310 | 1454 | Not stackable | 85044090 | SEK | 26223.05 | ITAL UNIVERSO | MALAYSIA | Port Klang | Khalifa port | 2025-04-24 | 2025-05-13 |  | 2025-05-24 | [12 empty] | CASE_LIST | 1 |  | warehouse | DSV Indoor | 2025-05-24 | warehouse | 1 | 1 | -1 | 0 | 1.64 | 0 | 1.64 | HITACHI(HE) |  | 0 | 1 | 1 | 2 | Flow 2: Port → WH → Site | DSV Indoor | HITACHI
5575 | PRL-ZAK-020-O | HVDC-ADOPT-HE-0357 | AGI | EQ-224 | 366412 | 1 | Indoor | UPS A + INCOMING A | 200 | 114 | 252 | 5.7456 | 1715 | 1924 | Not stackable | 85044090 | SEK | 26223.05 | ITAL UNIVERSO | MALAYSIA | Port Klang | Khalifa port | 2025-04-24 | 2025-05-13 |  | 2025-05-24 | [12 empty] | CASE_LIST | 1 |  | warehouse | DSV Indoor | 2025-05-24 | warehouse | 1 | 1 | -1 | 0 | 2.28 | 0 | 2.28 | HITACHI(HE) |  | 0 | 1 | 1 | 2 | Flow 2: Port → WH → Site | DSV Indoor | HITACHI
5576 | PRL-ZAK-020-O | HVDC-ADOPT-HE-0357 | AGI | EQ-224 | 366413 | 1 | Indoor | UPS B | 144 | 114 | 252 | 4.1368 | 1290 | 1446 | Not stackable | 85044090 | SEK | 26223.05 | ITAL UNIVERSO | MALAYSIA | Port Klang | Khalifa port | 2025-04-24 | 2025-05-13 |  | 2025-05-24 | [12 empty] | CASE_LIST | 1 |  | warehouse | DSV Indoor | 2025-05-24 | warehouse | 1 | 1 | -1 | 0 | 1.64 | 0 | 1.64 | HITACHI(HE) |  | 0 | 1 | 1 | 2 | Flow 2: Port → WH → Site | DSV Indoor | HITACHI
5577 | PRL-ZAK-020-O | HVDC-ADOPT-HE-0357 | AGI | EQ-224 | 366414 | 1 | Indoor | UPS B + INCOMING B | 200 | 114 | 252 | 5.7456 | 1725 | 1940 | Not stackable | 85044090 | SEK | 26223.05 | ITAL UNIVERSO | MALAYSIA | Port Klang | Khalifa port | 2025-04-24 | 2025-05-13 |  | 2025-05-24 | [12 empty] | CASE_LIST | 1 |  | warehouse | DSV Indoor | 2025-05-24 | warehouse | 1 | 1 | -1 | 0 | 2.28 | 0 | 2.28 | HITACHI(HE) |  | 0 | 1 | 1 | 2 | Flow 2: Port → WH → Site | DSV Indoor | HITACHI
5578 | PRL-ZAK-020-O | HVDC-ADOPT-HE-0357 | AGI | EQ-224 | 366415 | 1 | Indoor | BYPASS | 174 | 114 | 252 | 4.9987 | 1210 | 1391 | Not stackable | 85044090 | SEK | 26223.05 | ITAL UNIVERSO | MALAYSIA | Port Klang | Khalifa port | 2025-04-24 | 2025-05-13 |  | 2025-05-24 | [12 empty] | CASE_LIST | 1 |  | warehouse | DSV Indoor | 2025-05-24 | warehouse | 1 | 1 | -1 | 0 | 1.98 | 0 | 1.98 | HITACHI(HE) |  | 0 | 1 | 1 | 2 | Flow 2: Port → WH → Site | DSV Indoor | HITACHI
5579 | PRL-ZAK-020-O | HVDC-ADOPT-HE-0357 | AGI | EQ-224 | 366416 | 1 | Indoor | DISTRIBUTION | 225 | 114 | 252 | 6.4638 | 670 | 780 | Not stackable | 85044090 | SEK | 26223.05 | ITAL UNIVERSO | MALAYSIA | Port Klang | Khalifa port | 2025-04-24 | 2025-05-13 |  | 2025-05-24 | [12 empty] | CASE_LIST | 1 |  | warehouse | DSV Indoor | 2025-05-24 | warehouse | 1 | 1 | -1 | 0 | 2.56 | 0 | 2.56 | HITACHI(HE) |  | 0 | 1 | 1 | 2 | Flow 2: Port → WH → Site | DSV Indoor | HITACHI
5580 | PRL-ZAK-020-O | HVDC-ADOPT-HE-0357 | AGI | EQ-224 | 366417 | 1 | Indoor | CHARGER A | 200 | 114 | 252 | 5.7456 | 1630 | 1832 | Not stackable | 85044090 | SEK | 26223.05 | ITAL UNIVERSO | MALAYSIA | Port Klang | Khalifa port | 2025-04-24 | 2025-05-13 |  | 2025-05-24 | [12 empty] | CASE_LIST | 1 |  | warehouse | DSV Indoor | 2025-05-24 | warehouse | 1 | 1 | -1 | 0 | 2.28 | 0 | 2.28 | HITACHI(HE) |  | 0 | 1 | 1 | 2 | Flow 2: Port → WH → Site | DSV Indoor | HITACHI
5581 | PRL-ZAK-020-O | HVDC-ADOPT-HE-0357 | AGI | EQ-224 | 366418 | 1 | Indoor | VOLTAGE DROPPER A | 214 | 114 | 252 | 6.1478 | 765 | 969 | Not stackable | 85044090 | SEK | 26223.05 | ITAL UNIVERSO | MALAYSIA | Port Klang | Khalifa port | 2025-04-24 | 2025-05-13 |  | 2025-05-24 | [12 empty] | CASE_LIST | 1 |  | warehouse | DSV Indoor | 2025-05-24 | warehouse | 1 | 1 | -1 | 0 | 2.44 | 0 | 2.44 | HITACHI(HE) |  | 0 | 1 | 1 | 2 | Flow 2: Port → WH → Site | DSV Indoor | HITACHI
5582 | PRL-ZAK-020-O | HVDC-ADOPT-HE-0357 | AGI | EQ-224 | 366419 | 1 | Indoor | CHARGER B | 200 | 114 | 252 | 5.7456 | 1660 | 1880 | Not stackable | 85044090 | SEK | 26223.05 | ITAL UNIVERSO | MALAYSIA | Port Klang | Khalifa port | 2025-04-24 | 2025-05-13 |  | 2025-05-24 | [12 empty] | CASE_LIST | 1 |  | warehouse | DSV Indoor | 2025-05-24 | warehouse | 1 | 1 | -1 | 0 | 2.28 | 0 | 2.28 | HITACHI(HE) |  | 0 | 1 | 1 | 2 | Flow 2: Port → WH → Site | DSV Indoor | HITACHI
5583 | PRL-ZAK-020-O | HVDC-ADOPT-HE-0357 | AGI | EQ-224 | 366420 | 1 | Indoor | VOLTAGE DROPPER B | 214 | 114 | 252 | 6.1478 | 745 | 950 | Not stackable | 85044090 | SEK | 26223.05 | ITAL UNIVERSO | MALAYSIA | Port Klang | Khalifa port | 2025-04-24 | 2025-05-13 |  | 2025-05-24 | [12 empty] | CASE_LIST | 1 |  | warehouse | DSV Indoor | 2025-05-24 | warehouse | 1 | 1 | -1 | 0 | 2.44 | 0 | 2.44 | HITACHI(HE) |  | 0 | 1 | 1 | 2 | Flow 2: Port → WH → Site | DSV Indoor | HITACHI
5584 | PRL-ZAK-020-O | HVDC-ADOPT-HE-0357 | AGI | EQ-224 | 366421 | 1 | Indoor | DISTRIBUTION | 225 | 114 | 252 | 6.4638 | 815 | 1018 | Not stackable | 85044090 | SEK | 26223.05 | ITAL UNIVERSO | MALAYSIA | Port Klang | Khalifa port | 2025-04-24 | 2025-05-13 |  | 2025-05-24 | [12 empty] | CASE_LIST | 1 |  | warehouse | DSV Indoor | 2025-05-24 | warehouse | 1 | 1 | -1 | 0 | 2.56 | 0 | 2.56 | HITACHI(HE) |  | 0 | 1 | 1 | 2 | Flow 2: Port → WH → Site | DSV Indoor | HITACHI
5585 | PRL-ZAK-020-O | HVDC-ADOPT-HE-0357 | AGI | EQ-224 | 366422 | 1 | Indoor | CHARGER A | 200 | 114 | 252 | 5.7456 | 1630 | 1826 | Not stackable | 85044090 | SEK | 26223.05 | ITAL UNIVERSO | MALAYSIA | Port Klang | Khalifa port | 2025-04-24 | 2025-05-13 |  | 2025-05-24 | [12 empty] | CASE_LIST | 1 |  | warehouse | DSV Indoor | 2025-05-24 | warehouse | 1 | 1 | -1 | 0 | 2.28 | 0 | 2.28 | HITACHI(HE) |  | 0 | 1 | 1 | 2 | Flow 2: Port → WH → Site | DSV Indoor | HITACHI
5586 | PRL-ZAK-020-O | HVDC-ADOPT-HE-0357 | AGI | EQ-224 | 366423 | 1 | Indoor | VOLTAGE DROPPER A | 214 | 114 | 252 | 6.1478 | 765 | 970 | Not stackable | 85044090 | SEK | 26223.05 | ITAL UNIVERSO | MALAYSIA | Port Klang | Khalifa port | 2025-04-24 | 2025-05-13 |  | 2025-05-24 | [12 empty] | CASE_LIST | 1 |  | warehouse | DSV Indoor | 2025-05-24 | warehouse | 1 | 1 | -1 | 0 | 2.44 | 0 | 2.44 | HITACHI(HE) |  | 0 | 1 | 1 | 2 | Flow 2: Port → WH → Site | DSV Indoor | HITACHI
5587 | PRL-ZAK-020-O | HVDC-ADOPT-HE-0357 | AGI | EQ-224 | 366424 | 1 | Indoor | CHARGER B | 200 | 114 | 252 | 5.7456 | 1660 | 1868 | Not stackable | 85044090 | SEK | 26223.05 | ITAL UNIVERSO | MALAYSIA | Port Klang | Khalifa port | 2025-04-24 | 2025-05-13 |  | 2025-05-24 | [12 empty] | CASE_LIST | 1 |  | warehouse | DSV Indoor | 2025-05-24 | warehouse | 1 | 1 | -1 | 0 | 2.28 | 0 | 2.28 | HITACHI(HE) |  | 0 | 1 | 1 | 2 | Flow 2: Port → WH → Site | DSV Indoor | HITACHI
5588 | PRL-ZAK-020-O | HVDC-ADOPT-HE-0357 | AGI | EQ-224 | 366425 | 1 | Indoor | VOLTAGE DROPPER B | 214 | 114 | 252 | 6.1478 | 745 | 939 | Not stackable | 85044090 | SEK | 26223.05 | ITAL UNIVERSO | MALAYSIA | Port Klang | Khalifa port | 2025-04-24 | 2025-05-13 |  | 2025-05-24 | [12 empty] | CASE_LIST | 1 |  | warehouse | DSV Indoor | 2025-05-24 | warehouse | 1 | 1 | -1 | 0 | 2.44 | 0 | 2.44 | HITACHI(HE) |  | 0 | 1 | 1 | 2 | Flow 2: Port → WH → Site | DSV Indoor | HITACHI
5589 | PRL-ZAK-020-O | HVDC-ADOPT-HE-0357 | AGI | EQ-224 | 366426 | 1 | Indoor | DISTRIBUTION | 225 | 114 | 252 | 6.4638 | 815 | 1008 | Not stackable | 85044090 | SEK | 26223.05 | ITAL UNIVERSO | MALAYSIA | Port Klang | Khalifa port | 2025-04-24 | 2025-05-13 |  | 2025-05-24 | [12 empty] | CASE_LIST | 1 |  | warehouse | DSV Indoor | 2025-05-24 | warehouse | 1 | 1 | -1 | 0 | 2.56 | 0 | 2.56 | HITACHI(HE) |  | 0 | 1 | 1 | 2 | Flow 2: Port → WH → Site | DSV Indoor | HITACHI
5590 | PRL-ZAK-020-O | HVDC-ADOPT-HE-0357 | AGI | EQ-224 | 366427 | 1 | Indoor | UNC1X-815-00092 BATTERY LIFTER NO MS1016 | 174 | 114 | 223 | 4.4234 | 220 | 443 | Not stackable | 85044090 | SEK | 26223.05 | ITAL UNIVERSO | MALAYSIA | Port Klang | Khalifa port | 2025-04-24 | 2025-05-13 |  | 2025-05-24 | [12 empty] | CASE_LIST | 1 |  | warehouse | DSV Indoor | 2025-05-24 | warehouse | 1 | 1 | -1 | 0 | 1.98 | 0 | 1.98 | HITACHI(HE) |  | 0 | 1 | 1 | 2 | Flow 2: Port → WH → Site | DSV Indoor | HITACHI
5591 | PRL-ZAK-020-O | HVDC-ADOPT-HE-0357 | AGI | EQ-224 | 366428 | 1 | Indoor | UNC1X-815-00092 BATTERY LIFTER NO MS1016 | 174 | 114 | 223 | 4.4234 | 220 | 445 | Not stackable | 85044090 | SEK | 26223.05 | ITAL UNIVERSO | MALAYSIA | Port Klang | Khalifa port | 2025-04-24 | 2025-05-13 |  | 2025-05-24 | [12 empty] | CASE_LIST | 1 |  | warehouse | DSV Indoor | 2025-05-24 | warehouse | 1 | 1 | -1 | 0 | 1.98 | 0 | 1.98 | HITACHI(HE) |  | 0 | 1 | 1 | 2 | Flow 2: Port → WH → Site | DSV Indoor | HITACHI
5592 | PRL-ZAK-020-O | HVDC-ADOPT-HE-0357 | AGI | EQ-224 | 366429 | 1 | Indoor | UNC1X-815-00092 BATTERY LIFTER NO MS1016 | 174 | 114 | 223 | 4.4234 | 220 | 438 | Not stackable | 85044090 | SEK | 26223.05 | ITAL UNIVERSO | MALAYSIA | Port Klang | Khalifa port | 2025-04-24 | 2025-05-13 |  | 2025-05-24 | [12 empty] | CASE_LIST | 1 |  | warehouse | DSV Indoor | 2025-05-24 | warehouse | 1 | 1 | -1 | 0 | 1.98 | 0 | 1.98 | HITACHI(HE) |  | 0 | 1 | 1 | 2 | Flow 2: Port → WH → Site | DSV Indoor | HITACHI
4680 | PRL-MIR-010-A5 | HVDC-ADOPT-HE-0356 | MIR | EQ-300 | 280021 | 1 | Outdoor covered | EXTERNAL PIPES VALVE HALL POS. 1/2 | 640 | 230 | 100 | 14.8 | 1309 | 2080 | Stackable 1 tier | 84198910 | SEK | 331436.4 | QR9250A | Denmark | Billund | Abu Dhabi Airport | 2025-04-20 | 2025-04-25 | [10 empty] | 2025-04-30 |  |  |  | CASE_LIST |  | 1 | site | MIR | 2025-04-30 | site | 0 | 1 | 1 | 2 | 14.72 | 1 | 14.72 | HITACHI(HE) |  | 1 | 1 | 0 | 1 | Flow 1: Port → Site | MIR | HITACHI
4681 | PRL-MIR-010-A5 | HVDC-ADOPT-HE-0356 | MIR | EQ-300 | 280022 | 1 | Outdoor covered | EXTERNAL PIPES VALVE HALL POS. 2/2 | 640 | 230 | 120 | 17.664 | 630 | 1430 | Stackable 1 tier | 84198910 | SEK | 331436.4 | QR9250A | Denmark | Billund | Abu Dhabi Airport | 2025-04-20 | 2025-04-25 | [10 empty] | 2025-04-30 |  |  |  | CASE_LIST |  | 1 | site | MIR | 2025-04-30 | site | 0 | 1 | 1 | 2 | 14.72 | 1 | 14.72 | HITACHI(HE) |  | 1 | 1 | 0 | 1 | Flow 1: Port → Site | MIR | HITACHI
4682 | PRL-MIR-010-A5 | HVDC-ADOPT-HE-0356 | MIR | EQ-300 | 280023 | 1 | Outdoor covered | EXTERNAL PIPES VALVE HALL NEG 1/2 | 640 | 230 | 140 | 20.608 | 2660 | 3530 | Stackable 1 tier | 84198910 | SEK | 331436.4 | QR9250A | Denmark | Billund | Abu Dhabi Airport | 2025-04-20 | 2025-04-25 | [10 empty] | 2025-04-30 |  |  |  | CASE_LIST |  | 1 | site | MIR | 2025-04-30 | site | 0 | 1 | 1 | 2 | 14.72 | 1 | 14.72 | HITACHI(HE) |  | 1 | 1 | 0 | 1 | Flow 1: Port → Site | MIR | HITACHI
4683 | PRL-MIR-010-A5 | HVDC-ADOPT-HE-0356 | MIR | EQ-300 | 280024 | 1 | Outdoor covered | EXTERNAL PIPES VALVE HALL NEG 2/2 | 640 | 230 | 120 | 17.664 | 930 | 1730 | Stackable 1 tier | 84198910 | SEK | 331436.4 | QR9250A | Denmark | Billund | Abu Dhabi Airport | 2025-04-20 | 2025-04-25 | [10 empty] | 2025-04-30 |  |  |  | CASE_LIST |  | 1 | site | MIR | 2025-04-30 | site | 0 | 1 | 1 | 2 | 14.72 | 1 | 14.72 | HITACHI(HE) |  | 1 | 1 | 0 | 1 | Flow 1: Port → Site | MIR | HITACHI
4684 | PRL-O-019-O3 | HVDC-ADOPT-HE-0355 | SHU | EQ-002 | SLZU 665004-5 | 1 | Outdoor | NYTRO 10XN Transformer Oil | 606 | 244 | 259 | 38.2968 | 20980 | 20980 | Stackable | 27102090 | USD | 42342.89 | APL BARCELONA | BELGIUM | Antwerp | Khalifa port | 2025-03-13 | 2025-04-18 | [11 empty] | 2025-05-06 |  |  | CASE_LIST |  | 1 | site | SHU | 2025-05-06 | site | 0 | 1 | 1 | 2 | 14.79 | 1 | 14.79 | UNKNOWN |  | 1 | 1 | 0 | 1 | Flow 1: Port → Site | SHU
4685 | PRL-O-019-O3 | HVDC-ADOPT-HE-0355 | SHU | EQ-002 | SLZU 665003-0 | 1 | Outdoor | NYTRO 10XN Transformer Oil | 606 | 244 | 259 | 38.2968 | 20920 | 20920 | Stackable | 27102090 | USD | 42221.79 | APL BARCELONA | BELGIUM | Antwerp | Khalifa port | 2025-03-13 | 2025-04-18 | [11 empty] | 2025-05-06 |  |  | CASE_LIST |  | 1 | site | SHU | 2025-05-06 | site | 0 | 1 | 1 | 2 | 14.79 | 1 | 14.79 | UNKNOWN |  | 1 | 1 | 0 | 1 | Flow 1: Port → Site | SHU
4686 | PRL-O-019-O3 | HVDC-ADOPT-HE-0355 | SHU | EQ-002 | SLZU 665015-3 | 1 | Outdoor | NYTRO 10XN Transformer Oil | 606 | 244 | 259 | 38.2968 | 21020 | 21020 | Stackable | 27102090 | USD | 42423.62 | APL BARCELONA | BELGIUM | Antwerp | Khalifa port | 2025-03-13 | 2025-04-18 | [11 empty] | 2025-05-06 |  |  | CASE_LIST |  | 1 | site | SHU | 2025-05-06 | site | 0 | 1 | 1 | 2 | 14.79 | 1 | 14.79 | UNKNOWN |  | 1 | 1 | 0 | 1 | Flow 1: Port → Site | SHU
4687 | PRL-O-019-O3 | HVDC-ADOPT-HE-0355 | SHU | EQ-002 | SLZU 665031-7 | 1 | Outdoor | NYTRO 10XN Transformer Oil | 606 | 244 | 259 | 38.2968 | 20940 | 20940 | Stackable | 27102090 | USD | 42262.16 | APL BARCELONA | BELGIUM | Antwerp | Khalifa port | 2025-03-13 | 2025-04-18 | [11 empty] | 2025-05-06 |  |  | CASE_LIST |  | 1 | site | SHU | 2025-05-06 | site | 0 | 1 | 1 | 2 | 14.79 | 1 | 14.79 | UNKNOWN |  | 1 | 1 | 0 | 1 | Flow 1: Port → Site | SHU
4688 | PRL-O-019-O3 | HVDC-ADOPT-HE-0355 | SHU | EQ-002 | SLZU 260402-0 | 1 | Outdoor | NYTRO 10XN Transformer Oil | 606 | 244 | 259 | 38.2968 | 21680 | 21680 | Stackable | 27102090 | USD | 43755.66 | APL BARCELONA | BELGIUM | Antwerp | Khalifa port | 2025-03-13 | 2025-04-18 | [11 empty] | 2025-05-12 |  |  | CASE_LIST |  | 1 | site | SHU | 2025-05-12 | site | 0 | 1 | 1 | 2 | 14.79 | 1 | 14.79 | UNKNOWN |  | 1 | 1 | 0 | 1 | Flow 1: Port → Site | SHU
4689 | PRL-O-019-O3 | HVDC-ADOPT-HE-0355 | SHU | EQ-002 | SLZU 260803-1 | 1 | Outdoor | NYTRO 10XN Transformer Oil | 606 | 244 | 259 | 38.2968 | 21680 | 21680 | Stackable | 27102090 | USD | 43755.66 | APL BARCELONA | BELGIUM | Antwerp | Khalifa port | 2025-03-13 | 2025-04-18 | [11 empty] | 2025-05-12 |  |  | CASE_LIST |  | 1 | site | SHU | 2025-05-12 | site | 0 | 1 | 1 | 2 | 14.79 | 1 | 14.79 | UNKNOWN |  | 1 | 1 | 0 | 1 | Flow 1: Port → Site | SHU
4690 | PRL-O-019-O3 | HVDC-ADOPT-HE-0355 | SHU | EQ-002 | SLZU 260606-5 | 1 | Outdoor | NYTRO 10XN Transformer Oil | 606 | 244 | 259 | 38.2968 | 21600 | 21600 | Stackable | 27102090 | USD | 43594.2 | APL BARCELONA | BELGIUM | Antwerp | Khalifa port | 2025-03-13 | 2025-04-18 | [11 empty] | 2025-05-06 |  |  | CASE_LIST |  | 1 | site | SHU | 2025-05-06 | site | 0 | 1 | 1 | 2 | 14.79 | 1 | 14.79 | UNKNOWN |  | 1 | 1 | 0 | 1 | Flow 1: Port → Site | SHU
4691 | PRL-O-019-O3 | HVDC-ADOPT-HE-0355 | SHU | EQ-002 | SEGU 809058-7 | 1 | Outdoor | NYTRO 10XN Transformer Oil | 606 | 244 | 259 | 38.2968 | 21800 | 21800 | Stackable | 27102090 | USD | 43997.85 | APL BARCELONA | BELGIUM | Antwerp | Khalifa port | 2025-03-13 | 2025-04-18 | [11 empty] | 2025-05-12 |  |  | CASE_LIST |  | 1 | site | SHU | 2025-05-12 | site | 0 | 1 | 1 | 2 | 14.79 | 1 | 14.79 | UNKNOWN |  | 1 | 1 | 0 | 1 | Flow 1: Port → Site | SHU
5218 | PRL- DAS-030-O2 | HVDC-ADOPT-HE-0354 | DAS | EQ-224 | 209280 | 1 | Indoor | UPS A | 144 | 114 | 252 | 4.1398 | 1310 | 1424 | Not stackable | 85044090 | USD | 26223.05 | Cosco Shipping Aquarius | MALAYSIA | Port Klang | Khalifa port | 2025-04-13 | 2025-05-19 |  |  | 2025-05-29 |  |  |  | 2025-07-30 | [5 empty] | 2025-08-07 |  | CASE_LIST | 1 | 1 | site | DAS | 2025-08-07 | site | 2 | 3 | -1 | 2 | 1.64 | 0 | 1.64 | HITACHI(HE) |  | 1 | 3 | 2 | 4 | Flow 4: Port → WH → MOSB → Site | DAS | HITACHI
5219 | PRL- DAS-030-O2 | HVDC-ADOPT-HE-0354 | DAS | EQ-224 | 209281 | 1 | Indoor | UPS A + INCOMING A | 200 | 114 | 252 | 5.7456 | 1715 | 1885 | Not stackable | 85044090 | USD | 26223.05 | Cosco Shipping Aquarius | MALAYSIA | Port Klang | Khalifa port | 2025-04-13 | 2025-05-19 |  |  | 2025-05-29 |  |  |  | 2025-07-30 | [5 empty] | 2025-08-07 |  | CASE_LIST | 1 | 1 | site | DAS | 2025-08-07 | site | 2 | 3 | -1 | 2 | 2.28 | 0 | 2.28 | HITACHI(HE) |  | 1 | 3 | 2 | 4 | Flow 4: Port → WH → MOSB → Site | DAS | HITACHI
5220 | PRL- DAS-030-O2 | HVDC-ADOPT-HE-0354 | DAS | EQ-224 | 209282 | 1 | Indoor | UPS B | 144 | 114 | 252 | 4.1368 | 1290 | 1406 | Not stackable | 85044090 | USD | 26223.05 | Cosco Shipping Aquarius | MALAYSIA | Port Klang | Khalifa port | 2025-04-13 | 2025-05-19 |  |  | 2025-05-29 |  |  |  | 2025-07-30 | [5 empty] | 2025-08-07 |  | CASE_LIST | 1 | 1 | site | DAS | 2025-08-07 | site | 2 | 3 | -1 | 2 | 1.64 | 0 | 1.64 | HITACHI(HE) |  | 1 | 3 | 2 | 4 | Flow 4: Port → WH → MOSB → Site | DAS | HITACHI
5221 | PRL- DAS-030-O2 | HVDC-ADOPT-HE-0354 | DAS | EQ-224 | 209283 | 1 | Indoor | UPS B + INCOMING B | 200 | 114 | 252 | 5.7456 | 1725 | 1913 | Not stackable | 85044090 | USD | 26223.05 | Cosco Shipping Aquarius | MALAYSIA | Port Klang | Khalifa port | 2025-04-13 | 2025-05-19 |  |  | 2025-05-29 |  |  |  | 2025-07-30 | [5 empty] | 2025-08-07 |  | CASE_LIST | 1 | 1 | site | DAS | 2025-08-07 | site | 2 | 3 | -1 | 2 | 2.28 | 0 | 2.28 | HITACHI(HE) |  | 1 | 3 | 2 | 4 | Flow 4: Port → WH → MOSB → Site | DAS | HITACHI
5222 | PRL- DAS-030-O2 | HVDC-ADOPT-HE-0354 | DAS | EQ-224 | 209284 | 1 | Indoor | BYPASS | 174 | 114 | 252 | 4.9987 | 1210 | 1369 | Not stackable | 85044090 | USD | 26223.05 | Cosco Shipping Aquarius | MALAYSIA | Port Klang | Khalifa port | 2025-04-13 | 2025-05-19 |  |  | 2025-05-29 |  |  |  | 2025-07-30 | [5 empty] | 2025-08-07 |  | CASE_LIST | 1 | 1 | site | DAS | 2025-08-07 | site | 2 | 3 | -1 | 2 | 1.98 | 0 | 1.98 | HITACHI(HE) |  | 1 | 3 | 2 | 4 | Flow 4: Port → WH → MOSB → Site | DAS | HITACHI
5223 | PRL- DAS-030-O2 | HVDC-ADOPT-HE-0354 | DAS | EQ-224 | 209285 | 1 | Indoor | DISTRIBUTION | 225 | 114 | 252 | 6.4638 | 670 | 798 | Not stackable | 85044090 | USD | 26223.05 | Cosco Shipping Aquarius | MALAYSIA | Port Klang | Khalifa port | 2025-04-13 | 2025-05-19 |  |  | 2025-05-29 |  |  |  | 2025-07-30 | [5 empty] | 2025-08-08 |  | CASE_LIST | 1 | 1 | site | DAS | 2025-08-08 | site | 2 | 3 | -1 | 2 | 2.56 | 0 | 2.56 | HITACHI(HE) |  | 1 | 3 | 2 | 4 | Flow 4: Port → WH → MOSB → Site | DAS | HITACHI
5224 | PRL- DAS-030-O2 | HVDC-ADOPT-HE-0354 | DAS | EQ-224 | 209286 | 1 | Indoor | CHARGER A | 200 | 114 | 252 | 5.7456 | 1630 | 1815 | Not stackable | 85044090 | USD | 26223.05 | Cosco Shipping Aquarius | MALAYSIA | Port Klang | Khalifa port | 2025-04-13 | 2025-05-19 |  |  | 2025-05-29 |  |  |  | 2025-07-30 | [5 empty] | 2025-08-07 |  | CASE_LIST | 1 | 1 | site | DAS | 2025-08-07 | site | 2 | 3 | -1 | 2 | 2.28 | 0 | 2.28 | HITACHI(HE) |  | 1 | 3 | 2 | 4 | Flow 4: Port → WH → MOSB → Site | DAS | HITACHI
5225 | PRL- DAS-030-O2 | HVDC-ADOPT-HE-0354 | DAS | EQ-224 | 209287 | 1 | Indoor | VOLTAGE DROPPER A | 214 | 114 | 252 | 6.1478 | 765 | 973 | Not stackable | 85044090 | USD | 26223.05 | Cosco Shipping Aquarius | MALAYSIA | Port Klang | Khalifa port | 2025-04-13 | 2025-05-19 |  |  | 2025-05-29 |  |  |  | 2025-07-30 | [5 empty] | 2025-08-08 |  | CASE_LIST | 1 | 1 | site | DAS | 2025-08-08 | site | 2 | 3 | -1 | 2 | 2.44 | 0 | 2.44 | HITACHI(HE) |  | 1 | 3 | 2 | 4 | Flow 4: Port → WH → MOSB → Site | DAS | HITACHI
5226 | PRL- DAS-030-O2 | HVDC-ADOPT-HE-0354 | DAS | EQ-224 | 209288 | 1 | Indoor | CHARGER B | 200 | 114 | 252 | 5.7456 | 1660 | 1853 | Not stackable | 85044090 | USD | 26223.05 | Cosco Shipping Aquarius | MALAYSIA | Port Klang | Khalifa port | 2025-04-13 | 2025-05-19 |  |  | 2025-05-29 |  |  |  | 2025-07-30 | [5 empty] | 2025-08-07 |  | CASE_LIST | 1 | 1 | site | DAS | 2025-08-07 | site | 2 | 3 | -1 | 2 | 2.28 | 0 | 2.28 | HITACHI(HE) |  | 1 | 3 | 2 | 4 | Flow 4: Port → WH → MOSB → Site | DAS | HITACHI
5227 | PRL- DAS-030-O2 | HVDC-ADOPT-HE-0354 | DAS | EQ-224 | 209289 | 1 | Indoor | VOLTAGE DROPPER B | 214 | 114 | 252 | 6.1478 | 745 | 949 | Not stackable | 85044090 | USD | 26223.05 | Cosco Shipping Aquarius | MALAYSIA | Port Klang | Khalifa port | 2025-04-13 | 2025-05-19 |  |  | 2025-05-29 |  |  |  | 2025-07-30 | [5 empty] | 2025-08-08 |  | CASE_LIST | 1 | 1 | site | DAS | 2025-08-08 | site | 2 | 3 | -1 | 2 | 2.44 | 0 | 2.44 | HITACHI(HE) |  | 1 | 3 | 2 | 4 | Flow 4: Port → WH → MOSB → Site | DAS | HITACHI
5228 | PRL- DAS-030-O2 | HVDC-ADOPT-HE-0354 | DAS | EQ-224 | 209290 | 1 | Indoor | DISTRIBUTION | 225 | 114 | 252 | 6.4638 | 815 | 1021 | Not stackable | 85044090 | USD | 26223.05 | Cosco Shipping Aquarius | MALAYSIA | Port Klang | Khalifa port | 2025-04-13 | 2025-05-19 |  |  | 2025-05-29 |  |  |  | 2025-07-30 | [5 empty] | 2025-08-08 |  | CASE_LIST | 1 | 1 | site | DAS | 2025-08-08 | site | 2 | 3 | -1 | 2 | 2.56 | 0 | 2.56 | HITACHI(HE) |  | 1 | 3 | 2 | 4 | Flow 4: Port → WH → MOSB → Site | DAS | HITACHI
5229 | PRL- DAS-030-O2 | HVDC-ADOPT-HE-0354 | DAS | EQ-224 | 209291 | 1 | Indoor | CHARGER A | 200 | 114 | 252 | 5.7456 | 1630 | 1812 | Not stackable | 85044090 | USD | 26223.05 | Cosco Shipping Aquarius | MALAYSIA | Port Klang | Khalifa port | 2025-04-13 | 2025-05-19 |  |  | 2025-05-29 |  |  |  | 2025-07-30 | [5 empty] | 2025-08-07 |  | CASE_LIST | 1 | 1 | site | DAS | 2025-08-07 | site | 2 | 3 | -1 | 2 | 2.28 | 0 | 2.28 | HITACHI(HE) |  | 1 | 3 | 2 | 4 | Flow 4: Port → WH → MOSB → Site | DAS | HITACHI
5230 | PRL- DAS-030-O2 | HVDC-ADOPT-HE-0354 | DAS | EQ-224 | 209292 | 1 | Indoor | VOLTAGE DROPPER A | 214 | 114 | 252 | 6.1478 | 765 | 961 | Not stackable | 85044090 | USD | 26223.05 | Cosco Shipping Aquarius | MALAYSIA | Port Klang | Khalifa port | 2025-04-13 | 2025-05-19 |  |  | 2025-05-29 |  |  |  | 2025-07-30 | [5 empty] | 2025-08-08 |  | CASE_LIST | 1 | 1 | site | DAS | 2025-08-08 | site | 2 | 3 | -1 | 2 | 2.44 | 0 | 2.44 | HITACHI(HE) |  | 1 | 3 | 2 | 4 | Flow 4: Port → WH → MOSB → Site | DAS | HITACHI
5231 | PRL- DAS-030-O2 | HVDC-ADOPT-HE-0354 | DAS | EQ-224 | 209293 | 1 | Indoor | CHARGER B | 200 | 114 | 252 | 5.7456 | 1660 | 1855 | Not stackable | 85044090 | USD | 26223.05 | Cosco Shipping Aquarius | MALAYSIA | Port Klang | Khalifa port | 2025-04-13 | 2025-05-19 |  |  | 2025-05-29 |  |  |  | 2025-07-30 | [5 empty] | 2025-08-07 |  | CASE_LIST | 1 | 1 | site | DAS | 2025-08-07 | site | 2 | 3 | -1 | 2 | 2.28 | 0 | 2.28 | HITACHI(HE) |  | 1 | 3 | 2 | 4 | Flow 4: Port → WH → MOSB → Site | DAS | HITACHI
5232 | PRL- DAS-030-O2 | HVDC-ADOPT-HE-0354 | DAS | EQ-224 | 209294 | 1 | Indoor | VOLTAGE DROPPER B | 214 | 114 | 252 | 6.1478 | 745 | 948 | Not stackable | 85044090 | USD | 26223.05 | Cosco Shipping Aquarius | MALAYSIA | Port Klang | Khalifa port | 2025-04-13 | 2025-05-19 |  |  | 2025-05-29 |  |  |  | 2025-07-30 | [5 empty] | 2025-08-08 |  | CASE_LIST | 1 | 1 | site | DAS | 2025-08-08 | site | 2 | 3 | -1 | 2 | 2.44 | 0 | 2.44 | HITACHI(HE) |  | 1 | 3 | 2 | 4 | Flow 4: Port → WH → MOSB → Site | DAS | HITACHI
5233 | PRL- DAS-030-O2 | HVDC-ADOPT-HE-0354 | DAS | EQ-224 | 209295 | 1 | Indoor | DISTRIBUTION | 225 | 114 | 252 | 6.4638 | 815 | 1019 | Not stackable | 85044090 | USD | 26223.05 | Cosco Shipping Aquarius | MALAYSIA | Port Klang | Khalifa port | 2025-04-13 | 2025-05-19 |  |  | 2025-05-29 |  |  |  | 2025-07-30 | [5 empty] | 2025-08-08 |  | CASE_LIST | 1 | 1 | site | DAS | 2025-08-08 | site | 2 | 3 | -1 | 2 | 2.56 | 0 | 2.56 | HITACHI(HE) |  | 1 | 3 | 2 | 4 | Flow 4: Port → WH → MOSB → Site | DAS | HITACHI
5234 | PRL- DAS-030-O2 | HVDC-ADOPT-HE-0354 | DAS | EQ-224 | 209296 | 1 | Indoor | UNC1X-815-00092 BATTERY LIFTER NO MS1016 | 174 | 114 | 223 | 4.4234 | 220 | 430 | Not stackable | 85044090 | USD | 26223.05 | Cosco Shipping Aquarius | MALAYSIA | Port Klang | Khalifa port | 2025-04-13 | 2025-05-19 |  |  | 2025-05-29 |  |  |  | 2025-07-30 | [5 empty] | 2025-08-03 |  | CASE_LIST | 1 | 1 | site | DAS | 2025-08-03 | site | 2 | 3 | -1 | 2 | 1.98 | 0 | 1.98 | HITACHI(HE) |  | 1 | 3 | 2 | 4 | Flow 4: Port → WH → MOSB → Site | DAS | HITACHI
5235 | PRL- DAS-030-O2 | HVDC-ADOPT-HE-0354 | DAS | EQ-224 | 209297 | 1 | Indoor | UNC1X-815-00092 BATTERY LIFTER NO MS1016 | 174 | 114 | 223 | 4.4234 | 220 | 411 | Not stackable | 85044090 | USD | 26223.05 | Cosco Shipping Aquarius | MALAYSIA | Port Klang | Khalifa port | 2025-04-13 | 2025-05-19 |  |  | 2025-05-29 |  |  |  | 2025-07-30 | [5 empty] | 2025-08-08 |  | CASE_LIST | 1 | 1 | site | DAS | 2025-08-08 | site | 2 | 3 | -1 | 2 | 1.98 | 0 | 1.98 | HITACHI(HE) |  | 1 | 3 | 2 | 4 | Flow 4: Port → WH → MOSB → Site | DAS | HITACHI
5236 | PRL- DAS-030-O2 | HVDC-ADOPT-HE-0354 | DAS | EQ-224 | 209298 | 1 | Indoor | UNC1X-815-00092 BATTERY LIFTER NO MS1016 | 174 | 114 | 223 | 4.4234 | 220 | 415 | Not stackable | 85044090 | USD | 26223.05 | Cosco Shipping Aquarius | MALAYSIA | Port Klang | Khalifa port | 2025-04-13 | 2025-05-19 |  |  | 2025-05-29 |  |  |  | 2025-07-30 | [5 empty] | 2025-08-03 |  | CASE_LIST | 1 | 1 | site | DAS | 2025-08-03 | site | 2 | 3 | -1 | 2 | 1.98 | 0 | 1.98 | HITACHI(HE) |  | 1 | 3 | 2 | 4 | Flow 4: Port → WH → MOSB → Site | DAS | HITACHI
5429 | PRL-CS-036-O2 Spare | HVDC-ADOPT-HE-0353 | AGI | EQ-011 | 366061 | 1 | Outdoor | SPARE CAP UNIT | 156 | 78 | 46 | 0.55973 | 275 | 330 | Stackable 1 tier | 85321000 | SEK | 123322.5 | MSC ORSOLA | Bulgaria | Varna | Khalifa port | 2025-05-10 | 2025-07-07 | [6 empty] | 2025-07-15 | [6 empty] | 2025-07-24 | CASE_LIST | 1 | 1 | site | AGI | 2025-07-24 | site | 1 | 2 | 0 | 2 | 1.22 | 1 | 1.22 | HITACHI(HE) |  | 1 | 2 | 1 | 3 | Flow 3: Port → MOSB → Site | AGI | HITACHI
5430 | PRL-CS-036-O2 Spare | HVDC-ADOPT-HE-0353 | AGI | EQ-011 | 366376 | 1 | Outdoor | SPARE CAP UNIT | 156 | 78 | 46 | 0.55973 | 367 | 420 | Stackable 1 tier | 85321000 | SEK | 123322.5 | MSC ORSOLA | Bulgaria | Varna | Khalifa port | 2025-05-10 | 2025-07-07 | [6 empty] | 2025-07-15 | [6 empty] | 2025-07-24 | CASE_LIST | 1 | 1 | site | AGI | 2025-07-24 | site | 1 | 2 | 0 | 2 | 1.22 | 1 | 1.22 | HITACHI(HE) |  | 1 | 2 | 1 | 3 | Flow 3: Port → MOSB → Site | AGI | HITACHI
5431 | PRL-CS-036-O2 Spare | HVDC-ADOPT-HE-0353 | DAS | EQ-011 | 209202 | 1 | Outdoor | SPARE CAP UNIT | 156 | 78 | 46 | 0.55973 | 275 | 325 | Stackable 1 tier | 85321000 | SEK | 123322.5 | MSC ORSOLA | Bulgaria | Varna | Khalifa port | 2025-05-10 | 2025-07-07 | [6 empty] | 2025-07-15 | [5 empty] | 2025-08-03 |  | CASE_LIST | 1 | 1 | site | DAS | 2025-08-03 | site | 1 | 2 | 0 | 2 | 1.22 | 1 | 1.22 | HITACHI(HE) |  | 1 | 2 | 1 | 3 | Flow 3: Port → MOSB → Site | DAS | HITACHI
5432 | PRL-CS-036-O2 Spare | HVDC-ADOPT-HE-0353 | DAS | EQ-011 | 209203 | 1 | Outdoor | SPARE CAP UNIT | 156 | 78 | 46 | 0.55973 | 367 | 417 | Stackable 1 tier | 85321000 | SEK | 123322.5 | MSC ORSOLA | Bulgaria | Varna | Khalifa port | 2025-05-10 | 2025-07-07 | [6 empty] | 2025-07-15 | [5 empty] | 2025-08-03 |  | CASE_LIST | 1 | 1 | site | DAS | 2025-08-03 | site | 1 | 2 | 0 | 2 | 1.22 | 1 | 1.22 | HITACHI(HE) |  | 1 | 2 | 1 | 3 | Flow 3: Port → MOSB → Site | DAS | HITACHI
5405 | PRL-CS-036-O1 | HVDC-ADOPT-HE-0352 | AGI | EQ-011 | 366049 | 1 | Outdoor | QBANK-H C46000769 / C82011546 | 328 | 222 | 150 | 10.9224 | 1562 | 2200 | Stackable 1 tier | 85321000 | SEK | 624044.9 | MSC ORSOLA | Bulgaria | Varna | Khalifa port | 2025-05-10 | 2025-07-07 | [6 empty] | 2025-07-15 | [7 empty] | CASE_LIST | 1 |  | warehouse | MOSB | 2025-07-15 | warehouse | 1 | 1 | -1 | 0 | 7.28 | 1 | 7.28 | HITACHI(HE) |  | 0 | 1 | 1 | 5 | Flow 5: Mixed / Waiting / Incomplete leg | MOSB | HITACHI
5406 | PRL-CS-036-O1 | HVDC-ADOPT-HE-0352 | AGI | EQ-011 | 366050 | 1 | Outdoor | QBANK-H C46000769 / C82011546 | 328 | 222 | 150 | 10.9224 | 1562 | 2200 | Stackable 1 tier | 85321000 | SEK | 624044.9 | MSC ORSOLA | Bulgaria | Varna | Khalifa port | 2025-05-10 | 2025-07-07 | [6 empty] | 2025-07-15 | [7 empty] | CASE_LIST | 1 |  | warehouse | MOSB | 2025-07-15 | warehouse | 1 | 1 | -1 | 0 | 7.28 | 1 | 7.28 | HITACHI(HE) |  | 0 | 1 | 1 | 5 | Flow 5: Mixed / Waiting / Incomplete leg | MOSB | HITACHI
5407 | PRL-CS-036-O1 | HVDC-ADOPT-HE-0352 | AGI | EQ-011 | 366051 | 1 | Outdoor | QBANK-H C46000769 / C82011546 | 328 | 222 | 150 | 10.9224 | 1562 | 2200 | Stackable 1 tier | 85321000 | SEK | 624044.9 | MSC ORSOLA | Bulgaria | Varna | Khalifa port | 2025-05-10 | 2025-07-07 | [6 empty] | 2025-07-15 | [7 empty] | CASE_LIST | 1 |  | warehouse | MOSB | 2025-07-15 | warehouse | 1 | 1 | -1 | 0 | 7.28 | 1 | 7.28 | HITACHI(HE) |  | 0 | 1 | 1 | 5 | Flow 5: Mixed / Waiting / Incomplete leg | MOSB | HITACHI
5408 | PRL-CS-036-O1 | HVDC-ADOPT-HE-0352 | AGI | EQ-011 | 366052 | 1 | Outdoor | QBANK-H C46000769 / C82011546 | 328 | 222 | 150 | 10.9224 | 1562 | 2200 | Stackable 1 tier | 85321000 | SEK | 624044.9 | MSC ORSOLA | Bulgaria | Varna | Khalifa port | 2025-05-10 | 2025-07-07 | [6 empty] | 2025-07-15 | [7 empty] | CASE_LIST | 1 |  | warehouse | MOSB | 2025-07-15 | warehouse | 1 | 1 | -1 | 0 | 7.28 | 1 | 7.28 | HITACHI(HE) |  | 0 | 1 | 1 | 5 | Flow 5: Mixed / Waiting / Incomplete leg | MOSB | HITACHI
5409 | PRL-CS-036-O1 | HVDC-ADOPT-HE-0352 | AGI | EQ-011 | 366053 | 1 | Outdoor | QBANK-H C46000769 / C82011546 | 328 | 222 | 150 | 10.9224 | 1562 | 2200 | Stackable 1 tier | 85321000 | SEK | 624044.9 | MSC ORSOLA | Bulgaria | Varna | Khalifa port | 2025-05-10 | 2025-07-07 | [6 empty] | 2025-07-15 | [7 empty] | CASE_LIST | 1 |  | warehouse | MOSB | 2025-07-15 | warehouse | 1 | 1 | -1 | 0 | 7.28 | 1 | 7.28 | HITACHI(HE) |  | 0 | 1 | 1 | 5 | Flow 5: Mixed / Waiting / Incomplete leg | MOSB | HITACHI
5410 | PRL-CS-036-O1 | HVDC-ADOPT-HE-0352 | AGI | EQ-011 | 366054 | 1 | Outdoor | QBANK-H C46000769 / C82011546 | 328 | 222 | 150 | 10.9224 | 1562 | 2200 | Stackable 1 tier | 85321000 | SEK | 624044.9 | MSC ORSOLA | Bulgaria | Varna | Khalifa port | 2025-05-10 | 2025-07-07 | [6 empty] | 2025-07-15 | [7 empty] | CASE_LIST | 1 |  | warehouse | MOSB | 2025-07-15 | warehouse | 1 | 1 | -1 | 0 | 7.28 | 1 | 7.28 | HITACHI(HE) |  | 0 | 1 | 1 | 5 | Flow 5: Mixed / Waiting / Incomplete leg | MOSB | HITACHI
5411 | PRL-CS-036-O1 | HVDC-ADOPT-HE-0352 | AGI | EQ-011 | 366055 | 1 | Outdoor | QBANK-H C46000769 / C82011546 | 328 | 222 | 150 | 10.9224 | 1562 | 2200 | Stackable 1 tier | 85321000 | SEK | 624044.9 | MSC ORSOLA | Bulgaria | Varna | Khalifa port | 2025-05-10 | 2025-07-07 | [6 empty] | 2025-07-15 | [7 empty] | CASE_LIST | 1 |  | warehouse | MOSB | 2025-07-15 | warehouse | 1 | 1 | -1 | 0 | 7.28 | 1 | 7.28 | HITACHI(HE) |  | 0 | 1 | 1 | 5 | Flow 5: Mixed / Waiting / Incomplete leg | MOSB | HITACHI
5412 | PRL-CS-036-O1 | HVDC-ADOPT-HE-0352 | AGI | EQ-011 | 366056 | 1 | Outdoor | QBANK-H C46000769 / C82011546 | 328 | 222 | 150 | 10.9224 | 1562 | 2200 | Stackable 1 tier | 85321000 | SEK | 624044.9 | MSC ORSOLA | Bulgaria | Varna | Khalifa port | 2025-05-10 | 2025-07-07 | [6 empty] | 2025-07-15 | [7 empty] | CASE_LIST | 1 |  | warehouse | MOSB | 2025-07-15 | warehouse | 1 | 1 | -1 | 0 | 7.28 | 1 | 7.28 | HITACHI(HE) |  | 0 | 1 | 1 | 5 | Flow 5: Mixed / Waiting / Incomplete leg | MOSB | HITACHI
5413 | PRL-CS-036-O1 | HVDC-ADOPT-HE-0352 | AGI | EQ-011 | 366057 | 1 | Outdoor | QBANK-H C46000769 / C82011546 | 328 | 222 | 150 | 10.9224 | 1562 | 2200 | Stackable 1 tier | 85321000 | SEK | 624044.9 | MSC ORSOLA | Bulgaria | Varna | Khalifa port | 2025-05-10 | 2025-07-07 | [6 empty] | 2025-07-15 | [7 empty] | CASE_LIST | 1 |  | warehouse | MOSB | 2025-07-15 | warehouse | 1 | 1 | -1 | 0 | 7.28 | 1 | 7.28 | HITACHI(HE) |  | 0 | 1 | 1 | 5 | Flow 5: Mixed / Waiting / Incomplete leg | MOSB | HITACHI
5414 | PRL-CS-036-O1 | HVDC-ADOPT-HE-0352 | AGI | EQ-011 | 366058 | 1 | Outdoor | QBANK-H C46000769 / C82011546 | 328 | 222 | 150 | 10.9224 | 1552 | 2200 | Stackable 1 tier | 85321000 | SEK | 624044.9 | MSC ORSOLA | Bulgaria | Varna | Khalifa port | 2025-05-10 | 2025-07-07 | [6 empty] | 2025-07-15 | [7 empty] | CASE_LIST | 1 |  | warehouse | MOSB | 2025-07-15 | warehouse | 1 | 1 | -1 | 0 | 7.28 | 1 | 7.28 | HITACHI(HE) |  | 0 | 1 | 1 | 5 | Flow 5: Mixed / Waiting / Incomplete leg | MOSB | HITACHI
5415 | PRL-CS-036-O1 | HVDC-ADOPT-HE-0352 | AGI | EQ-011 | 366059 | 1 | Outdoor | QBANK-H C46000769 / C82011546 | 328 | 222 | 150 | 10.9224 | 1562 | 2200 | Stackable 1 tier | 85321000 | SEK | 624044.9 | MSC ORSOLA | Bulgaria | Varna | Khalifa port | 2025-05-10 | 2025-07-07 | [6 empty] | 2025-07-15 | [7 empty] | CASE_LIST | 1 |  | warehouse | MOSB | 2025-07-15 | warehouse | 1 | 1 | -1 | 0 | 7.28 | 1 | 7.28 | HITACHI(HE) |  | 0 | 1 | 1 | 5 | Flow 5: Mixed / Waiting / Incomplete leg | MOSB | HITACHI
5416 | PRL-CS-036-O1 | HVDC-ADOPT-HE-0352 | AGI | EQ-011 | 366060 | 1 | Outdoor | QBANK-H C46000769 / C82011546 | 328 | 222 | 150 | 10.9224 | 1562 | 2200 | Stackable 1 tier | 85321000 | SEK | 624044.9 | MSC ORSOLA | Bulgaria | Varna | Khalifa port | 2025-05-10 | 2025-07-07 | [6 empty] | 2025-07-15 | [7 empty] | CASE_LIST | 1 |  | warehouse | MOSB | 2025-07-15 | warehouse | 1 | 1 | -1 | 0 | 7.28 | 1 | 7.28 | HITACHI(HE) |  | 0 | 1 | 1 | 5 | Flow 5: Mixed / Waiting / Incomplete leg | MOSB | HITACHI
5417 | PRL-CS-036-O1 | HVDC-ADOPT-HE-0352 | DAS | EQ-011 | 209190 | 1 | Outdoor | QBANK-H C46000766 / C82011532 | 328 | 222 | 149 | 10.8496 | 1562 | 2200 | Stackable 1 tier | 85321000 | SEK | 624044.9 | MSC ORSOLA | Bulgaria | Varna | Khalifa port | 2025-05-10 | 2025-07-07 | [6 empty] | 2025-07-15 | [5 empty] | 2025-07-31 |  | CASE_LIST | 1 | 1 | site | DAS | 2025-07-31 | site | 1 | 2 | 0 | 2 | 7.28 | 1 | 7.28 | HITACHI(HE) |  | 1 | 2 | 1 | 3 | Flow 3: Port → MOSB → Site | DAS | HITACHI
5418 | PRL-CS-036-O1 | HVDC-ADOPT-HE-0352 | DAS | EQ-011 | 209191 | 1 | Outdoor | QBANK-H C46000766 / C82011532 | 328 | 222 | 149 | 10.8496 | 1562 | 2200 | Stackable 1 tier | 85321000 | SEK | 624044.9 | MSC ORSOLA | Bulgaria | Varna | Khalifa port | 2025-05-10 | 2025-07-07 | [6 empty] | 2025-07-15 | [5 empty] | 2025-07-31 |  | CASE_LIST | 1 | 1 | site | DAS | 2025-07-31 | site | 1 | 2 | 0 | 2 | 7.28 | 1 | 7.28 | HITACHI(HE) |  | 1 | 2 | 1 | 3 | Flow 3: Port → MOSB → Site | DAS | HITACHI
5419 | PRL-CS-036-O1 | HVDC-ADOPT-HE-0352 | DAS | EQ-011 | 209192 | 1 | Outdoor | QBANK-H C46000766 / C82011532 | 328 | 222 | 149 | 10.8496 | 1562 | 2200 | Stackable 1 tier | 85321000 | SEK | 624044.9 | MSC ORSOLA | Bulgaria | Varna | Khalifa port | 2025-05-10 | 2025-07-07 | [6 empty] | 2025-07-15 | [5 empty] | 2025-07-31 |  | CASE_LIST | 1 | 1 | site | DAS | 2025-07-31 | site | 1 | 2 | 0 | 2 | 7.28 | 1 | 7.28 | HITACHI(HE) |  | 1 | 2 | 1 | 3 | Flow 3: Port → MOSB → Site | DAS | HITACHI
5420 | PRL-CS-036-O1 | HVDC-ADOPT-HE-0352 | DAS | EQ-011 | 209193 | 1 | Outdoor | QBANK-H C46000766 / C82011532 | 328 | 222 | 149 | 10.8496 | 1562 | 2200 | Stackable 1 tier | 85321000 | SEK | 624044.9 | MSC ORSOLA | Bulgaria | Varna | Khalifa port | 2025-05-10 | 2025-07-07 | [6 empty] | 2025-07-15 | [5 empty] | 2025-07-31 |  | CASE_LIST | 1 | 1 | site | DAS | 2025-07-31 | site | 1 | 2 | 0 | 2 | 7.28 | 1 | 7.28 | HITACHI(HE) |  | 1 | 2 | 1 | 3 | Flow 3: Port → MOSB → Site | DAS | HITACHI
5421 | PRL-CS-036-O1 | HVDC-ADOPT-HE-0352 | DAS | EQ-011 | 209194 | 1 | Outdoor | QBANK-H C46000766 / C82011532 | 328 | 222 | 149 | 10.8496 | 1562 | 2200 | Stackable 1 tier | 85321000 | SEK | 624044.9 | MSC ORSOLA | Bulgaria | Varna | Khalifa port | 2025-05-10 | 2025-07-07 | [6 empty] | 2025-07-15 | [5 empty] | 2025-07-31 |  | CASE_LIST | 1 | 1 | site | DAS | 2025-07-31 | site | 1 | 2 | 0 | 2 | 7.28 | 1 | 7.28 | HITACHI(HE) |  | 1 | 2 | 1 | 3 | Flow 3: Port → MOSB → Site | DAS | HITACHI
5422 | PRL-CS-036-O1 | HVDC-ADOPT-HE-0352 | DAS | EQ-011 | 209195 | 1 | Outdoor | QBANK-H C46000766 / C82011532 | 328 | 222 | 149 | 10.8496 | 1562 | 2200 | Stackable 1 tier | 85321000 | SEK | 624044.9 | MSC ORSOLA | Bulgaria | Varna | Khalifa port | 2025-05-10 | 2025-07-07 | [6 empty] | 2025-07-15 | [5 empty] | 2025-07-31 |  | CASE_LIST | 1 | 1 | site | DAS | 2025-07-31 | site | 1 | 2 | 0 | 2 | 7.28 | 1 | 7.28 | HITACHI(HE) |  | 1 | 2 | 1 | 3 | Flow 3: Port → MOSB → Site | DAS | HITACHI
5423 | PRL-CS-036-O1 | HVDC-ADOPT-HE-0352 | DAS | EQ-011 | 209196 | 1 | Outdoor | QBANK-H C46000766 / C82011532 | 328 | 222 | 149 | 10.8496 | 1562 | 2200 | Stackable 1 tier | 85321000 | SEK | 624044.9 | MSC ORSOLA | Bulgaria | Varna | Khalifa port | 2025-05-10 | 2025-07-07 | [6 empty] | 2025-07-15 | [5 empty] | 2025-08-03 |  | CASE_LIST | 1 | 1 | site | DAS | 2025-08-03 | site | 1 | 2 | 0 | 2 | 7.28 | 1 | 7.28 | HITACHI(HE) |  | 1 | 2 | 1 | 3 | Flow 3: Port → MOSB → Site | DAS | HITACHI
5424 | PRL-CS-036-O1 | HVDC-ADOPT-HE-0352 | DAS | EQ-011 | 209197 | 1 | Outdoor | QBANK-H C46000766 / C82011532 | 328 | 222 | 149 | 10.8496 | 1562 | 2200 | Stackable 1 tier | 85321000 | SEK | 624044.9 | MSC ORSOLA | Bulgaria | Varna | Khalifa port | 2025-05-10 | 2025-07-07 | [6 empty] | 2025-07-15 | [5 empty] | 2025-08-03 |  | CASE_LIST | 1 | 1 | site | DAS | 2025-08-03 | site | 1 | 2 | 0 | 2 | 7.28 | 1 | 7.28 | HITACHI(HE) |  | 1 | 2 | 1 | 3 | Flow 3: Port → MOSB → Site | DAS | HITACHI
5425 | PRL-CS-036-O1 | HVDC-ADOPT-HE-0352 | DAS | EQ-011 | 209198 | 1 | Outdoor | QBANK-H C46000766 / C82011532 | 328 | 222 | 149 | 10.8496 | 1562 | 2200 | Stackable 1 tier | 85321000 | SEK | 624044.9 | MSC ORSOLA | Bulgaria | Varna | Khalifa port | 2025-05-10 | 2025-07-07 | [6 empty] | 2025-07-15 | [5 empty] | 2025-08-03 |  | CASE_LIST | 1 | 1 | site | DAS | 2025-08-03 | site | 1 | 2 | 0 | 2 | 7.28 | 1 | 7.28 | HITACHI(HE) |  | 1 | 2 | 1 | 3 | Flow 3: Port → MOSB → Site | DAS | HITACHI
5426 | PRL-CS-036-O1 | HVDC-ADOPT-HE-0352 | DAS | EQ-011 | 209199 | 1 | Outdoor | QBANK-H C46000766 / C82011532 | 328 | 222 | 149 | 10.8496 | 1562 | 2200 | Stackable 1 tier | 85321000 | SEK | 624044.9 | MSC ORSOLA | Bulgaria | Varna | Khalifa port | 2025-05-10 | 2025-07-07 | [6 empty] | 2025-07-15 | [5 empty] | 2025-08-03 |  | CASE_LIST | 1 | 1 | site | DAS | 2025-08-03 | site | 1 | 2 | 0 | 2 | 7.28 | 1 | 7.28 | HITACHI(HE) |  | 1 | 2 | 1 | 3 | Flow 3: Port → MOSB → Site | DAS | HITACHI
5427 | PRL-CS-036-O1 | HVDC-ADOPT-HE-0352 | DAS | EQ-011 | 209200 | 1 | Outdoor | QBANK-H C46000766 / C82011532 | 328 | 222 | 149 | 10.8496 | 1562 | 2200 | Stackable 1 tier | 85321000 | SEK | 624044.9 | MSC ORSOLA | Bulgaria | Varna | Khalifa port | 2025-05-10 | 2025-07-07 | [6 empty] | 2025-07-15 | [5 empty] | 2025-08-03 |  | CASE_LIST | 1 | 1 | site | DAS | 2025-08-03 | site | 1 | 2 | 0 | 2 | 7.28 | 1 | 7.28 | HITACHI(HE) |  | 1 | 2 | 1 | 3 | Flow 3: Port → MOSB → Site | DAS | HITACHI
5428 | PRL-CS-036-O1 | HVDC-ADOPT-HE-0352 | DAS | EQ-011 | 209201 | 1 | Outdoor | QBANK-H C46000766 / C82011532 | 328 | 222 | 149 | 10.8496 | 1562 | 2200 | Stackable 1 tier | 85321000 | SEK | 624044.9 | MSC ORSOLA | Bulgaria | Varna | Khalifa port | 2025-05-10 | 2025-07-07 | [6 empty] | 2025-07-15 | [5 empty] | 2025-08-03 |  | CASE_LIST | 1 | 1 | site | DAS | 2025-08-03 | site | 1 | 2 | 0 | 2 | 7.28 | 1 | 7.28 | HITACHI(HE) |  | 1 | 2 | 1 | 3 | Flow 3: Port → MOSB → Site | DAS | HITACHI
5176 | PRL-MIR-026-O | HVDC-ADOPT-HE-0351 | MIR | EQ-273 | 280874 | 1 | Outdoor covered | 4F OM1 MULTIMODE SWA LSZH | 131 | 105 | 148 | 2.0357 | 753 | 1038 | Stackable 2 tier | 90011090 | SEK | 173270.1 | MSC MIRJA | United Kingdom | LONDON GATEWAY | Khalifa port | 2025-04-12 | 2025-06-05 | [10 empty] | 2025-06-17 |  |  |  | CASE_LIST |  | 1 | site | MIR | 2025-06-17 | site | 0 | 1 | 1 | 2 | 1.38 | 2 | 1.38 | HITACHI(HE) |  | 1 | 1 | 0 | 1 | Flow 1: Port → Site | MIR | HITACHI
5177 | PRL-MIR-026-O | HVDC-ADOPT-HE-0351 | MIR | EQ-273 | 280875 | 1 | Outdoor covered | 4F OM1 MULTIMODE SWA LSZH | 131 | 104 | 144 | 1.9619 | 791 | 1076 | Stackable 2 tier | 90011090 | SEK | 173270.1 | MSC MIRJA | United Kingdom | LONDON GATEWAY | Khalifa port | 2025-04-12 | 2025-06-05 | [10 empty] | 2025-06-17 |  |  |  | CASE_LIST |  | 1 | site | MIR | 2025-06-17 | site | 0 | 1 | 1 | 2 | 1.36 | 2 | 1.36 | HITACHI(HE) |  | 1 | 1 | 0 | 1 | Flow 1: Port → Site | MIR | HITACHI
5178 | PRL-MIR-026-O | HVDC-ADOPT-HE-0351 | MIR | EQ-273 | 280876 | 1 | Outdoor covered | 4F OM1 MULTIMODE SWA LSZH | 130 | 105 | 147 | 2.0065 | 735 | 1020 | Stackable 2 tier | 90011090 | SEK | 173270.1 | MSC MIRJA | United Kingdom | LONDON GATEWAY | Khalifa port | 2025-04-12 | 2025-06-05 | [10 empty] | 2025-06-17 |  |  |  | CASE_LIST |  | 1 | site | MIR | 2025-06-17 | site | 0 | 1 | 1 | 2 | 1.36 | 2 | 1.36 | HITACHI(HE) |  | 1 | 1 | 0 | 1 | Flow 1: Port → Site | MIR | HITACHI
5179 | PRL-MIR-026-O | HVDC-ADOPT-HE-0351 | MIR | EQ-273 | 280877 | 1 | Outdoor covered | 8F OM1 MULTIMODE SWA LSZH | 147 | 103 | 162 | 2.4528 | 915 | 1200 | Stackable 2 tier | 90011090 | SEK | 173270.1 | MSC MIRJA | United Kingdom | LONDON GATEWAY | Khalifa port | 2025-04-12 | 2025-06-05 | [10 empty] | 2025-06-17 |  |  |  | CASE_LIST |  | 1 | site | MIR | 2025-06-17 | site | 0 | 1 | 1 | 2 | 1.51 | 2 | 1.51 | HITACHI(HE) |  | 1 | 1 | 0 | 1 | Flow 1: Port → Site | MIR | HITACHI
5180 | PRL-MIR-026-O | HVDC-ADOPT-HE-0351 | MIR | EQ-273 | 280878 | 1 | Outdoor covered | 4F OM1 MULTIMODE LSZH | 122 | 82 | 103 | 1.0304 | 98 | 184 | Stackable 2 tier | 90011090 | SEK | 173270.1 | MSC MIRJA | United Kingdom | LONDON GATEWAY | Khalifa port | 2025-04-12 | 2025-06-05 | [10 empty] | 2025-06-17 |  |  |  | CASE_LIST |  | 1 | site | MIR | 2025-06-17 | site | 0 | 1 | 1 | 2 | 1 | 2 | 1 | HITACHI(HE) |  | 1 | 1 | 0 | 1 | Flow 1: Port → Site | MIR | HITACHI
5181 | PRL-MIR-026-O | HVDC-ADOPT-HE-0351 | MIR | EQ-273 | 280879 | 1 | Outdoor covered | 8F OM1 MULTIMODE LSZH | 122 | 82 | 103 | 1.0304 | 60 | 136 | Stackable 2 tier | 90011090 | SEK | 173270.1 | MSC MIRJA | United Kingdom | LONDON GATEWAY | Khalifa port | 2025-04-12 | 2025-06-05 | [10 empty] | 2025-06-17 |  |  |  | CASE_LIST |  | 1 | site | MIR | 2025-06-17 | site | 0 | 1 | 1 | 2 | 1 | 2 | 1 | HITACHI(HE) |  | 1 | 1 | 0 | 1 | Flow 1: Port → Site | MIR | HITACHI
5182 | PRL-MIR-026-O | HVDC-ADOPT-HE-0351 | MIR | EQ-273 | 280880 | 1 | Outdoor covered | CAT6 A S/FTP LSZH | 122 | 82 | 53 | 0.53021 | 88 | 174 | Stackable 2 tier | 90011090 | SEK | 173270.1 | MSC MIRJA | United Kingdom | LONDON GATEWAY | Khalifa port | 2025-04-12 | 2025-06-05 | [10 empty] | 2025-06-17 |  |  |  | CASE_LIST |  | 1 | site | MIR | 2025-06-17 | site | 0 | 1 | 1 | 2 | 1 | 2 | 1 | HITACHI(HE) |  | 1 | 1 | 0 | 1 | Flow 1: Port → Site | MIR | HITACHI
5168 | PRL-CS-037-O | HVDC-ADOPT-HE-0350 | DAS | EQ-273 | 209278 | 1 | Outdoor covered | 8F OM1 MULTIMODE SWA LSZH | 134 | 105 | 145 | 2.0402 | 577 | 862 | Stackable 2 tier | 90011090 | SEK | 198141.2 | MSC MIRJA | United Kingdom | LONDON GATEWAY | Khalifa port | 2025-04-12 | 2025-06-05 | [6 empty] | 2025-06-26 | [5 empty] | 2025-07-01 |  | CASE_LIST | 1 | 1 | site | DAS | 2025-07-01 | site | 1 | 2 | 0 | 2 | 1.41 | 2 | 1.41 | HITACHI(HE) |  | 1 | 2 | 1 | 3 | Flow 3: Port → MOSB → Site | DAS | HITACHI
5169 | PRL-CS-037-O | HVDC-ADOPT-HE-0350 | DAS | EQ-273 | 209279 | 1 | Outdoor covered | 8F OM1 MULTIMODE SWA LSZH | 133 | 105 | 147 | 2.0529 | 453 | 738 | Stackable 2 tier | 90011090 | SEK | 198141.2 | MSC MIRJA | United Kingdom | LONDON GATEWAY | Khalifa port | 2025-04-12 | 2025-06-05 | [6 empty] | 2025-06-26 | [5 empty] | 2025-07-01 |  | CASE_LIST | 1 | 1 | site | DAS | 2025-07-01 | site | 1 | 2 | 0 | 2 | 1.4 | 2 | 1.4 | HITACHI(HE) |  | 1 | 2 | 1 | 3 | Flow 3: Port → MOSB → Site | DAS | HITACHI
5170 | PRL-CS-037-O | HVDC-ADOPT-HE-0350 | AGI | EQ-273 | 365743 | 1 | Outdoor covered | 4F OM1 MULTIMODE SWA LSZH | 147 | 105 | 163 | 2.5159 | 1077 | 1362 | Stackable 2 tier | 90011090 | SEK | 174351.1 | MSC MIRJA | United Kingdom | LONDON GATEWAY | Khalifa port | 2025-04-12 | 2025-06-05 | [6 empty] | 2025-06-26 | [6 empty] | 2025-07-02 | CASE_LIST | 1 | 1 | site | AGI | 2025-07-02 | site | 1 | 2 | 0 | 2 | 1.54 | 2 | 1.54 | HITACHI(HE) |  | 1 | 2 | 1 | 3 | Flow 3: Port → MOSB → Site | AGI | HITACHI
5171 | PRL-CS-037-O | HVDC-ADOPT-HE-0350 | AGI | EQ-273 | 365744 | 1 | Outdoor covered | 4F OM1 MULTIMODE SWA LSZH | 131 | 104 | 148 | 2.0164 | 653 | 938 | Stackable 2 tier | 90011090 | SEK | 174351.1 | MSC MIRJA | United Kingdom | LONDON GATEWAY | Khalifa port | 2025-04-12 | 2025-06-05 | [6 empty] | 2025-06-26 | [6 empty] | 2025-07-02 | CASE_LIST | 1 | 1 | site | AGI | 2025-07-02 | site | 1 | 2 | 0 | 2 | 1.36 | 2 | 1.36 | HITACHI(HE) |  | 1 | 2 | 1 | 3 | Flow 3: Port → MOSB → Site | AGI | HITACHI
5172 | PRL-CS-037-O | HVDC-ADOPT-HE-0350 | AGI | EQ-273 | 365745 | 1 | Outdoor covered | 8F OM1 MULTIMODE SWA LSZH | 122 | 83 | 123 | 1.2455 | 152 | 480 | Stackable 2 tier | 90011090 | SEK | 174351.1 | MSC MIRJA | United Kingdom | LONDON GATEWAY | Khalifa port | 2025-04-12 | 2025-06-05 | [6 empty] | 2025-06-26 | [6 empty] | 2025-07-02 | CASE_LIST | 1 | 1 | site | AGI | 2025-07-02 | site | 1 | 2 | 0 | 2 | 1.01 | 2 | 1.01 | HITACHI(HE) |  | 1 | 2 | 1 | 3 | Flow 3: Port → MOSB → Site | AGI | HITACHI
5173 | PRL-CS-037-O | HVDC-ADOPT-HE-0350 | AGI | EQ-273 | 365746 | 1 | Outdoor covered | 4F OM1 MULTIMODE LSZH | 122 | 82 | 124 | 1.2405 | 200 | 342 | Stackable 2 tier | 90011090 | SEK | 174351.1 | MSC MIRJA | United Kingdom | LONDON GATEWAY | Khalifa port | 2025-04-12 | 2025-06-05 | [6 empty] | 2025-06-26 | [6 empty] | 2025-07-02 | CASE_LIST | 1 | 1 | site | AGI | 2025-07-02 | site | 1 | 2 | 0 | 2 | 1 | 2 | 1 | HITACHI(HE) |  | 1 | 2 | 1 | 3 | Flow 3: Port → MOSB → Site | AGI | HITACHI
5174 | PRL-CS-037-O | HVDC-ADOPT-HE-0350 | AGI | EQ-273 | 365747 | 1 | Outdoor covered | 8F OM1 MULTIMODE LSZH | 122 | 82 | 103 | 1.0304 | 120 | 208 | Stackable 2 tier | 90011090 | SEK | 174351.1 | MSC MIRJA | United Kingdom | LONDON GATEWAY | Khalifa port | 2025-04-12 | 2025-06-05 | [6 empty] | 2025-06-26 | [6 empty] | 2025-07-02 | CASE_LIST | 1 | 1 | site | AGI | 2025-07-02 | site | 1 | 2 | 0 | 2 | 1 | 2 | 1 | HITACHI(HE) |  | 1 | 2 | 1 | 3 | Flow 3: Port → MOSB → Site | AGI | HITACHI
5175 | PRL-CS-037-O | HVDC-ADOPT-HE-0350 | AGI | EQ-273 | 365748 | 1 | Outdoor covered | CAT6 A S/FTP LSZH | 122 | 82 | 124 | 1.2405 | 120 | 216 | Stackable 2 tier | 90011090 | SEK | 174351.1 | MSC MIRJA | United Kingdom | LONDON GATEWAY | Khalifa port | 2025-04-12 | 2025-06-05 | [6 empty] | 2025-06-26 | [6 empty] | 2025-07-02 | CASE_LIST | 1 | 1 | site | AGI | 2025-07-02 | site | 1 | 2 | 0 | 2 | 1 | 2 | 1 | HITACHI(HE) |  | 1 | 2 | 1 | 3 | Flow 3: Port → MOSB → Site | AGI | HITACHI
5545 | PRL-CS-033-O2 Spare | HVDC-ADOPT-HE-0349 | DAS | EQ-011 | 209178 | 1 | Indoor | Spare Insulator C36-325 II | 84 | 31.7 | 41.7 | 0.11104 | 71 | 89 | Stackable 2 tier | 85321000 | SEK | 2933.55 | MSC CLORINDA | CHINA | Shanghai | Khalifa port | 2025-04-15 | 2025-05-12 |  | 2025-05-21 |  |  |  |  | 2025-09-16 | [7 empty] | CASE_LIST | 1 |  | warehouse | MOSB | 2025-09-16 | warehouse | 2 | 2 | -2 | 0 | 0.27 | 2 | 0.27 | HITACHI(HE) |  | 0 | 2 | 2 | 5 | Flow 5: Mixed / Waiting / Incomplete leg | MOSB | HITACHI
5546 | PRL-CS-033-O2 Spare | HVDC-ADOPT-HE-0349 | DAS | EQ-011 | 209179 | 1 | Indoor | Spare Insulator C25-250 II | 64 | 30.4 | 40.4 | 0.078602 | 55 | 67 | Stackable 2 tier | 85321000 | SEK | 2933.55 | MSC CLORINDA | CHINA | Shanghai | Khalifa port | 2025-04-15 | 2025-05-12 |  | 2025-05-21 |  |  |  |  | 2025-09-16 | [7 empty] | CASE_LIST | 1 |  | warehouse | MOSB | 2025-09-16 | warehouse | 2 | 2 | -2 | 0 | 0.19 | 2 | 0.19 | HITACHI(HE) |  | 0 | 2 | 2 | 5 | Flow 5: Mixed / Waiting / Incomplete leg | MOSB | HITACHI
5547 | PRL-CS-033-O2 Spare | HVDC-ADOPT-HE-0349 | DAS | EQ-011 | 209180 | 1 | Indoor | Spare Insulator C10-250 II | 63 | 29.7 | 29.7 | 0.055572 | 40 | 56 | Stackable 2 tier | 85321000 | SEK | 2933.55 | MSC CLORINDA | CHINA | Shanghai | Khalifa port | 2025-04-15 | 2025-05-12 |  | 2025-05-21 |  |  |  |  | 2025-09-16 | [7 empty] | CASE_LIST | 1 |  | warehouse | MOSB | 2025-09-16 | warehouse | 2 | 2 | -2 | 0 | 0.19 | 2 | 0.19 | HITACHI(HE) |  | 0 | 2 | 2 | 5 | Flow 5: Mixed / Waiting / Incomplete leg | MOSB | HITACHI
5548 | PRL-CS-033-O2 Spare | HVDC-ADOPT-HE-0349 | DAS | EQ-011 | 209181 | 1 | Indoor | Spare Insulator C8-170 II | 48 | 24.3 | 26.3 | 0.030676 | 16 | 21 | Stackable 2 tier | 85321000 | SEK | 2933.55 | MSC CLORINDA | CHINA | Shanghai | Khalifa port | 2025-04-15 | 2025-05-12 |  | 2025-05-21 |  |  |  |  | 2025-09-16 | [7 empty] | CASE_LIST | 1 |  | warehouse | MOSB | 2025-09-16 | warehouse | 2 | 2 | -2 | 0 | 0.12 | 2 | 0.12 | HITACHI(HE) |  | 0 | 2 | 2 | 5 | Flow 5: Mixed / Waiting / Incomplete leg | MOSB | HITACHI
5549 | PRL-CS-033-O2 Spare | HVDC-ADOPT-HE-0349 | AGI | EQ-011 | 366045 | 1 | Indoor | Spare Insulator C36-325 II | 84 | 31.7 | 41.7 | 0.11104 | 71 | 89 | Stackable 2 tier | 85321000 | SEK | 2933.55 | MSC CLORINDA | CHINA | Shanghai | Khalifa port | 2025-04-15 | 2025-05-12 |  | 2025-05-21 | [12 empty] | CASE_LIST | 1 |  | warehouse | DSV Indoor | 2025-05-21 | warehouse | 1 | 1 | -1 | 0 | 0.27 | 2 | 0.27 | HITACHI(HE) |  | 0 | 1 | 1 | 2 | Flow 2: Port → WH → Site | DSV Indoor | HITACHI
5550 | PRL-CS-033-O2 Spare | HVDC-ADOPT-HE-0349 | AGI | EQ-011 | 366046 | 1 | Indoor | Spare Insulator C25-250 II | 64 | 30.4 | 40.4 | 0.078602 | 55 | 67 | Stackable 2 tier | 85321000 | SEK | 2933.55 | MSC CLORINDA | CHINA | Shanghai | Khalifa port | 2025-04-15 | 2025-05-12 |  | 2025-05-21 | [12 empty] | CASE_LIST | 1 |  | warehouse | DSV Indoor | 2025-05-21 | warehouse | 1 | 1 | -1 | 0 | 0.19 | 2 | 0.19 | HITACHI(HE) |  | 0 | 1 | 1 | 2 | Flow 2: Port → WH → Site | DSV Indoor | HITACHI
5551 | PRL-CS-033-O2 Spare | HVDC-ADOPT-HE-0349 | AGI | EQ-011 | 366133 | 1 | Indoor | Spare Insulator C10-250 II | 63 | 29.7 | 29.7 | 0.055572 | 40 | 56 | Stackable 2 tier | 85321000 | SEK | 2933.55 | MSC CLORINDA | CHINA | Shanghai | Khalifa port | 2025-04-15 | 2025-05-12 |  | 2025-05-21 | [12 empty] | CASE_LIST | 1 |  | warehouse | DSV Indoor | 2025-05-21 | warehouse | 1 | 1 | -1 | 0 | 0.19 | 2 | 0.19 | HITACHI(HE) |  | 0 | 1 | 1 | 2 | Flow 2: Port → WH → Site | DSV Indoor | HITACHI
5552 | PRL-CS-033-O2 Spare | HVDC-ADOPT-HE-0349 | AGI | EQ-011 | 366134 | 1 | Indoor | Spare Insulator C8-170 II | 48 | 24.3 | 26.3 | 0.030676 | 16 | 21 | Stackable 2 tier | 85321000 | SEK | 2933.55 | MSC CLORINDA | CHINA | Shanghai | Khalifa port | 2025-04-15 | 2025-05-12 |  | 2025-05-21 | [12 empty] | CASE_LIST | 1 |  | warehouse | DSV Indoor | 2025-05-21 | warehouse | 1 | 1 | -1 | 0 | 0.12 | 2 | 0.12 | HITACHI(HE) |  | 0 | 1 | 1 | 2 | Flow 2: Port → WH → Site | DSV Indoor | HITACHI
5528 | PRL-CS-033-O1 | HVDC-ADOPT-HE-0348 | DAS | EQ-011 | 209170 | 1 | Indoor | Insulator C36-325 II | 120.7 | 85 | 103.5 | 1.0619 | 852 | 960 | Stackable 2 tier | 85321000 | SEK | 117393.9 | MSC CLORINDA | CHINA | Shanghai | Khalifa port | 2025-04-15 | 2025-05-12 |  | 2025-05-21 |  |  |  |  | 2025-08-12 | [5 empty] | 2025-08-17 |  | CASE_LIST | 1 | 1 | site | DAS | 2025-08-17 | site | 2 | 3 | -1 | 2 | 1.03 | 2 | 1.03 | HITACHI(HE) |  | 1 | 3 | 2 | 4 | Flow 4: Port → WH → MOSB → Site | DAS | HITACHI
5529 | PRL-CS-033-O1 | HVDC-ADOPT-HE-0348 | DAS | EQ-011 | 209171 | 1 | Indoor | Insulator C36-325 II | 120.7 | 85 | 103.5 | 1.0619 | 852 | 960 | Stackable 2 tier | 85321000 | SEK | 117393.9 | MSC CLORINDA | CHINA | Shanghai | Khalifa port | 2025-04-15 | 2025-05-12 |  | 2025-05-21 |  |  |  |  | 2025-08-12 | [5 empty] | 2025-08-17 |  | CASE_LIST | 1 | 1 | site | DAS | 2025-08-17 | site | 2 | 3 | -1 | 2 | 1.03 | 2 | 1.03 | HITACHI(HE) |  | 1 | 3 | 2 | 4 | Flow 4: Port → WH → MOSB → Site | DAS | HITACHI
5530 | PRL-CS-033-O1 | HVDC-ADOPT-HE-0348 | DAS | EQ-011 | 209172 | 1 | Indoor | Insulator C25-250 II | 176 | 97.2 | 108.6 | 1.8578 | 1320 | 1530 | Stackable 2 tier | 85321000 | SEK | 117393.9 | MSC CLORINDA | CHINA | Shanghai | Khalifa port | 2025-04-15 | 2025-05-12 |  | 2025-05-21 |  |  |  |  | 2025-08-12 | [5 empty] | 2025-08-17 |  | CASE_LIST | 1 | 1 | site | DAS | 2025-08-17 | site | 2 | 3 | -1 | 2 | 1.71 | 2 | 1.71 | HITACHI(HE) |  | 1 | 3 | 2 | 4 | Flow 4: Port → WH → MOSB → Site | DAS | HITACHI
5531 | PRL-CS-033-O1 | HVDC-ADOPT-HE-0348 | DAS | EQ-011 | 209173 | 1 | Indoor | Insulator C25-250 II | 176 | 97.2 | 108.6 | 1.8578 | 1320 | 1530 | Stackable 2 tier | 85321000 | SEK | 117393.9 | MSC CLORINDA | CHINA | Shanghai | Khalifa port | 2025-04-15 | 2025-05-12 |  | 2025-05-21 |  |  |  |  | 2025-08-12 | [5 empty] | 2025-08-17 |  | CASE_LIST | 1 | 1 | site | DAS | 2025-08-17 | site | 2 | 3 | -1 | 2 | 1.71 | 2 | 1.71 | HITACHI(HE) |  | 1 | 3 | 2 | 4 | Flow 4: Port → WH → MOSB → Site | DAS | HITACHI
5532 | PRL-CS-033-O1 | HVDC-ADOPT-HE-0348 | DAS | EQ-011 | 209174 | 1 | Indoor | Insulator C10-250 II | 119 | 93.5 | 131.2 | 1.4598 | 960 | 1080 | Stackable 2 tier | 85321000 | SEK | 117393.9 | MSC CLORINDA | CHINA | Shanghai | Khalifa port | 2025-04-15 | 2025-05-12 |  | 2025-05-21 |  |  |  |  | 2025-08-12 | [5 empty] | 2025-08-17 |  | CASE_LIST | 1 | 1 | site | DAS | 2025-08-17 | site | 2 | 3 | -1 | 2 | 1.11 | 2 | 1.11 | HITACHI(HE) |  | 1 | 3 | 2 | 4 | Flow 4: Port → WH → MOSB → Site | DAS | HITACHI
5533 | PRL-CS-033-O1 | HVDC-ADOPT-HE-0348 | DAS | EQ-011 | 209175 | 1 | Indoor | Insulator C10-250 II | 119 | 93.5 | 131.2 | 1.4598 | 960 | 1080 | Stackable 2 tier | 85321000 | SEK | 117393.9 | MSC CLORINDA | CHINA | Shanghai | Khalifa port | 2025-04-15 | 2025-05-12 |  | 2025-05-21 |  |  |  |  | 2025-08-12 | [5 empty] | 2025-08-17 |  | CASE_LIST | 1 | 1 | site | DAS | 2025-08-17 | site | 2 | 3 | -1 | 2 | 1.11 | 2 | 1.11 | HITACHI(HE) |  | 1 | 3 | 2 | 4 | Flow 4: Port → WH → MOSB → Site | DAS | HITACHI
5534 | PRL-CS-033-O1 | HVDC-ADOPT-HE-0348 | DAS | EQ-011 | 209176 | 1 | Indoor | Insulator C10-250 II | 119 | 93.5 | 131.2 | 1.4598 | 960 | 1080 | Stackable 2 tier | 85321000 | SEK | 117393.9 | MSC CLORINDA | CHINA | Shanghai | Khalifa port | 2025-04-15 | 2025-05-12 |  | 2025-05-21 |  |  |  |  | 2025-08-12 | [5 empty] | 2025-08-17 |  | CASE_LIST | 1 | 1 | site | DAS | 2025-08-17 | site | 2 | 3 | -1 | 2 | 1.11 | 2 | 1.11 | HITACHI(HE) |  | 1 | 3 | 2 | 4 | Flow 4: Port → WH → MOSB → Site | DAS | HITACHI
5535 | PRL-CS-033-O1 | HVDC-ADOPT-HE-0348 | DAS | EQ-011 | 209177 | 1 | Indoor | Insulator C8-170 II | 102.2 | 96 | 87.3 | 0.85652 | 384 | 487 | Stackable 2 tier | 85321000 | SEK | 117393.9 | MSC CLORINDA | CHINA | Shanghai | Khalifa port | 2025-04-15 | 2025-05-12 |  | 2025-05-21 |  |  |  |  | 2025-08-12 | [5 empty] | 2025-08-17 |  | CASE_LIST | 1 | 1 | site | DAS | 2025-08-17 | site | 2 | 3 | -1 | 2 | 0.98 | 2 | 0.98 | HITACHI(HE) |  | 1 | 3 | 2 | 4 | Flow 4: Port → WH → MOSB → Site | DAS | HITACHI
5536 | PRL-CS-033-O1 | HVDC-ADOPT-HE-0348 | AGI | EQ-011 | 366036 | 1 | Indoor | Insulator C36-325 II | 120.7 | 85 | 103.5 | 1.0619 | 852 | 960 | Stackable 2 tier | 85321000 | SEK | 104350.1 | MSC CLORINDA | CHINA | Shanghai | Khalifa port | 2025-04-15 | 2025-05-12 |  | 2025-05-21 | [12 empty] | CASE_LIST | 1 |  | warehouse | DSV Indoor | 2025-05-21 | warehouse | 1 | 1 | -1 | 0 | 1.03 | 2 | 1.03 | HITACHI(HE) |  | 0 | 1 | 1 | 2 | Flow 2: Port → WH → Site | DSV Indoor | HITACHI
5537 | PRL-CS-033-O1 | HVDC-ADOPT-HE-0348 | AGI | EQ-011 | 366037 | 1 | Indoor | Insulator C36-325 II | 120.7 | 85 | 103.5 | 1.0619 | 852 | 960 | Stackable 2 tier | 85321000 | SEK | 104350.1 | MSC CLORINDA | CHINA | Shanghai | Khalifa port | 2025-04-15 | 2025-05-12 |  | 2025-05-21 | [12 empty] | CASE_LIST | 1 |  | warehouse | DSV Indoor | 2025-05-21 | warehouse | 1 | 1 | -1 | 0 | 1.03 | 2 | 1.03 | HITACHI(HE) |  | 0 | 1 | 1 | 2 | Flow 2: Port → WH → Site | DSV Indoor | HITACHI
5538 | PRL-CS-033-O1 | HVDC-ADOPT-HE-0348 | AGI | EQ-011 | 366038 | 1 | Indoor | Insulator C25-250 II | 176 | 97.2 | 108.6 | 1.8578 | 1320 | 1530 | Stackable 2 tier | 85321000 | SEK | 104350.1 | MSC CLORINDA | CHINA | Shanghai | Khalifa port | 2025-04-15 | 2025-05-12 |  | 2025-05-21 | [12 empty] | CASE_LIST | 1 |  | warehouse | DSV Indoor | 2025-05-21 | warehouse | 1 | 1 | -1 | 0 | 1.71 | 2 | 1.71 | HITACHI(HE) |  | 0 | 1 | 1 | 2 | Flow 2: Port → WH → Site | DSV Indoor | HITACHI
5539 | PRL-CS-033-O1 | HVDC-ADOPT-HE-0348 | AGI | EQ-011 | 366039 | 1 | Indoor | Insulator C10-250 II | 119 | 93.5 | 131.2 | 1.4598 | 960 | 1080 | Stackable 2 tier | 85321000 | SEK | 104350.1 | MSC CLORINDA | CHINA | Shanghai | Khalifa port | 2025-04-15 | 2025-05-12 |  | 2025-05-21 | [12 empty] | CASE_LIST | 1 |  | warehouse | DSV Indoor | 2025-05-21 | warehouse | 1 | 1 | -1 | 0 | 1.11 | 2 | 1.11 | HITACHI(HE) |  | 0 | 1 | 1 | 2 | Flow 2: Port → WH → Site | DSV Indoor | HITACHI
5540 | PRL-CS-033-O1 | HVDC-ADOPT-HE-0348 | AGI | EQ-011 | 366040 | 1 | Indoor | Insulator C10-250 II | 119 | 92.5 | 74.6 | 0.82116 | 480 | 540 | Stackable 2 tier | 85321000 | SEK | 104350.1 | MSC CLORINDA | CHINA | Shanghai | Khalifa port | 2025-04-15 | 2025-05-12 |  | 2025-05-21 | [12 empty] | CASE_LIST | 1 |  | warehouse | DSV Indoor | 2025-05-21 | warehouse | 1 | 1 | -1 | 0 | 1.1 | 2 | 1.1 | HITACHI(HE) |  | 0 | 1 | 1 | 2 | Flow 2: Port → WH → Site | DSV Indoor | HITACHI
5541 | PRL-CS-033-O1 | HVDC-ADOPT-HE-0348 | AGI | EQ-011 | 366041 | 1 | Indoor | Insulator C10-250 II | 119 | 92.5 | 74.6 | 0.82116 | 480 | 540 | Stackable 2 tier | 85321000 | SEK | 104350.1 | MSC CLORINDA | CHINA | Shanghai | Khalifa port | 2025-04-15 | 2025-05-12 |  | 2025-05-21 | [12 empty] | CASE_LIST | 1 |  | warehouse | DSV Indoor | 2025-05-21 | warehouse | 1 | 1 | -1 | 0 | 1.1 | 2 | 1.1 | HITACHI(HE) |  | 0 | 1 | 1 | 2 | Flow 2: Port → WH → Site | DSV Indoor | HITACHI
5542 | PRL-CS-033-O1 | HVDC-ADOPT-HE-0348 | AGI | EQ-011 | 366042 | 1 | Indoor | Insulator C10-250 II | 119 | 92.5 | 74.6 | 0.82116 | 480 | 540 | Stackable 2 tier | 85321000 | SEK | 104350.1 | MSC CLORINDA | CHINA | Shanghai | Khalifa port | 2025-04-15 | 2025-05-12 |  | 2025-05-21 | [12 empty] | CASE_LIST | 1 |  | warehouse | DSV Indoor | 2025-05-21 | warehouse | 1 | 1 | -1 | 0 | 1.1 | 2 | 1.1 | HITACHI(HE) |  | 0 | 1 | 1 | 2 | Flow 2: Port → WH → Site | DSV Indoor | HITACHI
5543 | PRL-CS-033-O1 | HVDC-ADOPT-HE-0348 | AGI | EQ-011 | 366043 | 1 | Indoor | Insulator C10-250 II | 119 | 92.5 | 74.6 | 0.82116 | 480 | 540 | Stackable 2 tier | 85321000 | SEK | 104350.1 | MSC CLORINDA | CHINA | Shanghai | Khalifa port | 2025-04-15 | 2025-05-12 |  | 2025-05-21 | [12 empty] | CASE_LIST | 1 |  | warehouse | DSV Indoor | 2025-05-21 | warehouse | 1 | 1 | -1 | 0 | 1.1 | 2 | 1.1 | HITACHI(HE) |  | 0 | 1 | 1 | 2 | Flow 2: Port → WH → Site | DSV Indoor | HITACHI
5544 | PRL-CS-033-O1 | HVDC-ADOPT-HE-0348 | AGI | EQ-011 | 366044 | 1 | Indoor | Insulator C8-170 II | 102.2 | 96 | 87.3 | 0.85652 | 384 | 487 | Stackable 2 tier | 85321000 | SEK | 104350.1 | MSC CLORINDA | CHINA | Shanghai | Khalifa port | 2025-04-15 | 2025-05-12 |  | 2025-05-21 | [12 empty] | CASE_LIST | 1 |  | warehouse | DSV Indoor | 2025-05-21 | warehouse | 1 | 1 | -1 | 0 | 0.98 | 2 | 0.98 | HITACHI(HE) |  | 0 | 1 | 1 | 2 | Flow 2: Port → WH → Site | DSV Indoor | HITACHI
5524 | PRL-MIR-033-O2 SPARE | HVDC-ADOPT-HE-0347 | MIR | EQ-011 | 280652 | 1 | Indoor | Spare Insulator C54-650 II | 157 | 40 | 49 | 0.30772 | 251 | 286 | Stackable 2 tier | 85321000 | SEK | 6986.25 | MSC CLORINDA | CHINA | Shanghai | Khalifa port | 2025-04-15 | 2025-05-12 |  | 2025-05-21 | [8 empty] | 2025-10-20 |  |  |  | CASE_LIST | 1 | 1 | site | MIR | 2025-10-20 | site | 1 | 2 | 0 | 2 | 0.63 | 2 | 0.63 | HITACHI(HE) |  | 1 | 2 | 1 | 2 | Flow 2: Port → WH → Site | MIR | HITACHI
5525 | PRL-MIR-033-O2 SPARE | HVDC-ADOPT-HE-0347 | MIR | EQ-011 | 280653 | 1 | Indoor | Spare Insulator C54-325 II | 84 | 34.7 | 44.7 | 0.13029 | 101 | 117 | Stackable 2 tier | 85321000 | SEK | 6986.25 | MSC CLORINDA | CHINA | Shanghai | Khalifa port | 2025-04-15 | 2025-05-12 |  | 2025-05-21 | [8 empty] | 2025-10-20 |  |  |  | CASE_LIST | 1 | 1 | site | MIR | 2025-10-20 | site | 1 | 2 | 0 | 2 | 0.29 | 2 | 0.29 | HITACHI(HE) |  | 1 | 2 | 1 | 2 | Flow 2: Port → WH → Site | MIR | HITACHI
5526 | PRL-MIR-033-O2 SPARE | HVDC-ADOPT-HE-0347 | MIR | EQ-011 | 280654 | 1 | Indoor | Spare Insulator C36-325 II | 84 | 31.7 | 41.7 | 0.11104 | 71 | 89 | Stackable 2 tier | 85321000 | SEK | 6986.25 | MSC CLORINDA | CHINA | Shanghai | Khalifa port | 2025-04-15 | 2025-05-12 |  | 2025-05-21 | [8 empty] | 2025-10-20 |  |  |  | CASE_LIST | 1 | 1 | site | MIR | 2025-10-20 | site | 1 | 2 | 0 | 2 | 0.27 | 2 | 0.27 | HITACHI(HE) |  | 1 | 2 | 1 | 2 | Flow 2: Port → WH → Site | MIR | HITACHI
5527 | PRL-MIR-033-O2 SPARE | HVDC-ADOPT-HE-0347 | MIR | EQ-011 | 280655 | 1 | Indoor | Spare Insulator C12.5-325 II | 85 | 30.1 | 33.1 | 0.084686 | 58 | 71 | Stackable 2 tier | 85321000 | SEK | 6986.25 | MSC CLORINDA | CHINA | Shanghai | Khalifa port | 2025-04-15 | 2025-05-12 |  | 2025-05-21 | [8 empty] | 2025-10-20 |  |  |  | CASE_LIST | 1 | 1 | site | MIR | 2025-10-20 | site | 1 | 2 | 0 | 2 | 0.26 | 2 | 0.26 | HITACHI(HE) |  | 1 | 2 | 1 | 2 | Flow 2: Port → WH → Site | MIR | HITACHI
5494 | PRL-MIR-033-O1 | HVDC-ADOPT-HE-0346 | MIR | EQ-011 | 280622 | 1 | Indoor | Insulator C54-650 II | 158 | 116 | 95 | 1.7412 | 1506 | 1675 | Stackable 2 tier | 85321000 | SEK | 50985.59 | MSC CLORINDA | CHINA | Shanghai | Khalifa port | 2025-04-15 | 2025-05-12 |  | 2025-05-21 | [8 empty] | 2025-10-22 |  |  |  | CASE_LIST | 1 | 1 | site | MIR | 2025-10-22 | site | 1 | 2 | 0 | 2 | 1.83 | 2 | 1.83 | HITACHI(HE) |  | 1 | 2 | 1 | 2 | Flow 2: Port → WH → Site | MIR | HITACHI
5495 | PRL-MIR-033-O1 | HVDC-ADOPT-HE-0346 | MIR | EQ-011 | 280623 | 1 | Indoor | Insulator C54-650 II | 158 | 116 | 95 | 1.7412 | 1506 | 1675 | Stackable 2 tier | 85321000 | SEK | 50985.59 | MSC CLORINDA | CHINA | Shanghai | Khalifa port | 2025-04-15 | 2025-05-12 |  | 2025-05-21 | [8 empty] | 2025-10-22 |  |  |  | CASE_LIST | 1 | 1 | site | MIR | 2025-10-22 | site | 1 | 2 | 0 | 2 | 1.83 | 2 | 1.83 | HITACHI(HE) |  | 1 | 2 | 1 | 2 | Flow 2: Port → WH → Site | MIR | HITACHI
5496 | PRL-MIR-033-O1 | HVDC-ADOPT-HE-0346 | MIR | EQ-011 | 280624 | 1 | Indoor | Insulator C54-650 II | 158 | 116 | 95 | 1.7412 | 1506 | 1675 | Stackable 2 tier | 85321000 | SEK | 50985.59 | MSC CLORINDA | CHINA | Shanghai | Khalifa port | 2025-04-15 | 2025-05-12 |  | 2025-05-21 | [8 empty] | 2025-10-22 |  |  |  | CASE_LIST | 1 | 1 | site | MIR | 2025-10-22 | site | 1 | 2 | 0 | 2 | 1.83 | 2 | 1.83 | HITACHI(HE) |  | 1 | 2 | 1 | 2 | Flow 2: Port → WH → Site | MIR | HITACHI
5497 | PRL-MIR-033-O1 | HVDC-ADOPT-HE-0346 | MIR | EQ-011 | 280625 | 1 | Indoor | Insulator C54-650 II | 158 | 116 | 95 | 1.7412 | 1506 | 1675 | Stackable 2 tier | 85321000 | SEK | 50985.59 | MSC CLORINDA | CHINA | Shanghai | Khalifa port | 2025-04-15 | 2025-05-12 |  | 2025-05-21 | [8 empty] | 2025-10-22 |  |  |  | CASE_LIST | 1 | 1 | site | MIR | 2025-10-22 | site | 1 | 2 | 0 | 2 | 1.83 | 2 | 1.83 | HITACHI(HE) |  | 1 | 2 | 1 | 2 | Flow 2: Port → WH → Site | MIR | HITACHI
5498 | PRL-MIR-033-O1 | HVDC-ADOPT-HE-0346 | MIR | EQ-011 | 280626 | 1 | Indoor | Insulator C54-650 II | 158 | 75 | 93 | 1.102 | 1004 | 1125 | Stackable 2 tier | 85321000 | SEK | 50985.59 | MSC CLORINDA | CHINA | Shanghai | Khalifa port | 2025-04-15 | 2025-05-12 |  | 2025-05-21 | [8 empty] | 2025-10-22 |  |  |  | CASE_LIST | 1 | 1 | site | MIR | 2025-10-22 | site | 1 | 2 | 0 | 2 | 1.19 | 2 | 1.19 | HITACHI(HE) |  | 1 | 2 | 1 | 2 | Flow 2: Port → WH → Site | MIR | HITACHI
5499 | PRL-MIR-033-O1 | HVDC-ADOPT-HE-0346 | MIR | EQ-011 | 280627 | 1 | Indoor | Insulator C54-650 II | 158 | 75 | 93 | 1.102 | 1004 | 1125 | Stackable 2 tier | 85321000 | SEK | 50985.59 | MSC CLORINDA | CHINA | Shanghai | Khalifa port | 2025-04-15 | 2025-05-12 |  | 2025-05-21 | [8 empty] | 2025-10-22 |  |  |  | CASE_LIST | 1 | 1 | site | MIR | 2025-10-22 | site | 1 | 2 | 0 | 2 | 1.19 | 2 | 1.19 | HITACHI(HE) |  | 1 | 2 | 1 | 2 | Flow 2: Port → WH → Site | MIR | HITACHI
5500 | PRL-MIR-033-O1 | HVDC-ADOPT-HE-0346 | MIR | EQ-011 | 280628 | 1 | Indoor | Insulator C54-650 II | 158 | 75 | 93 | 1.102 | 1004 | 1125 | Stackable 2 tier | 85321000 | SEK | 50985.59 | MSC CLORINDA | CHINA | Shanghai | Khalifa port | 2025-04-15 | 2025-05-12 |  | 2025-05-21 | [8 empty] | 2025-10-22 |  |  |  | CASE_LIST | 1 | 1 | site | MIR | 2025-10-22 | site | 1 | 2 | 0 | 2 | 1.19 | 2 | 1.19 | HITACHI(HE) |  | 1 | 2 | 1 | 2 | Flow 2: Port → WH → Site | MIR | HITACHI
5501 | PRL-MIR-033-O1 | HVDC-ADOPT-HE-0346 | MIR | EQ-011 | 280629 | 1 | Indoor | Insulator C54-650 II | 158 | 75 | 93 | 1.102 | 1004 | 1125 | Stackable 2 tier | 85321000 | SEK | 50985.59 | MSC CLORINDA | CHINA | Shanghai | Khalifa port | 2025-04-15 | 2025-05-12 |  | 2025-05-21 | [8 empty] | 2025-10-22 |  |  |  | CASE_LIST | 1 | 1 | site | MIR | 2025-10-22 | site | 1 | 2 | 0 | 2 | 1.19 | 2 | 1.19 | HITACHI(HE) |  | 1 | 2 | 1 | 2 | Flow 2: Port → WH → Site | MIR | HITACHI
5502 | PRL-MIR-033-O1 | HVDC-ADOPT-HE-0346 | MIR | EQ-011 | 280630 | 1 | Indoor | Insulator C54-650 II | 158 | 75 | 93 | 1.102 | 1004 | 1125 | Stackable 2 tier | 85321000 | SEK | 50985.59 | MSC CLORINDA | CHINA | Shanghai | Khalifa port | 2025-04-15 | 2025-05-12 |  | 2025-05-21 | [8 empty] | 2025-10-22 |  |  |  | CASE_LIST | 1 | 1 | site | MIR | 2025-10-22 | site | 1 | 2 | 0 | 2 | 1.19 | 2 | 1.19 | HITACHI(HE) |  | 1 | 2 | 1 | 2 | Flow 2: Port → WH → Site | MIR | HITACHI
5503 | PRL-MIR-033-O1 | HVDC-ADOPT-HE-0346 | MIR | EQ-011 | 280631 | 1 | Indoor | Insulator C54-650 II | 158 | 75 | 93 | 1.102 | 1004 | 1125 | Stackable 2 tier | 85321000 | SEK | 50985.59 | MSC CLORINDA | CHINA | Shanghai | Khalifa port | 2025-04-15 | 2025-05-12 |  | 2025-05-21 | [8 empty] | 2025-10-22 |  |  |  | CASE_LIST | 1 | 1 | site | MIR | 2025-10-22 | site | 1 | 2 | 0 | 2 | 1.19 | 2 | 1.19 | HITACHI(HE) |  | 1 | 2 | 1 | 2 | Flow 2: Port → WH → Site | MIR | HITACHI
5504 | PRL-MIR-033-O1 | HVDC-ADOPT-HE-0346 | MIR | EQ-011 | 280632 | 1 | Indoor | Insulator C54-325 II | 107 | 85 | 82 | 0.74579 | 606 | 650 | Stackable 2 tier | 85321000 | SEK | 50985.59 | MSC CLORINDA | CHINA | Shanghai | Khalifa port | 2025-04-15 | 2025-05-12 |  | 2025-05-21 | [8 empty] | 2025-10-22 |  |  |  | CASE_LIST | 1 | 1 | site | MIR | 2025-10-22 | site | 1 | 2 | 0 | 2 | 0.91 | 2 | 0.91 | HITACHI(HE) |  | 1 | 2 | 1 | 2 | Flow 2: Port → WH → Site | MIR | HITACHI
5505 | PRL-MIR-033-O1 | HVDC-ADOPT-HE-0346 | MIR | EQ-011 | 280633 | 1 | Indoor | Insulator C54-325 II | 107 | 85 | 82 | 0.74579 | 606 | 650 | Stackable 2 tier | 85321000 | SEK | 50985.59 | MSC CLORINDA | CHINA | Shanghai | Khalifa port | 2025-04-15 | 2025-05-12 |  | 2025-05-21 | [8 empty] | 2025-10-22 |  |  |  | CASE_LIST | 1 | 1 | site | MIR | 2025-10-22 | site | 1 | 2 | 0 | 2 | 0.91 | 2 | 0.91 | HITACHI(HE) |  | 1 | 2 | 1 | 2 | Flow 2: Port → WH → Site | MIR | HITACHI
5506 | PRL-MIR-033-O1 | HVDC-ADOPT-HE-0346 | MIR | EQ-011 | 280634 | 1 | Indoor | Insulator C54-325 II | 107 | 85 | 82 | 0.74579 | 606 | 650 | Stackable 2 tier | 85321000 | SEK | 50985.59 | MSC CLORINDA | CHINA | Shanghai | Khalifa port | 2025-04-15 | 2025-05-12 |  | 2025-05-21 | [8 empty] | 2025-10-22 |  |  |  | CASE_LIST | 1 | 1 | site | MIR | 2025-10-22 | site | 1 | 2 | 0 | 2 | 0.91 | 2 | 0.91 | HITACHI(HE) |  | 1 | 2 | 1 | 2 | Flow 2: Port → WH → Site | MIR | HITACHI
5507 | PRL-MIR-033-O1 | HVDC-ADOPT-HE-0346 | MIR | EQ-011 | 280635 | 1 | Indoor | Insulator C54-325 II | 107 | 85 | 82 | 0.74579 | 606 | 650 | Stackable 2 tier | 85321000 | SEK | 50985.59 | MSC CLORINDA | CHINA | Shanghai | Khalifa port | 2025-04-15 | 2025-05-12 |  | 2025-05-21 | [8 empty] | 2025-10-22 |  |  |  | CASE_LIST | 1 | 1 | site | MIR | 2025-10-22 | site | 1 | 2 | 0 | 2 | 0.91 | 2 | 0.91 | HITACHI(HE) |  | 1 | 2 | 1 | 2 | Flow 2: Port → WH → Site | MIR | HITACHI
5508 | PRL-MIR-033-O1 | HVDC-ADOPT-HE-0346 | MIR | EQ-011 | 280636 | 1 | Indoor | Insulator C54-325 II | 107 | 85 | 82 | 0.74579 | 606 | 650 | Stackable 2 tier | 85321000 | SEK | 50985.59 | MSC CLORINDA | CHINA | Shanghai | Khalifa port | 2025-04-15 | 2025-05-12 |  | 2025-05-21 | [8 empty] | 2025-10-22 |  |  |  | CASE_LIST | 1 | 1 | site | MIR | 2025-10-22 | site | 1 | 2 | 0 | 2 | 0.91 | 2 | 0.91 | HITACHI(HE) |  | 1 | 2 | 1 | 2 | Flow 2: Port → WH → Site | MIR | HITACHI
5509 | PRL-MIR-033-O1 | HVDC-ADOPT-HE-0346 | MIR | EQ-011 | 280637 | 1 | Indoor | Insulator C54-325 II | 107 | 85 | 82 | 0.74579 | 606 | 650 | Stackable 2 tier | 85321000 | SEK | 50985.59 | MSC CLORINDA | CHINA | Shanghai | Khalifa port | 2025-04-15 | 2025-05-12 |  | 2025-05-21 | [8 empty] | 2025-10-22 |  |  |  | CASE_LIST | 1 | 1 | site | MIR | 2025-10-22 | site | 1 | 2 | 0 | 2 | 0.91 | 2 | 0.91 | HITACHI(HE) |  | 1 | 2 | 1 | 2 | Flow 2: Port → WH → Site | MIR | HITACHI
5510 | PRL-MIR-033-O1 | HVDC-ADOPT-HE-0346 | MIR | EQ-011 | 280638 | 1 | Indoor | Insulator C54-325 II | 107 | 85 | 82 | 0.74579 | 606 | 650 | Stackable 2 tier | 85321000 | SEK | 50985.59 | MSC CLORINDA | CHINA | Shanghai | Khalifa port | 2025-04-15 | 2025-05-12 |  | 2025-05-21 | [8 empty] | 2025-10-22 |  |  |  | CASE_LIST | 1 | 1 | site | MIR | 2025-10-22 | site | 1 | 2 | 0 | 2 | 0.91 | 2 | 0.91 | HITACHI(HE) |  | 1 | 2 | 1 | 2 | Flow 2: Port → WH → Site | MIR | HITACHI
5511 | PRL-MIR-033-O1 | HVDC-ADOPT-HE-0346 | MIR | EQ-011 | 280639 | 1 | Indoor | Insulator C54-325 II | 107 | 85 | 82 | 0.74579 | 606 | 650 | Stackable 2 tier | 85321000 | SEK | 50985.59 | MSC CLORINDA | CHINA | Shanghai | Khalifa port | 2025-04-15 | 2025-05-12 |  | 2025-05-21 | [8 empty] | 2025-10-22 |  |  |  | CASE_LIST | 1 | 1 | site | MIR | 2025-10-22 | site | 1 | 2 | 0 | 2 | 0.91 | 2 | 0.91 | HITACHI(HE) |  | 1 | 2 | 1 | 2 | Flow 2: Port → WH → Site | MIR | HITACHI
5512 | PRL-MIR-033-O1 | HVDC-ADOPT-HE-0346 | MIR | EQ-011 | 280640 | 1 | Indoor | Insulator C36-325 II | 120.7 | 85 | 103.5 | 1.0619 | 852 | 960 | Stackable 2 tier | 85321000 | SEK | 50985.59 | MSC CLORINDA | CHINA | Shanghai | Khalifa port | 2025-04-15 | 2025-05-12 |  | 2025-05-21 | [8 empty] | 2025-10-22 |  |  |  | CASE_LIST | 1 | 1 | site | MIR | 2025-10-22 | site | 1 | 2 | 0 | 2 | 1.03 | 2 | 1.03 | HITACHI(HE) |  | 1 | 2 | 1 | 2 | Flow 2: Port → WH → Site | MIR | HITACHI
5513 | PRL-MIR-033-O1 | HVDC-ADOPT-HE-0346 | MIR | EQ-011 | 280641 | 1 | Indoor | Insulator C36-325 II | 120.7 | 85 | 103.5 | 1.0619 | 852 | 960 | Stackable 2 tier | 85321000 | SEK | 50985.59 | MSC CLORINDA | CHINA | Shanghai | Khalifa port | 2025-04-15 | 2025-05-12 |  | 2025-05-21 | [8 empty] | 2025-10-22 |  |  |  | CASE_LIST | 1 | 1 | site | MIR | 2025-10-22 | site | 1 | 2 | 0 | 2 | 1.03 | 2 | 1.03 | HITACHI(HE) |  | 1 | 2 | 1 | 2 | Flow 2: Port → WH → Site | MIR | HITACHI
5514 | PRL-MIR-033-O1 | HVDC-ADOPT-HE-0346 | MIR | EQ-011 | 280642 | 1 | Indoor | Insulator C36-325 II | 120.7 | 85 | 103.5 | 1.0619 | 852 | 960 | Stackable 2 tier | 85321000 | SEK | 50985.59 | MSC CLORINDA | CHINA | Shanghai | Khalifa port | 2025-04-15 | 2025-05-12 |  | 2025-05-21 | [8 empty] | 2025-10-22 |  |  |  | CASE_LIST | 1 | 1 | site | MIR | 2025-10-22 | site | 1 | 2 | 0 | 2 | 1.03 | 2 | 1.03 | HITACHI(HE) |  | 1 | 2 | 1 | 2 | Flow 2: Port → WH → Site | MIR | HITACHI
5515 | PRL-MIR-033-O1 | HVDC-ADOPT-HE-0346 | MIR | EQ-011 | 280643 | 1 | Indoor | Insulator C36-325 II | 120.7 | 85 | 103.5 | 1.0619 | 852 | 960 | Stackable 2 tier | 85321000 | SEK | 50985.59 | MSC CLORINDA | CHINA | Shanghai | Khalifa port | 2025-04-15 | 2025-05-12 |  | 2025-05-21 | [8 empty] | 2025-10-22 |  |  |  | CASE_LIST | 1 | 1 | site | MIR | 2025-10-22 | site | 1 | 2 | 0 | 2 | 1.03 | 2 | 1.03 | HITACHI(HE) |  | 1 | 2 | 1 | 2 | Flow 2: Port → WH → Site | MIR | HITACHI
5516 | PRL-MIR-033-O1 | HVDC-ADOPT-HE-0346 | MIR | EQ-011 | 280644 | 1 | Indoor | Insulator C36-325 II | 120.7 | 85 | 103.5 | 1.0619 | 852 | 960 | Stackable 2 tier | 85321000 | SEK | 50985.59 | MSC CLORINDA | CHINA | Shanghai | Khalifa port | 2025-04-15 | 2025-05-12 |  | 2025-05-21 | [8 empty] | 2025-10-22 |  |  |  | CASE_LIST | 1 | 1 | site | MIR | 2025-10-22 | site | 1 | 2 | 0 | 2 | 1.03 | 2 | 1.03 | HITACHI(HE) |  | 1 | 2 | 1 | 2 | Flow 2: Port → WH → Site | MIR | HITACHI
5517 | PRL-MIR-033-O1 | HVDC-ADOPT-HE-0346 | MIR | EQ-011 | 280645 | 1 | Indoor | Insulator C36-325 II | 120.7 | 85 | 103.5 | 1.0619 | 852 | 960 | Stackable 2 tier | 85321000 | SEK | 50985.59 | MSC CLORINDA | CHINA | Shanghai | Khalifa port | 2025-04-15 | 2025-05-12 |  | 2025-05-21 | [8 empty] | 2025-10-22 |  |  |  | CASE_LIST | 1 | 1 | site | MIR | 2025-10-22 | site | 1 | 2 | 0 | 2 | 1.03 | 2 | 1.03 | HITACHI(HE) |  | 1 | 2 | 1 | 2 | Flow 2: Port → WH → Site | MIR | HITACHI
5518 | PRL-MIR-033-O1 | HVDC-ADOPT-HE-0346 | MIR | EQ-011 | 280646 | 1 | Indoor | Insulator C12.5-325 II | 118 | 85 | 104.5 | 1.0481 | 696 | 780 | Stackable 2 tier | 85321000 | SEK | 50985.59 | MSC CLORINDA | CHINA | Shanghai | Khalifa port | 2025-04-15 | 2025-05-12 |  | 2025-05-21 | [8 empty] | 2025-10-22 |  |  |  | CASE_LIST | 1 | 1 | site | MIR | 2025-10-22 | site | 1 | 2 | 0 | 2 | 1 | 2 | 1 | HITACHI(HE) |  | 1 | 2 | 1 | 2 | Flow 2: Port → WH → Site | MIR | HITACHI
5519 | PRL-MIR-033-O1 | HVDC-ADOPT-HE-0346 | MIR | EQ-011 | 280647 | 1 | Indoor | Insulator C12.5-325 II | 118 | 85 | 104.5 | 1.0481 | 696 | 780 | Stackable 2 tier | 85321000 | SEK | 50985.59 | MSC CLORINDA | CHINA | Shanghai | Khalifa port | 2025-04-15 | 2025-05-12 |  | 2025-05-21 | [8 empty] | 2025-10-22 |  |  |  | CASE_LIST | 1 | 1 | site | MIR | 2025-10-22 | site | 1 | 2 | 0 | 2 | 1 | 2 | 1 | HITACHI(HE) |  | 1 | 2 | 1 | 2 | Flow 2: Port → WH → Site | MIR | HITACHI
5520 | PRL-MIR-033-O1 | HVDC-ADOPT-HE-0346 | MIR | EQ-011 | 280648 | 1 | Indoor | Insulator C12.5-325 II | 118 | 85 | 104.5 | 1.0481 | 696 | 780 | Stackable 2 tier | 85321000 | SEK | 50985.59 | MSC CLORINDA | CHINA | Shanghai | Khalifa port | 2025-04-15 | 2025-05-12 |  | 2025-05-21 | [8 empty] | 2025-10-22 |  |  |  | CASE_LIST | 1 | 1 | site | MIR | 2025-10-22 | site | 1 | 2 | 0 | 2 | 1 | 2 | 1 | HITACHI(HE) |  | 1 | 2 | 1 | 2 | Flow 2: Port → WH → Site | MIR | HITACHI
5521 | PRL-MIR-033-O1 | HVDC-ADOPT-HE-0346 | MIR | EQ-011 | 280649 | 1 | Indoor | Insulator C12.5-325 II | 118 | 85 | 104.5 | 1.0481 | 696 | 780 | Stackable 2 tier | 85321000 | SEK | 50985.59 | MSC CLORINDA | CHINA | Shanghai | Khalifa port | 2025-04-15 | 2025-05-12 |  | 2025-05-21 | [8 empty] | 2025-10-22 |  |  |  | CASE_LIST | 1 | 1 | site | MIR | 2025-10-22 | site | 1 | 2 | 0 | 2 | 1 | 2 | 1 | HITACHI(HE) |  | 1 | 2 | 1 | 2 | Flow 2: Port → WH → Site | MIR | HITACHI
5522 | PRL-MIR-033-O1 | HVDC-ADOPT-HE-0346 | MIR | EQ-011 | 280650 | 1 | Indoor | Insulator C12.5-325 II | 118 | 85 | 104.5 | 1.0481 | 696 | 780 | Stackable 2 tier | 85321000 | SEK | 50985.59 | MSC CLORINDA | CHINA | Shanghai | Khalifa port | 2025-04-15 | 2025-05-12 |  | 2025-05-21 | [8 empty] | 2025-10-22 |  |  |  | CASE_LIST | 1 | 1 | site | MIR | 2025-10-22 | site | 1 | 2 | 0 | 2 | 1 | 2 | 1 | HITACHI(HE) |  | 1 | 2 | 1 | 2 | Flow 2: Port → WH → Site | MIR | HITACHI
5523 | PRL-MIR-033-O1 | HVDC-ADOPT-HE-0346 | MIR | EQ-011 | 280651 | 1 | Indoor | Insulator C12.5-325 II | 118 | 85 | 104.5 | 1.0481 | 696 | 780 | Stackable 2 tier | 85321000 | SEK | 50985.59 | MSC CLORINDA | CHINA | Shanghai | Khalifa port | 2025-04-15 | 2025-05-12 |  | 2025-05-21 | [8 empty] | 2025-10-22 |  |  |  | CASE_LIST | 1 | 1 | site | MIR | 2025-10-22 | site | 1 | 2 | 0 | 2 | 1 | 2 | 1 | HITACHI(HE) |  | 1 | 2 | 1 | 2 | Flow 2: Port → WH → Site | MIR | HITACHI
5490 | PRL-SHU-051-O2 SPARE | HVDC-ADOPT-HE-0345 | SHU | EQ-011 | 192072 | 1 | Indoor | Spare Insulator C54-650 II | 157 | 40 | 49 | 0.30772 | 251 | 286 | Stackable 2 tier | 85321000 | SEK | 6986.25 | MSC CLORINDA | CHINA | Shanghai | Khalifa port | 2025-04-15 | 2025-05-12 |  | 2025-05-21 | [9 empty] | 2025-08-19 |  |  | CASE_LIST | 1 | 1 | site | SHU | 2025-08-19 | site | 1 | 2 | 0 | 2 | 0.63 | 2 | 0.63 | HITACHI(HE) |  | 1 | 2 | 1 | 2 | Flow 2: Port → WH → Site | SHU | HITACHI
5491 | PRL-SHU-051-O2 SPARE | HVDC-ADOPT-HE-0345 | SHU | EQ-011 | 192073 | 1 | Indoor | Spare Insulator C54-325 II | 84 | 34.7 | 44.7 | 0.13029 | 101 | 117 | Stackable 2 tier | 85321000 | SEK | 6986.25 | MSC CLORINDA | CHINA | Shanghai | Khalifa port | 2025-04-15 | 2025-05-12 |  | 2025-05-21 | [9 empty] | 2025-08-19 |  |  | CASE_LIST | 1 | 1 | site | SHU | 2025-08-19 | site | 1 | 2 | 0 | 2 | 0.29 | 2 | 0.29 | HITACHI(HE) |  | 1 | 2 | 1 | 2 | Flow 2: Port → WH → Site | SHU | HITACHI
5492 | PRL-SHU-051-O2 SPARE | HVDC-ADOPT-HE-0345 | SHU | EQ-011 | 192074 | 1 | Indoor | Spare Insulator C36-325 II | 84 | 31.7 | 41.7 | 0.11104 | 71 | 89 | Stackable 2 tier | 85321000 | SEK | 6986.25 | MSC CLORINDA | CHINA | Shanghai | Khalifa port | 2025-04-15 | 2025-05-12 |  | 2025-05-21 | [9 empty] | 2025-08-19 |  |  | CASE_LIST | 1 | 1 | site | SHU | 2025-08-19 | site | 1 | 2 | 0 | 2 | 0.27 | 2 | 0.27 | HITACHI(HE) |  | 1 | 2 | 1 | 2 | Flow 2: Port → WH → Site | SHU | HITACHI
5493 | PRL-SHU-051-O2 SPARE | HVDC-ADOPT-HE-0345 | SHU | EQ-011 | 192075 | 1 | Indoor | Spare Insulator C12.5-325 II | 85 | 30.1 | 33.1 | 0.084686 | 58 | 71 | Stackable 2 tier | 85321000 | SEK | 6986.25 | MSC CLORINDA | CHINA | Shanghai | Khalifa port | 2025-04-15 | 2025-05-12 |  | 2025-05-21 | [9 empty] | 2025-08-19 |  |  | CASE_LIST | 1 | 1 | site | SHU | 2025-08-19 | site | 1 | 2 | 0 | 2 | 0.26 | 2 | 0.26 | HITACHI(HE) |  | 1 | 2 | 1 | 2 | Flow 2: Port → WH → Site | SHU | HITACHI
5465 | PRL-SHU-051-O1 | HVDC-ADOPT-HE-0344 | SHU | EQ-011 | 192047 | 1 | Indoor | Insulator C54-650 II | 158 | 116 | 95 | 1.7412 | 1506 | 1675 | Stackable 2 tier | 85321000 | SEK | 61232.39 | MSC CLORINDA | CHINA | Shanghai | Khalifa port | 2025-04-15 | 2025-05-12 |  | 2025-05-21 | [9 empty] | 2025-08-19 |  |  | CASE_LIST | 1 | 1 | site | SHU | 2025-08-19 | site | 1 | 2 | 0 | 2 | 1.83 | 2 | 1.83 | HITACHI(HE) |  | 1 | 2 | 1 | 2 | Flow 2: Port → WH → Site | SHU | HITACHI
5466 | PRL-SHU-051-O1 | HVDC-ADOPT-HE-0344 | SHU | EQ-011 | 192048 | 1 | Indoor | Insulator C54-650 II | 158 | 116 | 95 | 1.7412 | 1506 | 1675 | Stackable 2 tier | 85321000 | SEK | 61232.39 | MSC CLORINDA | CHINA | Shanghai | Khalifa port | 2025-04-15 | 2025-05-12 |  | 2025-05-21 | [9 empty] | 2025-08-19 |  |  | CASE_LIST | 1 | 1 | site | SHU | 2025-08-19 | site | 1 | 2 | 0 | 2 | 1.83 | 2 | 1.83 | HITACHI(HE) |  | 1 | 2 | 1 | 2 | Flow 2: Port → WH → Site | SHU | HITACHI
5467 | PRL-SHU-051-O1 | HVDC-ADOPT-HE-0344 | SHU | EQ-011 | 192049 | 1 | Indoor | Insulator C54-650 II | 158 | 116 | 95 | 1.7412 | 1506 | 1675 | Stackable 2 tier | 85321000 | SEK | 61232.39 | MSC CLORINDA | CHINA | Shanghai | Khalifa port | 2025-04-15 | 2025-05-12 |  | 2025-05-21 | [9 empty] | 2025-08-19 |  |  | CASE_LIST | 1 | 1 | site | SHU | 2025-08-19 | site | 1 | 2 | 0 | 2 | 1.83 | 2 | 1.83 | HITACHI(HE) |  | 1 | 2 | 1 | 2 | Flow 2: Port → WH → Site | SHU | HITACHI
5468 | PRL-SHU-051-O1 | HVDC-ADOPT-HE-0344 | SHU | EQ-011 | 192050 | 1 | Indoor | Insulator C54-650 II | 158 | 116 | 95 | 1.7412 | 1506 | 1675 | Stackable 2 tier | 85321000 | SEK | 61232.39 | MSC CLORINDA | CHINA | Shanghai | Khalifa port | 2025-04-15 | 2025-05-12 |  | 2025-05-21 | [9 empty] | 2025-08-19 |  |  | CASE_LIST | 1 | 1 | site | SHU | 2025-08-19 | site | 1 | 2 | 0 | 2 | 1.83 | 2 | 1.83 | HITACHI(HE) |  | 1 | 2 | 1 | 2 | Flow 2: Port → WH → Site | SHU | HITACHI
5469 | PRL-SHU-051-O1 | HVDC-ADOPT-HE-0344 | SHU | EQ-011 | 192051 | 1 | Indoor | Insulator C54-650 II | 158 | 75 | 93 | 1.102 | 1004 | 1125 | Stackable 2 tier | 85321000 | SEK | 61232.39 | MSC CLORINDA | CHINA | Shanghai | Khalifa port | 2025-04-15 | 2025-05-12 |  | 2025-05-21 | [9 empty] | 2025-08-19 |  |  | CASE_LIST | 1 | 1 | site | SHU | 2025-08-19 | site | 1 | 2 | 0 | 2 | 1.19 | 2 | 1.19 | HITACHI(HE) |  | 1 | 2 | 1 | 2 | Flow 2: Port → WH → Site | SHU | HITACHI
5470 | PRL-SHU-051-O1 | HVDC-ADOPT-HE-0344 | SHU | EQ-011 | 192052 | 1 | Indoor | Insulator C54-650 II | 158 | 75 | 93 | 1.102 | 1004 | 1125 | Stackable 2 tier | 85321000 | SEK | 61232.39 | MSC CLORINDA | CHINA | Shanghai | Khalifa port | 2025-04-15 | 2025-05-12 |  | 2025-05-21 | [9 empty] | 2025-08-19 |  |  | CASE_LIST | 1 | 1 | site | SHU | 2025-08-19 | site | 1 | 2 | 0 | 2 | 1.19 | 2 | 1.19 | HITACHI(HE) |  | 1 | 2 | 1 | 2 | Flow 2: Port → WH → Site | SHU | HITACHI
5471 | PRL-SHU-051-O1 | HVDC-ADOPT-HE-0344 | SHU | EQ-011 | 192053 | 1 | Indoor | Insulator C54-650 II | 158 | 75 | 93 | 1.102 | 1004 | 1125 | Stackable 2 tier | 85321000 | SEK | 61232.39 | MSC CLORINDA | CHINA | Shanghai | Khalifa port | 2025-04-15 | 2025-05-12 |  | 2025-05-21 | [9 empty] | 2025-08-19 |  |  | CASE_LIST | 1 | 1 | site | SHU | 2025-08-19 | site | 1 | 2 | 0 | 2 | 1.19 | 2 | 1.19 | HITACHI(HE) |  | 1 | 2 | 1 | 2 | Flow 2: Port → WH → Site | SHU | HITACHI
5472 | PRL-SHU-051-O1 | HVDC-ADOPT-HE-0344 | SHU | EQ-011 | 192054 | 1 | Indoor | Insulator C54-650 II | 158 | 75 | 93 | 1.102 | 1004 | 1125 | Stackable 2 tier | 85321000 | SEK | 61232.39 | MSC CLORINDA | CHINA | Shanghai | Khalifa port | 2025-04-15 | 2025-05-12 |  | 2025-05-21 | [9 empty] | 2025-08-19 |  |  | CASE_LIST | 1 | 1 | site | SHU | 2025-08-19 | site | 1 | 2 | 0 | 2 | 1.19 | 2 | 1.19 | HITACHI(HE) |  | 1 | 2 | 1 | 2 | Flow 2: Port → WH → Site | SHU | HITACHI
5473 | PRL-SHU-051-O1 | HVDC-ADOPT-HE-0344 | SHU | EQ-011 | 192055 | 1 | Indoor | Insulator C54-650 II | 158 | 75 | 93 | 1.102 | 1004 | 1125 | Stackable 2 tier | 85321000 | SEK | 61232.39 | MSC CLORINDA | CHINA | Shanghai | Khalifa port | 2025-04-15 | 2025-05-12 |  | 2025-05-21 | [9 empty] | 2025-08-19 |  |  | CASE_LIST | 1 | 1 | site | SHU | 2025-08-19 | site | 1 | 2 | 0 | 2 | 1.19 | 2 | 1.19 | HITACHI(HE) |  | 1 | 2 | 1 | 2 | Flow 2: Port → WH → Site | SHU | HITACHI
5474 | PRL-SHU-051-O1 | HVDC-ADOPT-HE-0344 | SHU | EQ-011 | 192056 | 1 | Indoor | Insulator C54-650 II | 158 | 75 | 93 | 1.102 | 1004 | 1125 | Stackable 2 tier | 85321000 | SEK | 61232.39 | MSC CLORINDA | CHINA | Shanghai | Khalifa port | 2025-04-15 | 2025-05-12 |  | 2025-05-21 | [9 empty] | 2025-08-19 |  |  | CASE_LIST | 1 | 1 | site | SHU | 2025-08-19 | site | 1 | 2 | 0 | 2 | 1.19 | 2 | 1.19 | HITACHI(HE) |  | 1 | 2 | 1 | 2 | Flow 2: Port → WH → Site | SHU | HITACHI
5475 | PRL-SHU-051-O1 | HVDC-ADOPT-HE-0344 | SHU | EQ-011 | 192057 | 1 | Indoor | Insulator C54-325 II | 107 | 85 | 82 | 0.74579 | 606 | 650 | Stackable 2 tier | 85321000 | SEK | 61232.39 | MSC CLORINDA | CHINA | Shanghai | Khalifa port | 2025-04-15 | 2025-05-12 |  | 2025-05-21 | [9 empty] | 2025-08-19 |  |  | CASE_LIST | 1 | 1 | site | SHU | 2025-08-19 | site | 1 | 2 | 0 | 2 | 0.91 | 2 | 0.91 | HITACHI(HE) |  | 1 | 2 | 1 | 2 | Flow 2: Port → WH → Site | SHU | HITACHI
5476 | PRL-SHU-051-O1 | HVDC-ADOPT-HE-0344 | SHU | EQ-011 | 192058 | 1 | Indoor | Insulator C54-325 II | 107 | 85 | 82 | 0.74579 | 606 | 650 | Stackable 2 tier | 85321000 | SEK | 61232.39 | MSC CLORINDA | CHINA | Shanghai | Khalifa port | 2025-04-15 | 2025-05-12 |  | 2025-05-21 | [9 empty] | 2025-08-19 |  |  | CASE_LIST | 1 | 1 | site | SHU | 2025-08-19 | site | 1 | 2 | 0 | 2 | 0.91 | 2 | 0.91 | HITACHI(HE) |  | 1 | 2 | 1 | 2 | Flow 2: Port → WH → Site | SHU | HITACHI
5477 | PRL-SHU-051-O1 | HVDC-ADOPT-HE-0344 | SHU | EQ-011 | 192059 | 1 | Indoor | Insulator C54-325 II | 107 | 85 | 82 | 0.74579 | 606 | 650 | Stackable 2 tier | 85321000 | SEK | 61232.39 | MSC CLORINDA | CHINA | Shanghai | Khalifa port | 2025-04-15 | 2025-05-12 |  | 2025-05-21 | [9 empty] | 2025-08-19 |  |  | CASE_LIST | 1 | 1 | site | SHU | 2025-08-19 | site | 1 | 2 | 0 | 2 | 0.91 | 2 | 0.91 | HITACHI(HE) |  | 1 | 2 | 1 | 2 | Flow 2: Port → WH → Site | SHU | HITACHI
5478 | PRL-SHU-051-O1 | HVDC-ADOPT-HE-0344 | SHU | EQ-011 | 192060 | 1 | Indoor | Insulator C36-325 II | 120.7 | 85 | 103.5 | 1.0619 | 852 | 960 | Stackable 2 tier | 85321000 | SEK | 61232.39 | MSC CLORINDA | CHINA | Shanghai | Khalifa port | 2025-04-15 | 2025-05-12 |  | 2025-05-21 | [9 empty] | 2025-08-19 |  |  | CASE_LIST | 1 | 1 | site | SHU | 2025-08-19 | site | 1 | 2 | 0 | 2 | 1.03 | 2 | 1.03 | HITACHI(HE) |  | 1 | 2 | 1 | 2 | Flow 2: Port → WH → Site | SHU | HITACHI
5479 | PRL-SHU-051-O1 | HVDC-ADOPT-HE-0344 | SHU | EQ-011 | 192061 | 1 | Indoor | Insulator C36-325 II | 120.7 | 85 | 103.5 | 1.0619 | 852 | 960 | Stackable 2 tier | 85321000 | SEK | 61232.39 | MSC CLORINDA | CHINA | Shanghai | Khalifa port | 2025-04-15 | 2025-05-12 |  | 2025-05-21 | [9 empty] | 2025-08-19 |  |  | CASE_LIST | 1 | 1 | site | SHU | 2025-08-19 | site | 1 | 2 | 0 | 2 | 1.03 | 2 | 1.03 | HITACHI(HE) |  | 1 | 2 | 1 | 2 | Flow 2: Port → WH → Site | SHU | HITACHI
5480 | PRL-SHU-051-O1 | HVDC-ADOPT-HE-0344 | SHU | EQ-011 | 192062 | 1 | Indoor | Insulator C36-325 II | 120.7 | 85 | 103.5 | 1.0619 | 852 | 960 | Stackable 2 tier | 85321000 | SEK | 61232.39 | MSC CLORINDA | CHINA | Shanghai | Khalifa port | 2025-04-15 | 2025-05-12 |  | 2025-05-21 | [9 empty] | 2025-08-19 |  |  | CASE_LIST | 1 | 1 | site | SHU | 2025-08-19 | site | 1 | 2 | 0 | 2 | 1.03 | 2 | 1.03 | HITACHI(HE) |  | 1 | 2 | 1 | 2 | Flow 2: Port → WH → Site | SHU | HITACHI
5481 | PRL-SHU-051-O1 | HVDC-ADOPT-HE-0344 | SHU | EQ-011 | 192063 | 1 | Indoor | Insulator C36-325 II | 120.7 | 85 | 103.5 | 1.0619 | 852 | 960 | Stackable 2 tier | 85321000 | SEK | 61232.39 | MSC CLORINDA | CHINA | Shanghai | Khalifa port | 2025-04-15 | 2025-05-12 |  | 2025-05-21 | [9 empty] | 2025-08-19 |  |  | CASE_LIST | 1 | 1 | site | SHU | 2025-08-19 | site | 1 | 2 | 0 | 2 | 1.03 | 2 | 1.03 | HITACHI(HE) |  | 1 | 2 | 1 | 2 | Flow 2: Port → WH → Site | SHU | HITACHI
5482 | PRL-SHU-051-O1 | HVDC-ADOPT-HE-0344 | SHU | EQ-011 | 192064 | 1 | Indoor | Insulator C36-325 II | 120.7 | 85 | 103.5 | 1.0619 | 852 | 960 | Stackable 2 tier | 85321000 | SEK | 61232.39 | MSC CLORINDA | CHINA | Shanghai | Khalifa port | 2025-04-15 | 2025-05-12 |  | 2025-05-21 | [9 empty] | 2025-08-19 |  |  | CASE_LIST | 1 | 1 | site | SHU | 2025-08-19 | site | 1 | 2 | 0 | 2 | 1.03 | 2 | 1.03 | HITACHI(HE) |  | 1 | 2 | 1 | 2 | Flow 2: Port → WH → Site | SHU | HITACHI
5483 | PRL-SHU-051-O1 | HVDC-ADOPT-HE-0344 | SHU | EQ-011 | 192065 | 1 | Indoor | Insulator C36-325 II | 120.7 | 85 | 103.5 | 1.0619 | 852 | 960 | Stackable 2 tier | 85321000 | SEK | 61232.39 | MSC CLORINDA | CHINA | Shanghai | Khalifa port | 2025-04-15 | 2025-05-12 |  | 2025-05-21 | [9 empty] | 2025-08-19 |  |  | CASE_LIST | 1 | 1 | site | SHU | 2025-08-19 | site | 1 | 2 | 0 | 2 | 1.03 | 2 | 1.03 | HITACHI(HE) |  | 1 | 2 | 1 | 2 | Flow 2: Port → WH → Site | SHU | HITACHI
5484 | PRL-SHU-051-O1 | HVDC-ADOPT-HE-0344 | SHU | EQ-011 | 192066 | 1 | Indoor | Insulator C12.5-325 II | 118 | 85 | 104.5 | 1.0481 | 696 | 780 | Stackable 2 tier | 85321000 | SEK | 61232.39 | MSC CLORINDA | CHINA | Shanghai | Khalifa port | 2025-04-15 | 2025-05-12 |  | 2025-05-21 | [9 empty] | 2025-08-19 |  |  | CASE_LIST | 1 | 1 | site | SHU | 2025-08-19 | site | 1 | 2 | 0 | 2 | 1 | 2 | 1 | HITACHI(HE) |  | 1 | 2 | 1 | 2 | Flow 2: Port → WH → Site | SHU | HITACHI
5485 | PRL-SHU-051-O1 | HVDC-ADOPT-HE-0344 | SHU | EQ-011 | 192067 | 1 | Indoor | Insulator C12.5-325 II | 118 | 85 | 104.5 | 1.0481 | 696 | 780 | Stackable 2 tier | 85321000 | SEK | 61232.39 | MSC CLORINDA | CHINA | Shanghai | Khalifa port | 2025-04-15 | 2025-05-12 |  | 2025-05-21 | [9 empty] | 2025-08-19 |  |  | CASE_LIST | 1 | 1 | site | SHU | 2025-08-19 | site | 1 | 2 | 0 | 2 | 1 | 2 | 1 | HITACHI(HE) |  | 1 | 2 | 1 | 2 | Flow 2: Port → WH → Site | SHU | HITACHI
5486 | PRL-SHU-051-O1 | HVDC-ADOPT-HE-0344 | SHU | EQ-011 | 192068 | 1 | Indoor | Insulator C12.5-325 II | 118 | 85 | 104.5 | 1.0481 | 696 | 780 | Stackable 2 tier | 85321000 | SEK | 61232.39 | MSC CLORINDA | CHINA | Shanghai | Khalifa port | 2025-04-15 | 2025-05-12 |  | 2025-05-21 | [9 empty] | 2025-08-19 |  |  | CASE_LIST | 1 | 1 | site | SHU | 2025-08-19 | site | 1 | 2 | 0 | 2 | 1 | 2 | 1 | HITACHI(HE) |  | 1 | 2 | 1 | 2 | Flow 2: Port → WH → Site | SHU | HITACHI
5487 | PRL-SHU-051-O1 | HVDC-ADOPT-HE-0344 | SHU | EQ-011 | 192069 | 1 | Indoor | Insulator C12.5-325 II | 118 | 85 | 104.5 | 1.0481 | 696 | 780 | Stackable 2 tier | 85321000 | SEK | 61232.39 | MSC CLORINDA | CHINA | Shanghai | Khalifa port | 2025-04-15 | 2025-05-12 |  | 2025-05-21 | [9 empty] | 2025-08-19 |  |  | CASE_LIST | 1 | 1 | site | SHU | 2025-08-19 | site | 1 | 2 | 0 | 2 | 1 | 2 | 1 | HITACHI(HE) |  | 1 | 2 | 1 | 2 | Flow 2: Port → WH → Site | SHU | HITACHI
5488 | PRL-SHU-051-O1 | HVDC-ADOPT-HE-0344 | SHU | EQ-011 | 192070 | 1 | Indoor | Insulator C12.5-325 II | 118 | 85 | 104.5 | 1.0481 | 696 | 780 | Stackable 2 tier | 85321000 | SEK | 61232.39 | MSC CLORINDA | CHINA | Shanghai | Khalifa port | 2025-04-15 | 2025-05-12 |  | 2025-05-21 | [9 empty] | 2025-08-19 |  |  | CASE_LIST | 1 | 1 | site | SHU | 2025-08-19 | site | 1 | 2 | 0 | 2 | 1 | 2 | 1 | HITACHI(HE) |  | 1 | 2 | 1 | 2 | Flow 2: Port → WH → Site | SHU | HITACHI
5489 | PRL-SHU-051-O1 | HVDC-ADOPT-HE-0344 | SHU | EQ-011 | 192071 | 1 | Indoor | Insulator C12.5-325 II | 118 | 85 | 104.5 | 1.0481 | 696 | 780 | Stackable 2 tier | 85321000 | SEK | 61232.39 | MSC CLORINDA | CHINA | Shanghai | Khalifa port | 2025-04-15 | 2025-05-12 |  | 2025-05-21 | [9 empty] | 2025-08-19 |  |  | CASE_LIST | 1 | 1 | site | SHU | 2025-08-19 | site | 1 | 2 | 0 | 2 | 1 | 2 | 1 | HITACHI(HE) |  | 1 | 2 | 1 | 2 | Flow 2: Port → WH → Site | SHU | HITACHI
5183 | PRL-ZAK-018-O | HVDC-ADOPT-HE-0343 | AGI | EQ-101 | 366123 | 1 | Indoor heated | Optical Distribution Frame 11A & 11B | 253 | 192 | 105 | 5.1005 | 300 | 650 | Stackable 2 tier | 85481098 | SEK | 546215 | MSC EMANUELA | Bulgaria | Varna | Khalifa port | 2025-04-12 | 2025-06-17 |  | 2025-07-08 | [12 empty] | CASE_LIST | 1 |  | warehouse | DSV Indoor | 2025-07-08 | warehouse | 1 | 1 | -1 | 0 | 4.86 | 2 | 4.86 | HITACHI(HE) |  | 0 | 1 | 1 | 2 | Flow 2: Port → WH → Site | DSV Indoor | HITACHI
5184 | PRL-ZAK-018-O | HVDC-ADOPT-HE-0343 | AGI | EQ-101 | 366124 | 1 | Indoor heated | Optical Distribution Frame 12A & 12B | 253 | 192 | 105 | 5.1005 | 300 | 650 | Stackable 2 tier | 85481098 | SEK | 546215 | MSC EMANUELA | Bulgaria | Varna | Khalifa port | 2025-04-12 | 2025-06-17 |  | 2025-07-08 | [12 empty] | CASE_LIST | 1 |  | warehouse | DSV Indoor | 2025-07-08 | warehouse | 1 | 1 | -1 | 0 | 4.86 | 2 | 4.86 | HITACHI(HE) |  | 0 | 1 | 1 | 2 | Flow 2: Port → WH → Site | DSV Indoor | HITACHI
5185 | PRL-ZAK-018-O | HVDC-ADOPT-HE-0343 | AGI | EQ-101 | 366125 | 1 | Indoor heated | Optical Distribution Frame 13A & 13B | 253 | 192 | 105 | 5.1005 | 300 | 650 | Stackable 2 tier | 85481098 | SEK | 546215 | MSC EMANUELA | Bulgaria | Varna | Khalifa port | 2025-04-12 | 2025-06-17 |  | 2025-07-08 | [12 empty] | CASE_LIST | 1 |  | warehouse | DSV Indoor | 2025-07-08 | warehouse | 1 | 1 | -1 | 0 | 4.86 | 2 | 4.86 | HITACHI(HE) |  | 0 | 1 | 1 | 2 | Flow 2: Port → WH → Site | DSV Indoor | HITACHI
5186 | PRL-ZAK-018-O | HVDC-ADOPT-HE-0343 | AGI | EQ-101 | 366126 | 1 | Indoor heated | Optical Distribution Frame 21A & 21B | 253 | 192 | 105 | 5.1005 | 300 | 650 | Stackable 2 tier | 85481098 | SEK | 546215 | MSC EMANUELA | Bulgaria | Varna | Khalifa port | 2025-04-12 | 2025-06-17 |  | 2025-07-08 | [12 empty] | CASE_LIST | 1 |  | warehouse | DSV Indoor | 2025-07-08 | warehouse | 1 | 1 | -1 | 0 | 4.86 | 2 | 4.86 | HITACHI(HE) |  | 0 | 1 | 1 | 2 | Flow 2: Port → WH → Site | DSV Indoor | HITACHI
5187 | PRL-ZAK-018-O | HVDC-ADOPT-HE-0343 | AGI | EQ-101 | 366127 | 1 | Indoor heated | Optical Distribution Frame 22A & 22B | 253 | 192 | 105 | 5.1005 | 300 | 650 | Stackable 2 tier | 85481098 | SEK | 546215 | MSC EMANUELA | Bulgaria | Varna | Khalifa port | 2025-04-12 | 2025-06-17 |  | 2025-07-08 | [12 empty] | CASE_LIST | 1 |  | warehouse | DSV Indoor | 2025-07-08 | warehouse | 1 | 1 | -1 | 0 | 4.86 | 2 | 4.86 | HITACHI(HE) |  | 0 | 1 | 1 | 2 | Flow 2: Port → WH → Site | DSV Indoor | HITACHI
5188 | PRL-ZAK-018-O | HVDC-ADOPT-HE-0343 | AGI | EQ-101 | 366128 | 1 | Indoor heated | Optical Distribution Frame 23A & 23B | 253 | 192 | 105 | 5.1005 | 300 | 650 | Stackable 2 tier | 85481098 | SEK | 546215 | MSC EMANUELA | Bulgaria | Varna | Khalifa port | 2025-04-12 | 2025-06-17 |  | 2025-07-08 | [12 empty] | CASE_LIST | 1 |  | warehouse | DSV Indoor | 2025-07-08 | warehouse | 1 | 1 | -1 | 0 | 4.86 | 2 | 4.86 | HITACHI(HE) |  | 0 | 1 | 1 | 2 | Flow 2: Port → WH → Site | DSV Indoor | HITACHI
5189 | PRL-MIR-032-O | HVDC-ADOPT-HE-0342 | MIR | EQ-101 | 285039 | 1 | Indoor heated | Pallet with Two Single Cabinets ODF 11A, 11B | 253 | 192 | 105 | 5.1005 | 300 | 650 | Stackable 2 tier | 85481098 | SEK | 546215 | MSC EMANUELA | Bulgaria | Varna | Khalifa port | 2025-04-12 | 2025-06-17 |  | 2025-07-08 | [8 empty] | 2025-08-26 |  |  |  | CASE_LIST | 1 | 1 | site | MIR | 2025-08-26 | site | 1 | 2 | 0 | 2 | 4.86 | 2 | 4.86 | HITACHI(HE) |  | 1 | 2 | 1 | 2 | Flow 2: Port → WH → Site | MIR | HITACHI
5190 | PRL-MIR-032-O | HVDC-ADOPT-HE-0342 | MIR | EQ-101 | 285040 | 1 | Indoor heated | Pallet with Two Single Cabinets ODF 12A, 12B | 253 | 192 | 105 | 5.1005 | 300 | 650 | Stackable 2 tier | 85481098 | SEK | 546215 | MSC EMANUELA | Bulgaria | Varna | Khalifa port | 2025-04-12 | 2025-06-17 |  | 2025-07-08 | [12 empty] | CASE_LIST | 1 |  | warehouse | DSV Indoor | 2025-07-08 | warehouse | 1 | 1 | -1 | 0 | 4.86 | 2 | 4.86 | HITACHI(HE) |  | 0 | 1 | 1 | 2 | Flow 2: Port → WH → Site | DSV Indoor | HITACHI
5191 | PRL-MIR-032-O | HVDC-ADOPT-HE-0342 | MIR | EQ-101 | 285041 | 1 | Indoor heated | Pallet with Two Single Cabinets ODF 13A, 13B | 253 | 192 | 105 | 5.1005 | 300 | 650 | Stackable 2 tier | 85481098 | SEK | 546215 | MSC EMANUELA | Bulgaria | Varna | Khalifa port | 2025-04-12 | 2025-06-17 |  | 2025-07-08 | [12 empty] | CASE_LIST | 1 |  | warehouse | DSV Indoor | 2025-07-08 | warehouse | 1 | 1 | -1 | 0 | 4.86 | 2 | 4.86 | HITACHI(HE) |  | 0 | 1 | 1 | 2 | Flow 2: Port → WH → Site | DSV Indoor | HITACHI
5192 | PRL-MIR-032-O | HVDC-ADOPT-HE-0342 | MIR | EQ-101 | 285042 | 1 | Indoor heated | Pallet with Two Single Cabinets ODF 21A, 21B | 253 | 192 | 105 | 5.1005 | 300 | 650 | Stackable 2 tier | 85481098 | SEK | 546215 | MSC EMANUELA | Bulgaria | Varna | Khalifa port | 2025-04-12 | 2025-06-17 |  | 2025-07-08 | [12 empty] | CASE_LIST | 1 |  | warehouse | DSV Indoor | 2025-07-08 | warehouse | 1 | 1 | -1 | 0 | 4.86 | 2 | 4.86 | HITACHI(HE) |  | 0 | 1 | 1 | 2 | Flow 2: Port → WH → Site | DSV Indoor | HITACHI
5193 | PRL-MIR-032-O | HVDC-ADOPT-HE-0342 | MIR | EQ-101 | 285043 | 1 | Indoor heated | Pallet with Two Single Cabinets ODF 22A, 22B | 253 | 192 | 105 | 5.1005 | 300 | 650 | Stackable 2 tier | 85481098 | SEK | 546215 | MSC EMANUELA | Bulgaria | Varna | Khalifa port | 2025-04-12 | 2025-06-17 |  | 2025-07-08 | [12 empty] | CASE_LIST | 1 |  | warehouse | DSV Indoor | 2025-07-08 | warehouse | 1 | 1 | -1 | 0 | 4.86 | 2 | 4.86 | HITACHI(HE) |  | 0 | 1 | 1 | 2 | Flow 2: Port → WH → Site | DSV Indoor | HITACHI
5194 | PRL-MIR-032-O | HVDC-ADOPT-HE-0342 | MIR | EQ-101 | 285044 | 1 | Indoor heated | Pallet with Two Single Cabinets ODF 23A, 23B | 253 | 192 | 105 | 5.1005 | 300 | 650 | Stackable 2 tier | 85481098 | SEK | 546215 | MSC EMANUELA | Bulgaria | Varna | Khalifa port | 2025-04-12 | 2025-06-17 |  | 2025-07-08 | [12 empty] | CASE_LIST | 1 |  | warehouse | DSV Indoor | 2025-07-08 | warehouse | 1 | 1 | -1 | 0 | 4.86 | 2 | 4.86 | HITACHI(HE) |  | 0 | 1 | 1 | 2 | Flow 2: Port → WH → Site | DSV Indoor | HITACHI
5593 | PRL- CS-034-O3 | HVDC-ADOPT-HE-0341 | AGI | EQ-224 | 366066 | 1 | Indoor | Exd MCCB Box-320A & Exd MCCB Box-600A | 255 | 180 | 110 | 5.049 | 600 | 1000 | Not stackable | 85044090 | USD | 43797.6 | APL MIAMI | Italy | Genoa | Khalifa port | 2025-04-08 | 2025-05-13 |  | 2025-05-24 | [12 empty] | CASE_LIST | 1 |  | warehouse | DSV Indoor | 2025-05-24 | warehouse | 1 | 1 | -1 | 0 | 4.59 | 0 | 4.59 | HITACHI(HE) |  | 0 | 1 | 1 | 2 | Flow 2: Port → WH → Site | DSV Indoor | HITACHI
5594 | PRL- CS-034-O3 | HVDC-ADOPT-HE-0341 | AGI | EQ-224 | 366067 | 1 | Indoor | Exd MCCB Box-600A | 255 | 180 | 110 | 5.049 | 600 | 1000 | Not stackable | 85044090 | USD | 43797.6 | APL MIAMI | Italy | Genoa | Khalifa port | 2025-04-08 | 2025-05-13 |  | 2025-05-24 | [12 empty] | CASE_LIST | 1 |  | warehouse | DSV Indoor | 2025-05-24 | warehouse | 1 | 1 | -1 | 0 | 4.59 | 0 | 4.59 | HITACHI(HE) |  | 0 | 1 | 1 | 2 | Flow 2: Port → WH → Site | DSV Indoor | HITACHI
5595 | PRL- CS-034-O3 | HVDC-ADOPT-HE-0341 | DAS | EQ-224 | 209205 | 1 | Indoor | Exd MCCB Box-320A & Exd MCCB Box-600A | 255 | 180 | 110 | 5.049 | 600 | 1000 | Not stackable | 85044090 | USD | 43797.6 | APL MIAMI | Italy | Genoa | Khalifa port | 2025-04-08 | 2025-05-13 |  | 2025-05-24 |  |  |  |  | 2025-09-16 | [7 empty] | CASE_LIST | 1 |  | warehouse | MOSB | 2025-09-16 | warehouse | 2 | 2 | -2 | 0 | 4.59 | 0 | 4.59 | HITACHI(HE) |  | 0 | 2 | 2 | 5 | Flow 5: Mixed / Waiting / Incomplete leg | MOSB | HITACHI
5596 | PRL- CS-034-O3 | HVDC-ADOPT-HE-0341 | DAS | EQ-224 | 209206 | 1 | Indoor | Exd MCCB Box-600A | 255 | 180 | 110 | 5.049 | 600 | 1000 | Not stackable | 85044090 | USD | 43797.6 | APL MIAMI | Italy | Genoa | Khalifa port | 2025-04-08 | 2025-05-13 |  | 2025-05-24 |  |  |  |  | 2025-09-16 | [7 empty] | CASE_LIST | 1 |  | warehouse | MOSB | 2025-09-16 | warehouse | 2 | 2 | -2 | 0 | 4.59 | 0 | 4.59 | HITACHI(HE) |  | 0 | 2 | 2 | 5 | Flow 5: Mixed / Waiting / Incomplete leg | MOSB | HITACHI
5597 | PRL- CS-034-O3 | HVDC-ADOPT-HE-0341 | MIR | EQ-224 | 280694 | 1 | Indoor | Exd MCCB Box-320A & Exd MCCB Box-600A | 255 | 180 | 110 | 5.049 | 600 | 1000 | Not stackable | 85044090 | USD | 43797.6 | APL MIAMI | Italy | Genoa | Khalifa port | 2025-04-08 | 2025-05-13 |  | 2025-05-24 | [12 empty] | CASE_LIST | 1 |  | warehouse | DSV Indoor | 2025-05-24 | warehouse | 1 | 1 | -1 | 0 | 4.59 | 0 | 4.59 | HITACHI(HE) |  | 0 | 1 | 1 | 2 | Flow 2: Port → WH → Site | DSV Indoor | HITACHI
5598 | PRL- CS-034-O3 | HVDC-ADOPT-HE-0341 | MIR | EQ-224 | 280695 | 1 | Indoor | Exd MCCB Box-600A | 255 | 180 | 110 | 5.049 | 600 | 1000 | Not stackable | 85044090 | USD | 43797.6 | APL MIAMI | Italy | Genoa | Khalifa port | 2025-04-08 | 2025-05-13 |  | 2025-05-24 | [12 empty] | CASE_LIST | 1 |  | warehouse | DSV Indoor | 2025-05-24 | warehouse | 1 | 1 | -1 | 0 | 4.59 | 0 | 4.59 | HITACHI(HE) |  | 0 | 1 | 1 | 2 | Flow 2: Port → WH → Site | DSV Indoor | HITACHI
5599 | PRL- CS-034-O3 | HVDC-ADOPT-HE-0341 | SHU | EQ-224 | 192141 | 1 | Indoor | Exd MCCB Box-320A & Exd MCCB Box-600A | 255 | 180 | 110 | 5.049 | 600 | 1000 | Not stackable | 85044090 | USD | 43797.6 | APL MIAMI | Italy | Genoa | Khalifa port | 2025-04-08 | 2025-05-13 |  | 2025-05-24 | [9 empty] | 2025-08-19 |  |  | CASE_LIST | 1 | 1 | site | SHU | 2025-08-19 | site | 1 | 2 | 0 | 2 | 4.59 | 0 | 4.59 | HITACHI(HE) |  | 1 | 2 | 1 | 2 | Flow 2: Port → WH → Site | SHU | HITACHI
5600 | PRL- CS-034-O3 | HVDC-ADOPT-HE-0341 | SHU | EQ-224 | 192142 | 1 | Indoor | Exd MCCB Box-600A | 255 | 180 | 110 | 5.049 | 600 | 1000 | Not stackable | 85044090 | USD | 43797.6 | APL MIAMI | Italy | Genoa | Khalifa port | 2025-04-08 | 2025-05-13 |  | 2025-05-24 | [9 empty] | 2025-08-19 |  |  | CASE_LIST | 1 | 1 | site | SHU | 2025-08-19 | site | 1 | 2 | 0 | 2 | 4.59 | 0 | 4.59 | HITACHI(HE) |  | 1 | 2 | 1 | 2 | Flow 2: Port → WH → Site | SHU | HITACHI
4907 | PRL-CS-034-O2 | HVDC-ADOPT-HE-0340 | AGI | EQ-224 | 366156 | 1 | Indoor | 3 Modules of 8V1200Ah ( 12 cells) | 101.5 | 80 | 83.5 | 0.67802 | 1006.1 | 1048.2 | Not stackable | 85044090 | SEK | 4121 | MSC SABRINA | India | Visakhapatnam | Khalifa port | 2025-04-07 | 2025-05-02 | [7 empty] | 2025-05-15 | [6 empty] | CASE_LIST | 1 |  | warehouse | Hauler Indoor | 2025-05-15 | warehouse | 1 | 1 | -1 | 0 | 0.81 | 0 | 0.81 | HITACHI(HE) |  | 0 | 1 | 1 | 2 | Flow 2: Port → WH → Site | Hauler Indoor | HITACHI
4908 | PRL-CS-034-O2 | HVDC-ADOPT-HE-0340 | AGI | EQ-224 | 366157 | 1 | Indoor | 3 Modules of 8V1200Ah ( 12 cells) | 101.5 | 80 | 83.5 | 0.67802 | 1006.1 | 1048.2 | Not stackable | 85044090 | SEK | 4121 | MSC SABRINA | India | Visakhapatnam | Khalifa port | 2025-04-07 | 2025-05-02 | [7 empty] | 2025-05-15 | [6 empty] | CASE_LIST | 1 |  | warehouse | Hauler Indoor | 2025-05-15 | warehouse | 1 | 1 | -1 | 0 | 0.81 | 0 | 0.81 | HITACHI(HE) |  | 0 | 1 | 1 | 2 | Flow 2: Port → WH → Site | Hauler Indoor | HITACHI
4909 | PRL-CS-034-O2 | HVDC-ADOPT-HE-0340 | AGI | EQ-224 | 366158 | 1 | Indoor | 3 Modules of 8V1200Ah ( 12 cells) | 101.5 | 80 | 83.5 | 0.67802 | 1006.1 | 1048.2 | Not stackable | 85044090 | SEK | 4121 | MSC SABRINA | India | Visakhapatnam | Khalifa port | 2025-04-07 | 2025-05-02 | [7 empty] | 2025-05-15 | [6 empty] | CASE_LIST | 1 |  | warehouse | Hauler Indoor | 2025-05-15 | warehouse | 1 | 1 | -1 | 0 | 0.81 | 0 | 0.81 | HITACHI(HE) |  | 0 | 1 | 1 | 2 | Flow 2: Port → WH → Site | Hauler Indoor | HITACHI
4910 | PRL-CS-034-O2 | HVDC-ADOPT-HE-0340 | AGI | EQ-224 | 366159 | 1 | Indoor | 3 Modules of 8V1200Ah ( 12 cells) | 101.5 | 80 | 83.5 | 0.67802 | 1006.1 | 1048.2 | Not stackable | 85044090 | SEK | 4121 | MSC SABRINA | India | Visakhapatnam | Khalifa port | 2025-04-07 | 2025-05-02 | [7 empty] | 2025-05-15 | [6 empty] | CASE_LIST | 1 |  | warehouse | Hauler Indoor | 2025-05-15 | warehouse | 1 | 1 | -1 | 0 | 0.81 | 0 | 0.81 | HITACHI(HE) |  | 0 | 1 | 1 | 2 | Flow 2: Port → WH → Site | Hauler Indoor | HITACHI
4911 | PRL-CS-034-O2 | HVDC-ADOPT-HE-0340 | AGI | EQ-224 | 366160 | 1 | Indoor | 3 Modules of 8V1200Ah ( 12 cells) | 101.5 | 80 | 83.5 | 0.67802 | 1006.1 | 1048.2 | Not stackable | 85044090 | SEK | 4121 | MSC SABRINA | India | Visakhapatnam | Khalifa port | 2025-04-07 | 2025-05-02 | [7 empty] | 2025-05-15 | [6 empty] | CASE_LIST | 1 |  | warehouse | Hauler Indoor | 2025-05-15 | warehouse | 1 | 1 | -1 | 0 | 0.81 | 0 | 0.81 | HITACHI(HE) |  | 0 | 1 | 1 | 2 | Flow 2: Port → WH → Site | Hauler Indoor | HITACHI
4912 | PRL-CS-034-O2 | HVDC-ADOPT-HE-0340 | AGI | EQ-224 | 366161 | 1 | Indoor | 3 Modules of 8V1200Ah ( 12 cells) | 101.5 | 80 | 83.5 | 0.67802 | 1006.1 | 1048.2 | Not stackable | 85044090 | SEK | 4121 | MSC SABRINA | India | Visakhapatnam | Khalifa port | 2025-04-07 | 2025-05-02 | [7 empty] | 2025-05-15 | [6 empty] | CASE_LIST | 1 |  | warehouse | Hauler Indoor | 2025-05-15 | warehouse | 1 | 1 | -1 | 0 | 0.81 | 0 | 0.81 | HITACHI(HE) |  | 0 | 1 | 1 | 2 | Flow 2: Port → WH → Site | Hauler Indoor | HITACHI
4913 | PRL-CS-034-O2 | HVDC-ADOPT-HE-0340 | AGI | EQ-224 | 366162 | 1 | Indoor | 3 Modules of 8V1200Ah ( 12 cells) | 101.5 | 80 | 83.5 | 0.67802 | 1006.1 | 1048.2 | Not stackable | 85044090 | SEK | 4121 | MSC SABRINA | India | Visakhapatnam | Khalifa port | 2025-04-07 | 2025-05-02 | [7 empty] | 2025-05-15 | [6 empty] | CASE_LIST | 1 |  | warehouse | Hauler Indoor | 2025-05-15 | warehouse | 1 | 1 | -1 | 0 | 0.81 | 0 | 0.81 | HITACHI(HE) |  | 0 | 1 | 1 | 2 | Flow 2: Port → WH → Site | Hauler Indoor | HITACHI
4914 | PRL-CS-034-O2 | HVDC-ADOPT-HE-0340 | AGI | EQ-224 | 366163 | 1 | Indoor | 3 Modules of 8V1200Ah ( 12 cells) | 101.5 | 80 | 83.5 | 0.67802 | 1006.1 | 1048.2 | Not stackable | 85044090 | SEK | 4121 | MSC SABRINA | India | Visakhapatnam | Khalifa port | 2025-04-07 | 2025-05-02 | [7 empty] | 2025-05-15 | [6 empty] | CASE_LIST | 1 |  | warehouse | Hauler Indoor | 2025-05-15 | warehouse | 1 | 1 | -1 | 0 | 0.81 | 0 | 0.81 | HITACHI(HE) |  | 0 | 1 | 1 | 2 | Flow 2: Port → WH → Site | Hauler Indoor | HITACHI
4915 | PRL-CS-034-O2 | HVDC-ADOPT-HE-0340 | AGI | EQ-224 | 366164 | 1 | Indoor | 3 Modules of 8V1200Ah ( 12 cells) | 101.5 | 80 | 83.5 | 0.67802 | 1006.1 | 1048.2 | Not stackable | 85044090 | SEK | 4121 | MSC SABRINA | India | Visakhapatnam | Khalifa port | 2025-04-07 | 2025-05-02 | [7 empty] | 2025-05-15 | [6 empty] | CASE_LIST | 1 |  | warehouse | Hauler Indoor | 2025-05-15 | warehouse | 1 | 1 | -1 | 0 | 0.81 | 0 | 0.81 | HITACHI(HE) |  | 0 | 1 | 1 | 2 | Flow 2: Port → WH → Site | Hauler Indoor | HITACHI
4916 | PRL-CS-034-O2 | HVDC-ADOPT-HE-0340 | AGI | EQ-224 | 366165 | 1 | Indoor | 3 Modules of 8V1200Ah ( 12 cells) | 101.5 | 80 | 83.5 | 0.67802 | 1006.1 | 1048.2 | Not stackable | 85044090 | SEK | 4121 | MSC SABRINA | India | Visakhapatnam | Khalifa port | 2025-04-07 | 2025-05-02 | [7 empty] | 2025-05-15 | [6 empty] | CASE_LIST | 1 |  | warehouse | Hauler Indoor | 2025-05-15 | warehouse | 1 | 1 | -1 | 0 | 0.81 | 0 | 0.81 | HITACHI(HE) |  | 0 | 1 | 1 | 2 | Flow 2: Port → WH → Site | Hauler Indoor | HITACHI
4917 | PRL-CS-034-O2 | HVDC-ADOPT-HE-0340 | AGI | EQ-224 | 366166 | 1 | Indoor | 3 Modules of 8V1200Ah ( 12 cells) | 101.5 | 80 | 83.5 | 0.67802 | 1006.1 | 1048.2 | Not stackable | 85044090 | SEK | 4121 | MSC SABRINA | India | Visakhapatnam | Khalifa port | 2025-04-07 | 2025-05-02 | [7 empty] | 2025-05-15 | [6 empty] | CASE_LIST | 1 |  | warehouse | Hauler Indoor | 2025-05-15 | warehouse | 1 | 1 | -1 | 0 | 0.81 | 0 | 0.81 | HITACHI(HE) |  | 0 | 1 | 1 | 2 | Flow 2: Port → WH → Site | Hauler Indoor | HITACHI
4918 | PRL-CS-034-O2 | HVDC-ADOPT-HE-0340 | AGI | EQ-224 | 366167 | 1 | Indoor | 3 Modules of 8V1200Ah ( 12 cells) | 101.5 | 80 | 83.5 | 0.67802 | 1006.1 | 1048.2 | Not stackable | 85044090 | SEK | 4121 | MSC SABRINA | India | Visakhapatnam | Khalifa port | 2025-04-07 | 2025-05-02 | [7 empty] | 2025-05-15 | [6 empty] | CASE_LIST | 1 |  | warehouse | Hauler Indoor | 2025-05-15 | warehouse | 1 | 1 | -1 | 0 | 0.81 | 0 | 0.81 | HITACHI(HE) |  | 0 | 1 | 1 | 2 | Flow 2: Port → WH → Site | Hauler Indoor | HITACHI
4919 | PRL-CS-034-O2 | HVDC-ADOPT-HE-0340 | AGI | EQ-224 | 366168 | 1 | Indoor | 3 Modules of 8V1200Ah ( 12 cells) | 101.5 | 80 | 83.5 | 0.67802 | 1006.1 | 1048.2 | Not stackable | 85044090 | SEK | 4121 | MSC SABRINA | India | Visakhapatnam | Khalifa port | 2025-04-07 | 2025-05-02 | [7 empty] | 2025-05-15 | [6 empty] | CASE_LIST | 1 |  | warehouse | Hauler Indoor | 2025-05-15 | warehouse | 1 | 1 | -1 | 0 | 0.81 | 0 | 0.81 | HITACHI(HE) |  | 0 | 1 | 1 | 2 | Flow 2: Port → WH → Site | Hauler Indoor | HITACHI
4920 | PRL-CS-034-O2 | HVDC-ADOPT-HE-0340 | AGI | EQ-224 | 366169 | 1 | Indoor | 3 Modules of 8V1200Ah ( 12 cells) | 101.5 | 80 | 83.5 | 0.67802 | 1006.1 | 1048.2 | Not stackable | 85044090 | SEK | 4121 | MSC SABRINA | India | Visakhapatnam | Khalifa port | 2025-04-07 | 2025-05-02 | [7 empty] | 2025-05-15 | [6 empty] | CASE_LIST | 1 |  | warehouse | Hauler Indoor | 2025-05-15 | warehouse | 1 | 1 | -1 | 0 | 0.81 | 0 | 0.81 | HITACHI(HE) |  | 0 | 1 | 1 | 2 | Flow 2: Port → WH → Site | Hauler Indoor | HITACHI
4921 | PRL-CS-034-O2 | HVDC-ADOPT-HE-0340 | AGI | EQ-224 | 366170 | 1 | Indoor | 3 Modules of 8V1200Ah ( 12 cells) | 101.5 | 80 | 83.5 | 0.67802 | 1006.1 | 1048.2 | Not stackable | 85044090 | SEK | 4121 | MSC SABRINA | India | Visakhapatnam | Khalifa port | 2025-04-07 | 2025-05-02 | [7 empty] | 2025-05-15 | [6 empty] | CASE_LIST | 1 |  | warehouse | Hauler Indoor | 2025-05-15 | warehouse | 1 | 1 | -1 | 0 | 0.81 | 0 | 0.81 | HITACHI(HE) |  | 0 | 1 | 1 | 2 | Flow 2: Port → WH → Site | Hauler Indoor | HITACHI
4922 | PRL-CS-034-O2 | HVDC-ADOPT-HE-0340 | AGI | EQ-224 | 366171 | 1 | Indoor | 3 Modules of 8V1200Ah ( 12 cells) | 101.5 | 80 | 83.5 | 0.67802 | 1006.1 | 1048.2 | Not stackable | 85044090 | SEK | 4121 | MSC SABRINA | India | Visakhapatnam | Khalifa port | 2025-04-07 | 2025-05-02 | [7 empty] | 2025-05-15 | [6 empty] | CASE_LIST | 1 |  | warehouse | Hauler Indoor | 2025-05-15 | warehouse | 1 | 1 | -1 | 0 | 0.81 | 0 | 0.81 | HITACHI(HE) |  | 0 | 1 | 1 | 2 | Flow 2: Port → WH → Site | Hauler Indoor | HITACHI
4923 | PRL-CS-034-O2 | HVDC-ADOPT-HE-0340 | AGI | EQ-224 | 366172 | 1 | Indoor | 3 Modules of 8V1200Ah ( 12 cells) | 101.5 | 80 | 83.5 | 0.67802 | 1006.1 | 1048.2 | Not stackable | 85044090 | SEK | 4121 | MSC SABRINA | India | Visakhapatnam | Khalifa port | 2025-04-07 | 2025-05-02 | [7 empty] | 2025-05-15 | [6 empty] | CASE_LIST | 1 |  | warehouse | Hauler Indoor | 2025-05-15 | warehouse | 1 | 1 | -1 | 0 | 0.81 | 0 | 0.81 | HITACHI(HE) |  | 0 | 1 | 1 | 2 | Flow 2: Port → WH → Site | Hauler Indoor | HITACHI
4924 | PRL-CS-034-O2 | HVDC-ADOPT-HE-0340 | AGI | EQ-224 | 366173 | 1 | Indoor | 3 Modules of 8V1200Ah ( 12 cells) | 101.5 | 80 | 83.5 | 0.67802 | 1006.1 | 1048.2 | Not stackable | 85044090 | SEK | 4121 | MSC SABRINA | India | Visakhapatnam | Khalifa port | 2025-04-07 | 2025-05-02 | [7 empty] | 2025-05-15 | [6 empty] | CASE_LIST | 1 |  | warehouse | Hauler Indoor | 2025-05-15 | warehouse | 1 | 1 | -1 | 0 | 0.81 | 0 | 0.81 | HITACHI(HE) |  | 0 | 1 | 1 | 2 | Flow 2: Port → WH → Site | Hauler Indoor | HITACHI
4925 | PRL-CS-034-O2 | HVDC-ADOPT-HE-0340 | AGI | EQ-224 | 366174 | 1 | Indoor | 3 Modules of 8V1200Ah ( 12 cells) | 101.5 | 80 | 83.5 | 0.67802 | 1006.1 | 1048.2 | Not stackable | 85044090 | SEK | 4121 | MSC SABRINA | India | Visakhapatnam | Khalifa port | 2025-04-07 | 2025-05-02 | [7 empty] | 2025-05-15 | [6 empty] | CASE_LIST | 1 |  | warehouse | Hauler Indoor | 2025-05-15 | warehouse | 1 | 1 | -1 | 0 | 0.81 | 0 | 0.81 | HITACHI(HE) |  | 0 | 1 | 1 | 2 | Flow 2: Port → WH → Site | Hauler Indoor | HITACHI
4926 | PRL-CS-034-O2 | HVDC-ADOPT-HE-0340 | AGI | EQ-224 | 366175 | 1 | Indoor | 3 Modules of 8V1200Ah ( 12 cells) | 101.5 | 80 | 83.5 | 0.67802 | 1006.1 | 1048.2 | Not stackable | 85044090 | SEK | 4121 | MSC SABRINA | India | Visakhapatnam | Khalifa port | 2025-04-07 | 2025-05-02 | [7 empty] | 2025-05-15 | [6 empty] | CASE_LIST | 1 |  | warehouse | Hauler Indoor | 2025-05-15 | warehouse | 1 | 1 | -1 | 0 | 0.81 | 0 | 0.81 | HITACHI(HE) |  | 0 | 1 | 1 | 2 | Flow 2: Port → WH → Site | Hauler Indoor | HITACHI
4927 | PRL-CS-034-O2 | HVDC-ADOPT-HE-0340 | AGI | EQ-224 | 366176 | 1 | Indoor | 3 Modules of 8V1200Ah ( 12 cells) | 101.5 | 80 | 83.5 | 0.67802 | 1006.1 | 1048.2 | Not stackable | 85044090 | SEK | 4121 | MSC SABRINA | India | Visakhapatnam | Khalifa port | 2025-04-07 | 2025-05-02 | [7 empty] | 2025-05-15 | [6 empty] | CASE_LIST | 1 |  | warehouse | Hauler Indoor | 2025-05-15 | warehouse | 1 | 1 | -1 | 0 | 0.81 | 0 | 0.81 | HITACHI(HE) |  | 0 | 1 | 1 | 2 | Flow 2: Port → WH → Site | Hauler Indoor | HITACHI
4928 | PRL-CS-034-O2 | HVDC-ADOPT-HE-0340 | AGI | EQ-224 | 366177 | 1 | Indoor | 3 Modules of 8V1200Ah ( 12 cells) | 101.5 | 80 | 83.5 | 0.67802 | 1006.1 | 1048.2 | Not stackable | 85044090 | SEK | 4121 | MSC SABRINA | India | Visakhapatnam | Khalifa port | 2025-04-07 | 2025-05-02 | [7 empty] | 2025-05-15 | [6 empty] | CASE_LIST | 1 |  | warehouse | Hauler Indoor | 2025-05-15 | warehouse | 1 | 1 | -1 | 0 | 0.81 | 0 | 0.81 | HITACHI(HE) |  | 0 | 1 | 1 | 2 | Flow 2: Port → WH → Site | Hauler Indoor | HITACHI
4929 | PRL-CS-034-O2 | HVDC-ADOPT-HE-0340 | AGI | EQ-224 | 366178 | 1 | Indoor | 3 Modules of 8V1200Ah ( 12 cells) | 101.5 | 80 | 83.5 | 0.67802 | 1006.1 | 1048.2 | Not stackable | 85044090 | SEK | 4121 | MSC SABRINA | India | Visakhapatnam | Khalifa port | 2025-04-07 | 2025-05-02 | [7 empty] | 2025-05-15 | [6 empty] | CASE_LIST | 1 |  | warehouse | Hauler Indoor | 2025-05-15 | warehouse | 1 | 1 | -1 | 0 | 0.81 | 0 | 0.81 | HITACHI(HE) |  | 0 | 1 | 1 | 2 | Flow 2: Port → WH → Site | Hauler Indoor | HITACHI
4930 | PRL-CS-034-O2 | HVDC-ADOPT-HE-0340 | AGI | EQ-224 | 366179 | 1 | Indoor | 3 Modules of 8V1200Ah ( 12 cells) | 101.5 | 80 | 83.5 | 0.67802 | 1006.1 | 1048.2 | Not stackable | 85044090 | SEK | 4121 | MSC SABRINA | India | Visakhapatnam | Khalifa port | 2025-04-07 | 2025-05-02 | [7 empty] | 2025-05-15 | [6 empty] | CASE_LIST | 1 |  | warehouse | Hauler Indoor | 2025-05-15 | warehouse | 1 | 1 | -1 | 0 | 0.81 | 0 | 0.81 | HITACHI(HE) |  | 0 | 1 | 1 | 2 | Flow 2: Port → WH → Site | Hauler Indoor | HITACHI
4931 | PRL-CS-034-O2 | HVDC-ADOPT-HE-0340 | AGI | EQ-224 | 366180 | 1 | Indoor | 3 Modules of 8V1200Ah ( 12 cells) | 101.5 | 80 | 83.5 | 0.67802 | 1006.1 | 1048.2 | Not stackable | 85044090 | SEK | 4121 | MSC SABRINA | India | Visakhapatnam | Khalifa port | 2025-04-07 | 2025-05-02 | [7 empty] | 2025-05-15 | [6 empty] | CASE_LIST | 1 |  | warehouse | Hauler Indoor | 2025-05-15 | warehouse | 1 | 1 | -1 | 0 | 0.81 | 0 | 0.81 | HITACHI(HE) |  | 0 | 1 | 1 | 2 | Flow 2: Port → WH → Site | Hauler Indoor | HITACHI
4932 | PRL-CS-034-O2 | HVDC-ADOPT-HE-0340 | AGI | EQ-224 | 366181 | 1 | Indoor | 3 Modules of 8V1200Ah ( 12 cells) | 101.5 | 80 | 83.5 | 0.67802 | 1006.1 | 1048.2 | Not stackable | 85044090 | SEK | 4121 | MSC SABRINA | India | Visakhapatnam | Khalifa port | 2025-04-07 | 2025-05-02 | [7 empty] | 2025-05-15 | [6 empty] | CASE_LIST | 1 |  | warehouse | Hauler Indoor | 2025-05-15 | warehouse | 1 | 1 | -1 | 0 | 0.81 | 0 | 0.81 | HITACHI(HE) |  | 0 | 1 | 1 | 2 | Flow 2: Port → WH → Site | Hauler Indoor | HITACHI
4933 | PRL-CS-034-O2 | HVDC-ADOPT-HE-0340 | AGI | EQ-224 | 366182 | 1 | Indoor | 3 Modules of 8V1200Ah ( 12 cells) | 101.5 | 80 | 83.5 | 0.67802 | 1006.1 | 1048.2 | Not stackable | 85044090 | SEK | 4121 | MSC SABRINA | India | Visakhapatnam | Khalifa port | 2025-04-07 | 2025-05-02 | [7 empty] | 2025-05-15 | [6 empty] | CASE_LIST | 1 |  | warehouse | Hauler Indoor | 2025-05-15 | warehouse | 1 | 1 | -1 | 0 | 0.81 | 0 | 0.81 | HITACHI(HE) |  | 0 | 1 | 1 | 2 | Flow 2: Port → WH → Site | Hauler Indoor | HITACHI
4934 | PRL-CS-034-O2 | HVDC-ADOPT-HE-0340 | AGI | EQ-224 | 366183 | 1 | Indoor | 3 Modules of 8V1200Ah ( 12 cells) | 101.5 | 80 | 83.5 | 0.67802 | 1006.1 | 1048.2 | Not stackable | 85044090 | SEK | 4121 | MSC SABRINA | India | Visakhapatnam | Khalifa port | 2025-04-07 | 2025-05-02 | [7 empty] | 2025-05-15 | [6 empty] | CASE_LIST | 1 |  | warehouse | Hauler Indoor | 2025-05-15 | warehouse | 1 | 1 | -1 | 0 | 0.81 | 0 | 0.81 | HITACHI(HE) |  | 0 | 1 | 1 | 2 | Flow 2: Port → WH → Site | Hauler Indoor | HITACHI
4935 | PRL-CS-034-O2 | HVDC-ADOPT-HE-0340 | AGI | EQ-224 | 366184 | 1 | Indoor | 3 Modules of 8V1200Ah ( 12 cells) | 101.5 | 80 | 83.5 | 0.67802 | 1006.1 | 1048.2 | Not stackable | 85044090 | SEK | 4121 | MSC SABRINA | India | Visakhapatnam | Khalifa port | 2025-04-07 | 2025-05-02 | [7 empty] | 2025-05-15 | [6 empty] | CASE_LIST | 1 |  | warehouse | Hauler Indoor | 2025-05-15 | warehouse | 1 | 1 | -1 | 0 | 0.81 | 0 | 0.81 | HITACHI(HE) |  | 0 | 1 | 1 | 2 | Flow 2: Port → WH → Site | Hauler Indoor | HITACHI
4936 | PRL-CS-034-O2 | HVDC-ADOPT-HE-0340 | AGI | EQ-224 | 366185 | 1 | Indoor | 3 Modules of 8V1200Ah ( 12 cells) | 101.5 | 80 | 83.5 | 0.67802 | 1006.1 | 1048.2 | Not stackable | 85044090 | SEK | 4121 | MSC SABRINA | India | Visakhapatnam | Khalifa port | 2025-04-07 | 2025-05-02 | [7 empty] | 2025-05-15 | [6 empty] | CASE_LIST | 1 |  | warehouse | Hauler Indoor | 2025-05-15 | warehouse | 1 | 1 | -1 | 0 | 0.81 | 0 | 0.81 | HITACHI(HE) |  | 0 | 1 | 1 | 2 | Flow 2: Port → WH → Site | Hauler Indoor | HITACHI
4937 | PRL-CS-034-O2 | HVDC-ADOPT-HE-0340 | AGI | EQ-224 | 366186 | 1 | Indoor | 3 Modules of 6V1200Ah (09 cells) with compression plates | 82.4 | 37 | 83.5 | 0.25457 | 789.8 | 813.9 | Not stackable | 85044090 | SEK | 4121 | MSC SABRINA | India | Visakhapatnam | Khalifa port | 2025-04-07 | 2025-05-02 | [7 empty] | 2025-05-15 | [6 empty] | CASE_LIST | 1 |  | warehouse | Hauler Indoor | 2025-05-15 | warehouse | 1 | 1 | -1 | 0 | 0.3 | 0 | 0.3 | HITACHI(HE) |  | 0 | 1 | 1 | 2 | Flow 2: Port → WH → Site | Hauler Indoor | HITACHI
4938 | PRL-CS-034-O2 | HVDC-ADOPT-HE-0340 | AGI | EQ-224 | 366187 | 1 | Indoor | 3 Modules of 6V1200Ah (09 cells) with compression plates | 82.4 | 37 | 83.5 | 0.25457 | 789.8 | 813.9 | Not stackable | 85044090 | SEK | 4121 | MSC SABRINA | India | Visakhapatnam | Khalifa port | 2025-04-07 | 2025-05-02 | [7 empty] | 2025-05-15 | [6 empty] | CASE_LIST | 1 |  | warehouse | Hauler Indoor | 2025-05-15 | warehouse | 1 | 1 | -1 | 0 | 0.3 | 0 | 0.3 | HITACHI(HE) |  | 0 | 1 | 1 | 2 | Flow 2: Port → WH → Site | Hauler Indoor | HITACHI
4939 | PRL-CS-034-O2 | HVDC-ADOPT-HE-0340 | AGI | EQ-224 | 366188 | 1 | Indoor | Accessories of 400V-1200Ah.Front & top covers packed in EPE sheet with stretch film. | 97.4 | 75.5 | 34.4 | 0.25297 | 147 | 172.1 | Stackable 1 tier | 85044090 | SEK | 4121 | MSC SABRINA | India | Visakhapatnam | Khalifa port | 2025-04-07 | 2025-05-02 | [7 empty] | 2025-05-15 | [6 empty] | CASE_LIST | 1 |  | warehouse | Hauler Indoor | 2025-05-15 | warehouse | 1 | 1 | -1 | 0 | 0.74 | 1 | 0.74 | HITACHI(HE) |  | 0 | 1 | 1 | 2 | Flow 2: Port → WH → Site | Hauler Indoor | HITACHI
4940 | PRL-CS-034-O2 | HVDC-ADOPT-HE-0340 | AGI | EQ-224 | 366189 | 1 | Indoor | Accessories of 400V-1200Ah.Front & top covers packed in EPE sheet with stretch film. | 97.4 | 75.5 | 34.4 | 0.25297 | 147 | 172.1 | Stackable 1 tier | 85044090 | SEK | 4121 | MSC SABRINA | India | Visakhapatnam | Khalifa port | 2025-04-07 | 2025-05-02 | [7 empty] | 2025-05-15 | [6 empty] | CASE_LIST | 1 |  | warehouse | Hauler Indoor | 2025-05-15 | warehouse | 1 | 1 | -1 | 0 | 0.74 | 1 | 0.74 | HITACHI(HE) |  | 0 | 1 | 1 | 2 | Flow 2: Port → WH → Site | Hauler Indoor | HITACHI
4941 | PRL-CS-034-O2 | HVDC-ADOPT-HE-0340 | AGI | EQ-224 | 366190 | 1 | Indoor | Accessories of 400V-1200Ah.Front & top covers packed in EPE sheet with stretch film. | 97.4 | 75.5 | 34.4 | 0.25297 | 147 | 172.1 | Stackable 1 tier | 85044090 | SEK | 4121 | MSC SABRINA | India | Visakhapatnam | Khalifa port | 2025-04-07 | 2025-05-02 | [7 empty] | 2025-05-15 | [6 empty] | CASE_LIST | 1 |  | warehouse | Hauler Indoor | 2025-05-15 | warehouse | 1 | 1 | -1 | 0 | 0.74 | 1 | 0.74 | HITACHI(HE) |  | 0 | 1 | 1 | 2 | Flow 2: Port → WH → Site | Hauler Indoor | HITACHI
4942 | PRL-CS-034-O2 | HVDC-ADOPT-HE-0340 | AGI | EQ-224 | 366191 | 1 | Indoor | Accessories of 400V-1200Ah.Front & top covers packed in EPE sheet with stretch film. | 97.4 | 75.5 | 34.4 | 0.25297 | 147 | 172.1 | Stackable 1 tier | 85044090 | SEK | 4121 | MSC SABRINA | India | Visakhapatnam | Khalifa port | 2025-04-07 | 2025-05-02 | [7 empty] | 2025-05-15 | [6 empty] | CASE_LIST | 1 |  | warehouse | Hauler Indoor | 2025-05-15 | warehouse | 1 | 1 | -1 | 0 | 0.74 | 1 | 0.74 | HITACHI(HE) |  | 0 | 1 | 1 | 2 | Flow 2: Port → WH → Site | Hauler Indoor | HITACHI
4943 | PRL-CS-034-O2 | HVDC-ADOPT-HE-0340 | AGI | EQ-224 | 366192 | 1 | Indoor | Accessories of 400V-1200Ah.Front & top covers packed in EPE sheet with stretch film. | 97.4 | 75.5 | 34.4 | 0.25297 | 147 | 172.1 | Stackable 1 tier | 85044090 | SEK | 4121 | MSC SABRINA | India | Visakhapatnam | Khalifa port | 2025-04-07 | 2025-05-02 | [7 empty] | 2025-05-15 | [6 empty] | CASE_LIST | 1 |  | warehouse | Hauler Indoor | 2025-05-15 | warehouse | 1 | 1 | -1 | 0 | 0.74 | 1 | 0.74 | HITACHI(HE) |  | 0 | 1 | 1 | 2 | Flow 2: Port → WH → Site | Hauler Indoor | HITACHI
4944 | PRL-CS-034-O2 | HVDC-ADOPT-HE-0340 | AGI | EQ-224 | 366193 | 1 | Indoor | Accessories of 400V-1200Ah.Front & top covers packed in EPE sheet with stretch film. | 97.4 | 75.5 | 34.4 | 0.25297 | 147 | 172.1 | Stackable 1 tier | 85044090 | SEK | 4121 | MSC SABRINA | India | Visakhapatnam | Khalifa port | 2025-04-07 | 2025-05-02 | [7 empty] | 2025-05-15 | [6 empty] | CASE_LIST | 1 |  | warehouse | Hauler Indoor | 2025-05-15 | warehouse | 1 | 1 | -1 | 0 | 0.74 | 1 | 0.74 | HITACHI(HE) |  | 0 | 1 | 1 | 2 | Flow 2: Port → WH → Site | Hauler Indoor | HITACHI
4945 | PRL-CS-034-O2 | HVDC-ADOPT-HE-0340 | AGI | EQ-224 | 366194 | 1 | Indoor | 3 Modules of 8V1600Ah (12 cells) | 101.5 | 83.4 | 83.5 | 0.70684 | 1245 | 1292.9 | Not stackable | 85044090 | SEK | 4121 | MSC SABRINA | India | Visakhapatnam | Khalifa port | 2025-04-07 | 2025-05-02 | [7 empty] | 2025-05-15 | [6 empty] | CASE_LIST | 1 |  | warehouse | Hauler Indoor | 2025-05-15 | warehouse | 1 | 1 | -1 | 0 | 0.85 | 0 | 0.85 | HITACHI(HE) |  | 0 | 1 | 1 | 2 | Flow 2: Port → WH → Site | Hauler Indoor | HITACHI
4946 | PRL-CS-034-O2 | HVDC-ADOPT-HE-0340 | AGI | EQ-224 | 366195 | 1 | Indoor | 3 Modules of 8V1600Ah (12 cells) | 101.5 | 83.4 | 83.5 | 0.70684 | 1245 | 1292.9 | Not stackable | 85044090 | SEK | 4121 | MSC SABRINA | India | Visakhapatnam | Khalifa port | 2025-04-07 | 2025-05-02 | [7 empty] | 2025-05-15 | [6 empty] | CASE_LIST | 1 |  | warehouse | Hauler Indoor | 2025-05-15 | warehouse | 1 | 1 | -1 | 0 | 0.85 | 0 | 0.85 | HITACHI(HE) |  | 0 | 1 | 1 | 2 | Flow 2: Port → WH → Site | Hauler Indoor | HITACHI
4947 | PRL-CS-034-O2 | HVDC-ADOPT-HE-0340 | AGI | EQ-224 | 366196 | 1 | Indoor | 3 Modules of 8V1600Ah (12 cells) | 101.5 | 83.4 | 83.5 | 0.70684 | 1245 | 1292.9 | Not stackable | 85044090 | SEK | 4121 | MSC SABRINA | India | Visakhapatnam | Khalifa port | 2025-04-07 | 2025-05-02 | [7 empty] | 2025-05-15 | [6 empty] | CASE_LIST | 1 |  | warehouse | Hauler Indoor | 2025-05-15 | warehouse | 1 | 1 | -1 | 0 | 0.85 | 0 | 0.85 | HITACHI(HE) |  | 0 | 1 | 1 | 2 | Flow 2: Port → WH → Site | Hauler Indoor | HITACHI
4948 | PRL-CS-034-O2 | HVDC-ADOPT-HE-0340 | AGI | EQ-224 | 366197 | 1 | Indoor | 3 Modules of 8V1600Ah (12 cells) | 101.5 | 83.4 | 83.5 | 0.70684 | 1245 | 1292.9 | Not stackable | 85044090 | SEK | 4121 | MSC SABRINA | India | Visakhapatnam | Khalifa port | 2025-04-07 | 2025-05-02 | [7 empty] | 2025-05-15 | [6 empty] | CASE_LIST | 1 |  | warehouse | Hauler Indoor | 2025-05-15 | warehouse | 1 | 1 | -1 | 0 | 0.85 | 0 | 0.85 | HITACHI(HE) |  | 0 | 1 | 1 | 2 | Flow 2: Port → WH → Site | Hauler Indoor | HITACHI
4949 | PRL-CS-034-O2 | HVDC-ADOPT-HE-0340 | AGI | EQ-224 | 366198 | 1 | Indoor | 3 Modules of 8V1600Ah (12 cells) | 101.5 | 83.4 | 83.5 | 0.70684 | 1245 | 1292.9 | Not stackable | 85044090 | SEK | 4121 | MSC SABRINA | India | Visakhapatnam | Khalifa port | 2025-04-07 | 2025-05-02 | [7 empty] | 2025-05-15 | [6 empty] | CASE_LIST | 1 |  | warehouse | Hauler Indoor | 2025-05-15 | warehouse | 1 | 1 | -1 | 0 | 0.85 | 0 | 0.85 | HITACHI(HE) |  | 0 | 1 | 1 | 2 | Flow 2: Port → WH → Site | Hauler Indoor | HITACHI
4950 | PRL-CS-034-O2 | HVDC-ADOPT-HE-0340 | AGI | EQ-224 | 366199 | 1 | Indoor | 3 Modules of 8V1600Ah (12 cells) | 101.5 | 83.4 | 83.5 | 0.70684 | 1245 | 1292.9 | Not stackable | 85044090 | SEK | 4121 | MSC SABRINA | India | Visakhapatnam | Khalifa port | 2025-04-07 | 2025-05-02 | [7 empty] | 2025-05-15 | [6 empty] | CASE_LIST | 1 |  | warehouse | Hauler Indoor | 2025-05-15 | warehouse | 1 | 1 | -1 | 0 | 0.85 | 0 | 0.85 | HITACHI(HE) |  | 0 | 1 | 1 | 2 | Flow 2: Port → WH → Site | Hauler Indoor | HITACHI
4951 | PRL-CS-034-O2 | HVDC-ADOPT-HE-0340 | AGI | EQ-224 | 366200 | 1 | Indoor | 3 Modules of 8V1600Ah (12 cells) | 101.5 | 83.4 | 83.5 | 0.70684 | 1245 | 1292.9 | Not stackable | 85044090 | SEK | 4121 | MSC SABRINA | India | Visakhapatnam | Khalifa port | 2025-04-07 | 2025-05-02 | [7 empty] | 2025-05-15 | [6 empty] | CASE_LIST | 1 |  | warehouse | Hauler Indoor | 2025-05-15 | warehouse | 1 | 1 | -1 | 0 | 0.85 | 0 | 0.85 | HITACHI(HE) |  | 0 | 1 | 1 | 2 | Flow 2: Port → WH → Site | Hauler Indoor | HITACHI
4952 | PRL-CS-034-O2 | HVDC-ADOPT-HE-0340 | AGI | EQ-224 | 366201 | 1 | Indoor | 3 Modules of 8V1600Ah (12 cells) | 101.5 | 83.4 | 83.5 | 0.70684 | 1245 | 1292.9 | Not stackable | 85044090 | SEK | 4121 | MSC SABRINA | India | Visakhapatnam | Khalifa port | 2025-04-07 | 2025-05-02 | [7 empty] | 2025-05-15 | [6 empty] | CASE_LIST | 1 |  | warehouse | Hauler Indoor | 2025-05-15 | warehouse | 1 | 1 | -1 | 0 | 0.85 | 0 | 0.85 | HITACHI(HE) |  | 0 | 1 | 1 | 2 | Flow 2: Port → WH → Site | Hauler Indoor | HITACHI
4953 | PRL-CS-034-O2 | HVDC-ADOPT-HE-0340 | AGI | EQ-224 | 366202 | 1 | Indoor | 3 Modules of 8V1600Ah (12 cells) | 101.5 | 83.4 | 83.5 | 0.70684 | 1245 | 1292.9 | Not stackable | 85044090 | SEK | 4121 | MSC SABRINA | India | Visakhapatnam | Khalifa port | 2025-04-07 | 2025-05-02 | [7 empty] | 2025-05-15 | [6 empty] | CASE_LIST | 1 |  | warehouse | Hauler Indoor | 2025-05-15 | warehouse | 1 | 1 | -1 | 0 | 0.85 | 0 | 0.85 | HITACHI(HE) |  | 0 | 1 | 1 | 2 | Flow 2: Port → WH → Site | Hauler Indoor | HITACHI
4954 | PRL-CS-034-O2 | HVDC-ADOPT-HE-0340 | AGI | EQ-224 | 366203 | 1 | Indoor | 3 Modules of 8V1600Ah (12 cells) | 101.5 | 83.4 | 83.5 | 0.70684 | 1245 | 1292.9 | Not stackable | 85044090 | SEK | 4121 | MSC SABRINA | India | Visakhapatnam | Khalifa port | 2025-04-07 | 2025-05-02 | [7 empty] | 2025-05-15 | [6 empty] | CASE_LIST | 1 |  | warehouse | Hauler Indoor | 2025-05-15 | warehouse | 1 | 1 | -1 | 0 | 0.85 | 0 | 0.85 | HITACHI(HE) |  | 0 | 1 | 1 | 2 | Flow 2: Port → WH → Site | Hauler Indoor | HITACHI
4955 | PRL-CS-034-O2 | HVDC-ADOPT-HE-0340 | AGI | EQ-224 | 366204 | 1 | Indoor | 3 Modules of 8V1600Ah (12 cells) | 101.5 | 83.4 | 83.5 | 0.70684 | 1245 | 1292.9 | Not stackable | 85044090 | SEK | 4121 | MSC SABRINA | India | Visakhapatnam | Khalifa port | 2025-04-07 | 2025-05-02 | [7 empty] | 2025-05-15 | [6 empty] | CASE_LIST | 1 |  | warehouse | Hauler Indoor | 2025-05-15 | warehouse | 1 | 1 | -1 | 0 | 0.85 | 0 | 0.85 | HITACHI(HE) |  | 0 | 1 | 1 | 2 | Flow 2: Port → WH → Site | Hauler Indoor | HITACHI
4956 | PRL-CS-034-O2 | HVDC-ADOPT-HE-0340 | AGI | EQ-224 | 366205 | 1 | Indoor | 3 Modules of 8V1600Ah (12 cells) | 101.5 | 83.4 | 83.5 | 0.70684 | 1245 | 1292.9 | Not stackable | 85044090 | SEK | 4121 | MSC SABRINA | India | Visakhapatnam | Khalifa port | 2025-04-07 | 2025-05-02 | [7 empty] | 2025-05-15 | [6 empty] | CASE_LIST | 1 |  | warehouse | Hauler Indoor | 2025-05-15 | warehouse | 1 | 1 | -1 | 0 | 0.85 | 0 | 0.85 | HITACHI(HE) |  | 0 | 1 | 1 | 2 | Flow 2: Port → WH → Site | Hauler Indoor | HITACHI
4957 | PRL-CS-034-O2 | HVDC-ADOPT-HE-0340 | AGI | EQ-224 | 366206 | 1 | Indoor | 3 Modules of 8V1600Ah (12 cells) | 101.5 | 83.4 | 83.5 | 0.70684 | 1245 | 1292.9 | Not stackable | 85044090 | SEK | 4121 | MSC SABRINA | India | Visakhapatnam | Khalifa port | 2025-04-07 | 2025-05-02 | [7 empty] | 2025-05-15 | [6 empty] | CASE_LIST | 1 |  | warehouse | Hauler Indoor | 2025-05-15 | warehouse | 1 | 1 | -1 | 0 | 0.85 | 0 | 0.85 | HITACHI(HE) |  | 0 | 1 | 1 | 2 | Flow 2: Port → WH → Site | Hauler Indoor | HITACHI
4958 | PRL-CS-034-O2 | HVDC-ADOPT-HE-0340 | AGI | EQ-224 | 366207 | 1 | Indoor | 3 Modules of 8V1600Ah (12 cells) | 101.5 | 83.4 | 83.5 | 0.70684 | 1245 | 1292.9 | Not stackable | 85044090 | SEK | 4121 | MSC SABRINA | India | Visakhapatnam | Khalifa port | 2025-04-07 | 2025-05-02 | [7 empty] | 2025-05-15 | [6 empty] | CASE_LIST | 1 |  | warehouse | Hauler Indoor | 2025-05-15 | warehouse | 1 | 1 | -1 | 0 | 0.85 | 0 | 0.85 | HITACHI(HE) |  | 0 | 1 | 1 | 2 | Flow 2: Port → WH → Site | Hauler Indoor | HITACHI
4959 | PRL-CS-034-O2 | HVDC-ADOPT-HE-0340 | AGI | EQ-224 | 366208 | 1 | Indoor | 3 Modules of 8V1600Ah (12 cells) | 101.5 | 83.4 | 83.5 | 0.70684 | 1245 | 1292.9 | Not stackable | 85044090 | SEK | 4121 | MSC SABRINA | India | Visakhapatnam | Khalifa port | 2025-04-07 | 2025-05-02 | [7 empty] | 2025-05-15 | [6 empty] | CASE_LIST | 1 |  | warehouse | Hauler Indoor | 2025-05-15 | warehouse | 1 | 1 | -1 | 0 | 0.85 | 0 | 0.85 | HITACHI(HE) |  | 0 | 1 | 1 | 2 | Flow 2: Port → WH → Site | Hauler Indoor | HITACHI
4960 | PRL-CS-034-O2 | HVDC-ADOPT-HE-0340 | AGI | EQ-224 | 366209 | 1 | Indoor | 3 Modules of 8V1600Ah (12 cells) | 101.5 | 83.4 | 83.5 | 0.70684 | 1245 | 1292.9 | Not stackable | 85044090 | SEK | 4121 | MSC SABRINA | India | Visakhapatnam | Khalifa port | 2025-04-07 | 2025-05-02 | [7 empty] | 2025-05-15 | [6 empty] | CASE_LIST | 1 |  | warehouse | Hauler Indoor | 2025-05-15 | warehouse | 1 | 1 | -1 | 0 | 0.85 | 0 | 0.85 | HITACHI(HE) |  | 0 | 1 | 1 | 2 | Flow 2: Port → WH → Site | Hauler Indoor | HITACHI
4961 | PRL-CS-034-O2 | HVDC-ADOPT-HE-0340 | AGI | EQ-224 | 366210 | 1 | Indoor | 3 Modules of 8V1600Ah (12 cells) | 101.5 | 83.4 | 83.5 | 0.70684 | 1245 | 1292.9 | Not stackable | 85044090 | SEK | 4121 | MSC SABRINA | India | Visakhapatnam | Khalifa port | 2025-04-07 | 2025-05-02 | [7 empty] | 2025-05-15 | [6 empty] | CASE_LIST | 1 |  | warehouse | Hauler Indoor | 2025-05-15 | warehouse | 1 | 1 | -1 | 0 | 0.85 | 0 | 0.85 | HITACHI(HE) |  | 0 | 1 | 1 | 2 | Flow 2: Port → WH → Site | Hauler Indoor | HITACHI
4962 | PRL-CS-034-O2 | HVDC-ADOPT-HE-0340 | AGI | EQ-224 | 366211 | 1 | Indoor | 3 Modules of 8V1600Ah (12 cells) | 101.5 | 83.4 | 83.5 | 0.70684 | 1245 | 1292.9 | Not stackable | 85044090 | SEK | 4121 | MSC SABRINA | India | Visakhapatnam | Khalifa port | 2025-04-07 | 2025-05-02 | [7 empty] | 2025-05-15 | [6 empty] | CASE_LIST | 1 |  | warehouse | Hauler Indoor | 2025-05-15 | warehouse | 1 | 1 | -1 | 0 | 0.85 | 0 | 0.85 | HITACHI(HE) |  | 0 | 1 | 1 | 2 | Flow 2: Port → WH → Site | Hauler Indoor | HITACHI
4963 | PRL-CS-034-O2 | HVDC-ADOPT-HE-0340 | AGI | EQ-224 | 366212 | 1 | Indoor | 3 Modules of 8V1600Ah (12 cells) | 101.5 | 83.4 | 83.5 | 0.70684 | 1245 | 1292.9 | Not stackable | 85044090 | SEK | 4121 | MSC SABRINA | India | Visakhapatnam | Khalifa port | 2025-04-07 | 2025-05-02 | [7 empty] | 2025-05-15 | [6 empty] | CASE_LIST | 1 |  | warehouse | Hauler Indoor | 2025-05-15 | warehouse | 1 | 1 | -1 | 0 | 0.85 | 0 | 0.85 | HITACHI(HE) |  | 0 | 1 | 1 | 2 | Flow 2: Port → WH → Site | Hauler Indoor | HITACHI
4964 | PRL-CS-034-O2 | HVDC-ADOPT-HE-0340 | AGI | EQ-224 | 366213 | 1 | Indoor | 3 Modules of 8V1600Ah (12 cells) | 101.5 | 83.4 | 83.5 | 0.70684 | 1245 | 1292.9 | Not stackable | 85044090 | SEK | 4121 | MSC SABRINA | India | Visakhapatnam | Khalifa port | 2025-04-07 | 2025-05-02 | [7 empty] | 2025-05-15 | [6 empty] | CASE_LIST | 1 |  | warehouse | Hauler Indoor | 2025-05-15 | warehouse | 1 | 1 | -1 | 0 | 0.85 | 0 | 0.85 | HITACHI(HE) |  | 0 | 1 | 1 | 2 | Flow 2: Port → WH → Site | Hauler Indoor | HITACHI
4965 | PRL-CS-034-O2 | HVDC-ADOPT-HE-0340 | AGI | EQ-224 | 366214 | 1 | Indoor | 3 Modules of 8V1600Ah (12 cells) | 101.5 | 83.4 | 83.5 | 0.28968 | 1245 | 1292.9 | Not stackable | 85044090 | SEK | 4121 | MSC SABRINA | India | Visakhapatnam | Khalifa port | 2025-04-07 | 2025-05-02 | [7 empty] | 2025-05-15 | [6 empty] | CASE_LIST | 1 |  | warehouse | Hauler Indoor | 2025-05-15 | warehouse | 1 | 1 | -1 | 0 | 0.85 | 0 | 0.85 | HITACHI(HE) |  | 0 | 1 | 1 | 2 | Flow 2: Port → WH → Site | Hauler Indoor | HITACHI
4966 | PRL-CS-034-O2 | HVDC-ADOPT-HE-0340 | AGI | EQ-224 | 366215 | 1 | Indoor | 3 Modules of 8V1600Ah (12 cells) | 101.5 | 83.4 | 83.5 | 0.28968 | 1245 | 1292.9 | Not stackable | 85044090 | SEK | 4121 | MSC SABRINA | India | Visakhapatnam | Khalifa port | 2025-04-07 | 2025-05-02 | [7 empty] | 2025-05-15 | [6 empty] | CASE_LIST | 1 |  | warehouse | Hauler Indoor | 2025-05-15 | warehouse | 1 | 1 | -1 | 0 | 0.85 | 0 | 0.85 | HITACHI(HE) |  | 0 | 1 | 1 | 2 | Flow 2: Port → WH → Site | Hauler Indoor | HITACHI
4967 | PRL-CS-034-O2 | HVDC-ADOPT-HE-0340 | AGI | EQ-224 | 366216 | 1 | Indoor | 3 Modules of 8V1600Ah (12 cells) | 101.5 | 83.4 | 83.5 | 0.28968 | 1245 | 1292.9 | Not stackable | 85044090 | SEK | 4121 | MSC SABRINA | India | Visakhapatnam | Khalifa port | 2025-04-07 | 2025-05-02 | [7 empty] | 2025-05-15 | [6 empty] | CASE_LIST | 1 |  | warehouse | Hauler Indoor | 2025-05-15 | warehouse | 1 | 1 | -1 | 0 | 0.85 | 0 | 0.85 | HITACHI(HE) |  | 0 | 1 | 1 | 2 | Flow 2: Port → WH → Site | Hauler Indoor | HITACHI
4968 | PRL-CS-034-O2 | HVDC-ADOPT-HE-0340 | AGI | EQ-224 | 366217 | 1 | Indoor | 3 Modules of 8V1600Ah (12 cells) | 101.5 | 83.4 | 83.5 | 0.28968 | 1245 | 1292.9 | Not stackable | 85044090 | SEK | 4121 | MSC SABRINA | India | Visakhapatnam | Khalifa port | 2025-04-07 | 2025-05-02 | [7 empty] | 2025-05-15 | [6 empty] | CASE_LIST | 1 |  | warehouse | Hauler Indoor | 2025-05-15 | warehouse | 1 | 1 | -1 | 0 | 0.85 | 0 | 0.85 | HITACHI(HE) |  | 0 | 1 | 1 | 2 | Flow 2: Port → WH → Site | Hauler Indoor | HITACHI
4969 | PRL-CS-034-O2 | HVDC-ADOPT-HE-0340 | AGI | EQ-224 | 366218 | 1 | Indoor | 2 Modules of 8V1600Ah & 1 Module of 6V-1600Ah ( 11 cells) with compression plate | 101.5 | 83.4 | 83.5 | 0.34857 | 1154.1 | 1202 | Not stackable | 85044090 | SEK | 4121 | MSC SABRINA | India | Visakhapatnam | Khalifa port | 2025-04-07 | 2025-05-02 | [7 empty] | 2025-05-15 | [6 empty] | CASE_LIST | 1 |  | warehouse | Hauler Indoor | 2025-05-15 | warehouse | 1 | 1 | -1 | 0 | 0.85 | 0 | 0.85 | HITACHI(HE) |  | 0 | 1 | 1 | 2 | Flow 2: Port → WH → Site | Hauler Indoor | HITACHI
4970 | PRL-CS-034-O2 | HVDC-ADOPT-HE-0340 | AGI | EQ-224 | 366219 | 1 | Indoor | 2 Modules of 8V1600Ah & 1 Module of 6V-1600Ah ( 11 cells) with compression plate | 101.5 | 83.4 | 83.5 | 0.34857 | 1154.1 | 1202 | Not stackable | 85044090 | SEK | 4121 | MSC SABRINA | India | Visakhapatnam | Khalifa port | 2025-04-07 | 2025-05-02 | [7 empty] | 2025-05-15 | [6 empty] | CASE_LIST | 1 |  | warehouse | Hauler Indoor | 2025-05-15 | warehouse | 1 | 1 | -1 | 0 | 0.85 | 0 | 0.85 | HITACHI(HE) |  | 0 | 1 | 1 | 2 | Flow 2: Port → WH → Site | Hauler Indoor | HITACHI
4971 | PRL-CS-034-O2 | HVDC-ADOPT-HE-0340 | AGI | EQ-224 | 366220 | 1 | Indoor | 2 Modules of 8V1600Ah & 1 Module of 6V-1600Ah ( 11 cells) with compression plate | 101.5 | 83.4 | 83.5 | 0.34857 | 1154.1 | 1202 | Not stackable | 85044090 | SEK | 4121 | MSC SABRINA | India | Visakhapatnam | Khalifa port | 2025-04-07 | 2025-05-02 | [7 empty] | 2025-05-15 | [6 empty] | CASE_LIST | 1 |  | warehouse | Hauler Indoor | 2025-05-15 | warehouse | 1 | 1 | -1 | 0 | 0.85 | 0 | 0.85 | HITACHI(HE) |  | 0 | 1 | 1 | 2 | Flow 2: Port → WH → Site | Hauler Indoor | HITACHI
4972 | PRL-CS-034-O2 | HVDC-ADOPT-HE-0340 | AGI | EQ-224 | 366221 | 1 | Indoor | 2 Modules of 8V1600Ah & 1 Module of 6V-1600Ah ( 11 cells) with compression plate | 101.5 | 83.4 | 83.5 | 0.34857 | 1154.1 | 1202 | Not stackable | 85044090 | SEK | 4121 | MSC SABRINA | India | Visakhapatnam | Khalifa port | 2025-04-07 | 2025-05-02 | [7 empty] | 2025-05-15 | [6 empty] | CASE_LIST | 1 |  | warehouse | Hauler Indoor | 2025-05-15 | warehouse | 1 | 1 | -1 | 0 | 0.85 | 0 | 0.85 | HITACHI(HE) |  | 0 | 1 | 1 | 2 | Flow 2: Port → WH → Site | Hauler Indoor | HITACHI
4973 | PRL-CS-034-O2 | HVDC-ADOPT-HE-0340 | AGI | EQ-224 | 366222 | 1 | Indoor | 2 Modules of 8V1600Ah & 1 Module of 6V-1600Ah ( 11 cells) with compression plate | 101.5 | 83.4 | 83.5 | 0.34857 | 1154.1 | 1202 | Not stackable | 85044090 | SEK | 4121 | MSC SABRINA | India | Visakhapatnam | Khalifa port | 2025-04-07 | 2025-05-02 | [7 empty] | 2025-05-15 | [6 empty] | CASE_LIST | 1 |  | warehouse | Hauler Indoor | 2025-05-15 | warehouse | 1 | 1 | -1 | 0 | 0.85 | 0 | 0.85 | HITACHI(HE) |  | 0 | 1 | 1 | 2 | Flow 2: Port → WH → Site | Hauler Indoor | HITACHI
4974 | PRL-CS-034-O2 | HVDC-ADOPT-HE-0340 | AGI | EQ-224 | 366223 | 1 | Indoor | 2 Modules of 8V1600Ah & 1 Module of 6V-1600Ah ( 11 cells) with compression plate | 101.5 | 83.4 | 83.5 | 0.34857 | 1154.1 | 1202 | Not stackable | 85044090 | SEK | 4121 | MSC SABRINA | India | Visakhapatnam | Khalifa port | 2025-04-07 | 2025-05-02 | [7 empty] | 2025-05-15 | [6 empty] | CASE_LIST | 1 |  | warehouse | Hauler Indoor | 2025-05-15 | warehouse | 1 | 1 | -1 | 0 | 0.85 | 0 | 0.85 | HITACHI(HE) |  | 0 | 1 | 1 | 2 | Flow 2: Port → WH → Site | Hauler Indoor | HITACHI
4975 | PRL-CS-034-O2 | HVDC-ADOPT-HE-0340 | AGI | EQ-224 | 366224 | 1 | Indoor | 2 Modules of 8V1600Ah & 1 Module of 6V-1600Ah ( 11 cells) with compression plate | 101.5 | 83.4 | 83.5 | 0.70684 | 1154.1 | 1202 | Not stackable | 85044090 | SEK | 4121 | MSC SABRINA | India | Visakhapatnam | Khalifa port | 2025-04-07 | 2025-05-02 | [7 empty] | 2025-05-15 | [6 empty] | CASE_LIST | 1 |  | warehouse | Hauler Indoor | 2025-05-15 | warehouse | 1 | 1 | -1 | 0 | 0.85 | 0 | 0.85 | HITACHI(HE) |  | 0 | 1 | 1 | 2 | Flow 2: Port → WH → Site | Hauler Indoor | HITACHI
4976 | PRL-CS-034-O2 | HVDC-ADOPT-HE-0340 | AGI | EQ-224 | 366225 | 1 | Indoor | 2 Modules of 8V1600Ah & 1 Module of 6V-1600Ah ( 11 cells) with compression plate | 101.5 | 83.4 | 83.5 | 0.70684 | 1154.1 | 1202 | Not stackable | 85044090 | SEK | 4121 | MSC SABRINA | India | Visakhapatnam | Khalifa port | 2025-04-07 | 2025-05-02 | [7 empty] | 2025-05-15 | [6 empty] | CASE_LIST | 1 |  | warehouse | Hauler Indoor | 2025-05-15 | warehouse | 1 | 1 | -1 | 0 | 0.85 | 0 | 0.85 | HITACHI(HE) |  | 0 | 1 | 1 | 2 | Flow 2: Port → WH → Site | Hauler Indoor | HITACHI
4977 | PRL-CS-034-O2 | HVDC-ADOPT-HE-0340 | AGI | EQ-224 | 366226 | 1 | Indoor | 2 Modules of 8V1600Ah & 1 Module of 2V-1600Ah (09 cells) with compression plate | 101.5 | 83.4 | 83.5 | 0.70684 | 972 | 1019.9 | Not stackable | 85044090 | SEK | 4121 | MSC SABRINA | India | Visakhapatnam | Khalifa port | 2025-04-07 | 2025-05-02 | [7 empty] | 2025-05-15 | [6 empty] | CASE_LIST | 1 |  | warehouse | Hauler Indoor | 2025-05-15 | warehouse | 1 | 1 | -1 | 0 | 0.85 | 0 | 0.85 | HITACHI(HE) |  | 0 | 1 | 1 | 2 | Flow 2: Port → WH → Site | Hauler Indoor | HITACHI
4978 | PRL-CS-034-O2 | HVDC-ADOPT-HE-0340 | AGI | EQ-224 | 366227 | 1 | Indoor | 2 Modules of 8V1600Ah & 1 Module of 2V-1600Ah (09 cells) with compression plate | 101.5 | 83.4 | 83.5 | 0.70684 | 972 | 1019.9 | Not stackable | 85044090 | SEK | 4121 | MSC SABRINA | India | Visakhapatnam | Khalifa port | 2025-04-07 | 2025-05-02 | [7 empty] | 2025-05-15 | [6 empty] | CASE_LIST | 1 |  | warehouse | Hauler Indoor | 2025-05-15 | warehouse | 1 | 1 | -1 | 0 | 0.85 | 0 | 0.85 | HITACHI(HE) |  | 0 | 1 | 1 | 2 | Flow 2: Port → WH → Site | Hauler Indoor | HITACHI
4979 | PRL-CS-034-O2 | HVDC-ADOPT-HE-0340 | AGI | EQ-224 | 366228 | 1 | Indoor | 2 Modules of 8V1600Ah & 1 Module of 2V-1600Ah (09 cells) with compression plate | 101.5 | 83.4 | 83.5 | 0.70684 | 972 | 1019.9 | Not stackable | 85044090 | SEK | 4121 | MSC SABRINA | India | Visakhapatnam | Khalifa port | 2025-04-07 | 2025-05-02 | [7 empty] | 2025-05-15 | [6 empty] | CASE_LIST | 1 |  | warehouse | Hauler Indoor | 2025-05-15 | warehouse | 1 | 1 | -1 | 0 | 0.85 | 0 | 0.85 | HITACHI(HE) |  | 0 | 1 | 1 | 2 | Flow 2: Port → WH → Site | Hauler Indoor | HITACHI
4980 | PRL-CS-034-O2 | HVDC-ADOPT-HE-0340 | AGI | EQ-224 | 366229 | 1 | Indoor | 2 Modules of 8V1600Ah & 1 Module of 2V-1600Ah (09 cells) with compression plate | 101.5 | 83.4 | 83.5 | 0.70684 | 972 | 1019.9 | Not stackable | 85044090 | SEK | 4121 | MSC SABRINA | India | Visakhapatnam | Khalifa port | 2025-04-07 | 2025-05-02 | [7 empty] | 2025-05-15 | [6 empty] | CASE_LIST | 1 |  | warehouse | Hauler Indoor | 2025-05-15 | warehouse | 1 | 1 | -1 | 0 | 0.85 | 0 | 0.85 | HITACHI(HE) |  | 0 | 1 | 1 | 2 | Flow 2: Port → WH → Site | Hauler Indoor | HITACHI
4981 | PRL-CS-034-O2 | HVDC-ADOPT-HE-0340 | AGI | EQ-224 | 366230 | 1 | Indoor | 2 Modules of 8V1600Ah & 1 Module of 2V-1600Ah (09 cells) with compression plate | 101.5 | 83.4 | 83.5 | 0.70684 | 972 | 1019.9 | Not stackable | 85044090 | SEK | 4121 | MSC SABRINA | India | Visakhapatnam | Khalifa port | 2025-04-07 | 2025-05-02 | [7 empty] | 2025-05-15 | [6 empty] | CASE_LIST | 1 |  | warehouse | Hauler Indoor | 2025-05-15 | warehouse | 1 | 1 | -1 | 0 | 0.85 | 0 | 0.85 | HITACHI(HE) |  | 0 | 1 | 1 | 2 | Flow 2: Port → WH → Site | Hauler Indoor | HITACHI
4982 | PRL-CS-034-O2 | HVDC-ADOPT-HE-0340 | AGI | EQ-224 | 366231 | 1 | Indoor | 2 Modules of 8V1600Ah & 1 Module of 2V-1600Ah (09 cells) with compression plate | 101.5 | 83.4 | 83.5 | 0.70684 | 972 | 1019.9 | Not stackable | 85044090 | SEK | 4121 | MSC SABRINA | India | Visakhapatnam | Khalifa port | 2025-04-07 | 2025-05-02 | [7 empty] | 2025-05-15 | [6 empty] | CASE_LIST | 1 |  | warehouse | Hauler Indoor | 2025-05-15 | warehouse | 1 | 1 | -1 | 0 | 0.85 | 0 | 0.85 | HITACHI(HE) |  | 0 | 1 | 1 | 2 | Flow 2: Port → WH → Site | Hauler Indoor | HITACHI
4983 | PRL-CS-034-O2 | HVDC-ADOPT-HE-0340 | AGI | EQ-224 | 366232 | 1 | Indoor | 2 Modules of 8V1600Ah & 1 Module of 2V-1600Ah (09 cells) with compression plate | 101.5 | 83.4 | 83.5 | 0.70684 | 972 | 1019.9 | Not stackable | 85044090 | SEK | 4121 | MSC SABRINA | India | Visakhapatnam | Khalifa port | 2025-04-07 | 2025-05-02 | [7 empty] | 2025-05-15 | [6 empty] | CASE_LIST | 1 |  | warehouse | Hauler Indoor | 2025-05-15 | warehouse | 1 | 1 | -1 | 0 | 0.85 | 0 | 0.85 | HITACHI(HE) |  | 0 | 1 | 1 | 2 | Flow 2: Port → WH → Site | Hauler Indoor | HITACHI
4984 | PRL-CS-034-O2 | HVDC-ADOPT-HE-0340 | AGI | EQ-224 | 366233 | 1 | Indoor | 2 Modules of 8V1600Ah & 1 Module of 2V-1600Ah (09 cells) with compression plate | 101.5 | 83.4 | 83.5 | 0.70684 | 972 | 1019.9 | Not stackable | 85044090 | SEK | 4121 | MSC SABRINA | India | Visakhapatnam | Khalifa port | 2025-04-07 | 2025-05-02 | [7 empty] | 2025-05-15 | [6 empty] | CASE_LIST | 1 |  | warehouse | Hauler Indoor | 2025-05-15 | warehouse | 1 | 1 | -1 | 0 | 0.85 | 0 | 0.85 | HITACHI(HE) |  | 0 | 1 | 1 | 2 | Flow 2: Port → WH → Site | Hauler Indoor | HITACHI
4985 | PRL-CS-034-O2 | HVDC-ADOPT-HE-0340 | AGI | EQ-224 | 366234 | 1 | Indoor | 1 Module of 2V1600Ah ( 01 cells) with compression plate | 82.6 | 42 | 83.5 | 0.70684 | 142 | 168.4 | Not stackable | 85044090 | SEK | 4121 | MSC SABRINA | India | Visakhapatnam | Khalifa port | 2025-04-07 | 2025-05-02 | [7 empty] | 2025-05-15 | [6 empty] | CASE_LIST | 1 |  | warehouse | Hauler Indoor | 2025-05-15 | warehouse | 1 | 1 | -1 | 0 | 0.35 | 0 | 0.35 | HITACHI(HE) |  | 0 | 1 | 1 | 2 | Flow 2: Port → WH → Site | Hauler Indoor | HITACHI
4986 | PRL-CS-034-O2 | HVDC-ADOPT-HE-0340 | AGI | EQ-224 | 366235 | 1 | Indoor | 1 Module of 2V1600Ah ( 01 cells) with compression plate | 82.6 | 42 | 83.5 | 0.70684 | 142 | 168.4 | Not stackable | 85044090 | SEK | 4121 | MSC SABRINA | India | Visakhapatnam | Khalifa port | 2025-04-07 | 2025-05-02 | [7 empty] | 2025-05-15 | [6 empty] | CASE_LIST | 1 |  | warehouse | Hauler Indoor | 2025-05-15 | warehouse | 1 | 1 | -1 | 0 | 0.35 | 0 | 0.35 | HITACHI(HE) |  | 0 | 1 | 1 | 2 | Flow 2: Port → WH → Site | Hauler Indoor | HITACHI
4987 | PRL-CS-034-O2 | HVDC-ADOPT-HE-0340 | AGI | EQ-224 | 366236 | 1 | Indoor | 1 Module of 2V1600Ah ( 01 cells) with compression plate | 82.6 | 42 | 83.5 | 0.70684 | 142 | 168.4 | Not stackable | 85044090 | SEK | 4121 | MSC SABRINA | India | Visakhapatnam | Khalifa port | 2025-04-07 | 2025-05-02 | [7 empty] | 2025-05-15 | [6 empty] | CASE_LIST | 1 |  | warehouse | Hauler Indoor | 2025-05-15 | warehouse | 1 | 1 | -1 | 0 | 0.35 | 0 | 0.35 | HITACHI(HE) |  | 0 | 1 | 1 | 2 | Flow 2: Port → WH → Site | Hauler Indoor | HITACHI
4988 | PRL-CS-034-O2 | HVDC-ADOPT-HE-0340 | AGI | EQ-224 | 366237 | 1 | Indoor | 1 Module of 2V1600Ah ( 01 cells) with compression plate | 82.6 | 42 | 83.5 | 0.70684 | 142 | 168.4 | Not stackable | 85044090 | SEK | 4121 | MSC SABRINA | India | Visakhapatnam | Khalifa port | 2025-04-07 | 2025-05-02 | [7 empty] | 2025-05-15 | [6 empty] | CASE_LIST | 1 |  | warehouse | Hauler Indoor | 2025-05-15 | warehouse | 1 | 1 | -1 | 0 | 0.35 | 0 | 0.35 | HITACHI(HE) |  | 0 | 1 | 1 | 2 | Flow 2: Port → WH → Site | Hauler Indoor | HITACHI
4989 | PRL-CS-034-O2 | HVDC-ADOPT-HE-0340 | AGI | EQ-224 | 366238 | 1 | Indoor | 1 Module of 2V1600Ah ( 01 cells) with compression plate | 82.6 | 42 | 83.5 | 0.70684 | 142 | 168.4 | Not stackable | 85044090 | SEK | 4121 | MSC SABRINA | India | Visakhapatnam | Khalifa port | 2025-04-07 | 2025-05-02 | [7 empty] | 2025-05-15 | [6 empty] | CASE_LIST | 1 |  | warehouse | Hauler Indoor | 2025-05-15 | warehouse | 1 | 1 | -1 | 0 | 0.35 | 0 | 0.35 | HITACHI(HE) |  | 0 | 1 | 1 | 2 | Flow 2: Port → WH → Site | Hauler Indoor | HITACHI
4990 | PRL-CS-034-O2 | HVDC-ADOPT-HE-0340 | AGI | EQ-224 | 366239 | 1 | Indoor | 1 Module of 2V1600Ah ( 01 cells) with compression plate | 82.6 | 42 | 83.5 | 0.70684 | 142 | 168.4 | Not stackable | 85044090 | SEK | 4121 | MSC SABRINA | India | Visakhapatnam | Khalifa port | 2025-04-07 | 2025-05-02 | [7 empty] | 2025-05-15 | [6 empty] | CASE_LIST | 1 |  | warehouse | Hauler Indoor | 2025-05-15 | warehouse | 1 | 1 | -1 | 0 | 0.35 | 0 | 0.35 | HITACHI(HE) |  | 0 | 1 | 1 | 2 | Flow 2: Port → WH → Site | Hauler Indoor | HITACHI
4991 | PRL-CS-034-O2 | HVDC-ADOPT-HE-0340 | AGI | EQ-224 | 366240 | 1 | Indoor | 1 Module of 2V1600Ah ( 01 cells) with compression plate | 82.6 | 42 | 83.5 | 0.70684 | 142 | 168.4 | Not stackable | 85044090 | SEK | 4121 | MSC SABRINA | India | Visakhapatnam | Khalifa port | 2025-04-07 | 2025-05-02 | [7 empty] | 2025-05-15 | [6 empty] | CASE_LIST | 1 |  | warehouse | Hauler Indoor | 2025-05-15 | warehouse | 1 | 1 | -1 | 0 | 0.35 | 0 | 0.35 | HITACHI(HE) |  | 0 | 1 | 1 | 2 | Flow 2: Port → WH → Site | Hauler Indoor | HITACHI
4992 | PRL-CS-034-O2 | HVDC-ADOPT-HE-0340 | AGI | EQ-224 | 366241 | 1 | Indoor | 1 Module of 2V1600Ah ( 01 cells) with compression plate | 82.6 | 42 | 83.5 | 0.70684 | 142 | 168.4 | Not stackable | 85044090 | SEK | 4121 | MSC SABRINA | India | Visakhapatnam | Khalifa port | 2025-04-07 | 2025-05-02 | [7 empty] | 2025-05-15 | [6 empty] | CASE_LIST | 1 |  | warehouse | Hauler Indoor | 2025-05-15 | warehouse | 1 | 1 | -1 | 0 | 0.35 | 0 | 0.35 | HITACHI(HE) |  | 0 | 1 | 1 | 2 | Flow 2: Port → WH → Site | Hauler Indoor | HITACHI
4993 | PRL-CS-034-O2 | HVDC-ADOPT-HE-0340 | AGI | EQ-224 | 366242 | 1 | Indoor | Accessories of 110V-3200Ah.Front & top covers packed in EPE sheet with stretch film. | 97.4 | 75.5 | 47.4 | 0.70684 | 127.3 | 155.8 | Stackable 1 tier | 85044090 | SEK | 4121 | MSC SABRINA | India | Visakhapatnam | Khalifa port | 2025-04-07 | 2025-05-02 | [7 empty] | 2025-05-15 | [6 empty] | CASE_LIST | 1 |  | warehouse | Hauler Indoor | 2025-05-15 | warehouse | 1 | 1 | -1 | 0 | 0.74 | 1 | 0.74 | HITACHI(HE) |  | 0 | 1 | 1 | 2 | Flow 2: Port → WH → Site | Hauler Indoor | HITACHI
4994 | PRL-CS-034-O2 | HVDC-ADOPT-HE-0340 | AGI | EQ-224 | 366243 | 1 | Indoor | Accessories of 110V-3200Ah.Front & top covers packed in EPE sheet with stretch film. | 97.4 | 75.5 | 47.4 | 0.70684 | 127.3 | 155.8 | Stackable 1 tier | 85044090 | SEK | 4121 | MSC SABRINA | India | Visakhapatnam | Khalifa port | 2025-04-07 | 2025-05-02 | [7 empty] | 2025-05-15 | [6 empty] | CASE_LIST | 1 |  | warehouse | Hauler Indoor | 2025-05-15 | warehouse | 1 | 1 | -1 | 0 | 0.74 | 1 | 0.74 | HITACHI(HE) |  | 0 | 1 | 1 | 2 | Flow 2: Port → WH → Site | Hauler Indoor | HITACHI
4995 | PRL-CS-034-O2 | HVDC-ADOPT-HE-0340 | AGI | EQ-224 | 366244 | 1 | Indoor | Accessories of 110V-3200Ah.Front & top covers packed in EPE sheet with stretch film. | 97.4 | 75.5 | 47.4 | 0.28968 | 127.3 | 155.8 | Stackable 1 tier | 85044090 | SEK | 4121 | MSC SABRINA | India | Visakhapatnam | Khalifa port | 2025-04-07 | 2025-05-02 | [7 empty] | 2025-05-15 | [6 empty] | CASE_LIST | 1 |  | warehouse | Hauler Indoor | 2025-05-15 | warehouse | 1 | 1 | -1 | 0 | 0.74 | 1 | 0.74 | HITACHI(HE) |  | 0 | 1 | 1 | 2 | Flow 2: Port → WH → Site | Hauler Indoor | HITACHI
4996 | PRL-CS-034-O2 | HVDC-ADOPT-HE-0340 | AGI | EQ-224 | 366245 | 1 | Indoor | Accessories of 110V-3200Ah.Front & top covers packed in EPE sheet with stretch film. | 97.4 | 75.5 | 47.4 | 0.28968 | 127.3 | 155.8 | Stackable 1 tier | 85044090 | SEK | 4121 | MSC SABRINA | India | Visakhapatnam | Khalifa port | 2025-04-07 | 2025-05-02 | [7 empty] | 2025-05-15 | [6 empty] | CASE_LIST | 1 |  | warehouse | Hauler Indoor | 2025-05-15 | warehouse | 1 | 1 | -1 | 0 | 0.74 | 1 | 0.74 | HITACHI(HE) |  | 0 | 1 | 1 | 2 | Flow 2: Port → WH → Site | Hauler Indoor | HITACHI
4997 | PRL-CS-034-O2 | HVDC-ADOPT-HE-0340 | AGI | EQ-224 | 366246 | 1 | Indoor | Accessories of 110V-3200Ah.Front & top covers packed in EPE sheet with stretch film. | 97.4 | 75.5 | 47.4 | 0.28968 | 127.3 | 155.8 | Stackable 1 tier | 85044090 | SEK | 4121 | MSC SABRINA | India | Visakhapatnam | Khalifa port | 2025-04-07 | 2025-05-02 | [7 empty] | 2025-05-15 | [6 empty] | CASE_LIST | 1 |  | warehouse | Hauler Indoor | 2025-05-15 | warehouse | 1 | 1 | -1 | 0 | 0.74 | 1 | 0.74 | HITACHI(HE) |  | 0 | 1 | 1 | 2 | Flow 2: Port → WH → Site | Hauler Indoor | HITACHI
4998 | PRL-CS-034-O2 | HVDC-ADOPT-HE-0340 | AGI | EQ-224 | 366247 | 1 | Indoor | Accessories of 110V-3200Ah.Front & top covers packed in EPE sheet with stretch film. | 97.4 | 75.5 | 47.4 | 0.28968 | 127.3 | 155.8 | Stackable 1 tier | 85044090 | SEK | 4121 | MSC SABRINA | India | Visakhapatnam | Khalifa port | 2025-04-07 | 2025-05-02 | [7 empty] | 2025-05-15 | [6 empty] | CASE_LIST | 1 |  | warehouse | Hauler Indoor | 2025-05-15 | warehouse | 1 | 1 | -1 | 0 | 0.74 | 1 | 0.74 | HITACHI(HE) |  | 0 | 1 | 1 | 2 | Flow 2: Port → WH → Site | Hauler Indoor | HITACHI
4999 | PRL-CS-034-O2 | HVDC-ADOPT-HE-0340 | AGI | EQ-224 | 366248 | 1 | Indoor | Accessories of 110V-3200Ah.Front & top covers packed in EPE sheet with stretch film. | 97.4 | 75.5 | 47.4 | 0.34857 | 127.3 | 155.8 | Stackable 1 tier | 85044090 | SEK | 4121 | MSC SABRINA | India | Visakhapatnam | Khalifa port | 2025-04-07 | 2025-05-02 | [7 empty] | 2025-05-15 | [6 empty] | CASE_LIST | 1 |  | warehouse | Hauler Indoor | 2025-05-15 | warehouse | 1 | 1 | -1 | 0 | 0.74 | 1 | 0.74 | HITACHI(HE) |  | 0 | 1 | 1 | 2 | Flow 2: Port → WH → Site | Hauler Indoor | HITACHI
5000 | PRL-CS-034-O2 | HVDC-ADOPT-HE-0340 | AGI | EQ-224 | 366249 | 1 | Indoor | Accessories of 110V-3200Ah.Front & top covers packed in EPE sheet with stretch film. | 97.4 | 75.5 | 47.4 | 0.34857 | 127.3 | 155.8 | Stackable 1 tier | 85044090 | SEK | 4121 | MSC SABRINA | India | Visakhapatnam | Khalifa port | 2025-04-07 | 2025-05-02 | [7 empty] | 2025-05-15 | [6 empty] | CASE_LIST | 1 |  | warehouse | Hauler Indoor | 2025-05-15 | warehouse | 1 | 1 | -1 | 0 | 0.74 | 1 | 0.74 | HITACHI(HE) |  | 0 | 1 | 1 | 2 | Flow 2: Port → WH → Site | Hauler Indoor | HITACHI
5001 | PRL-CS-034-O2 | HVDC-ADOPT-HE-0340 | AGI | EQ-224 | 366250 | 1 | Indoor | Accessories of 110V-3200Ah.Front & top covers packed in EPE sheet with stretch film. | 97.4 | 75.5 | 47.4 | 0.34857 | 127.3 | 155.8 | Stackable 1 tier | 85044090 | SEK | 4121 | MSC SABRINA | India | Visakhapatnam | Khalifa port | 2025-04-07 | 2025-05-02 | [7 empty] | 2025-05-15 | [6 empty] | CASE_LIST | 1 |  | warehouse | Hauler Indoor | 2025-05-15 | warehouse | 1 | 1 | -1 | 0 | 0.74 | 1 | 0.74 | HITACHI(HE) |  | 0 | 1 | 1 | 2 | Flow 2: Port → WH → Site | Hauler Indoor | HITACHI
5002 | PRL-CS-034-O2 | HVDC-ADOPT-HE-0340 | AGI | EQ-224 | 366251 | 1 | Indoor | Accessories of 110V-3200Ah.Front & top covers packed in EPE sheet with stretch film. | 97.4 | 75.5 | 47.4 | 0.34857 | 127.3 | 155.8 | Stackable 1 tier | 85044090 | SEK | 4121 | MSC SABRINA | India | Visakhapatnam | Khalifa port | 2025-04-07 | 2025-05-02 | [7 empty] | 2025-05-15 | [6 empty] | CASE_LIST | 1 |  | warehouse | Hauler Indoor | 2025-05-15 | warehouse | 1 | 1 | -1 | 0 | 0.74 | 1 | 0.74 | HITACHI(HE) |  | 0 | 1 | 1 | 2 | Flow 2: Port → WH → Site | Hauler Indoor | HITACHI
5003 | PRL-CS-034-O2 | HVDC-ADOPT-HE-0340 | AGI | EQ-224 | 366252 | 1 | Indoor | Accessories of 110V-3200Ah.Front & top covers packed in EPE sheet with stretch film. | 97.4 | 75.5 | 47.4 | 0.34857 | 127.3 | 155.8 | Stackable 1 tier | 85044090 | SEK | 4121 | MSC SABRINA | India | Visakhapatnam | Khalifa port | 2025-04-07 | 2025-05-02 | [7 empty] | 2025-05-15 | [6 empty] | CASE_LIST | 1 |  | warehouse | Hauler Indoor | 2025-05-15 | warehouse | 1 | 1 | -1 | 0 | 0.74 | 1 | 0.74 | HITACHI(HE) |  | 0 | 1 | 1 | 2 | Flow 2: Port → WH → Site | Hauler Indoor | HITACHI
5004 | PRL-CS-034-O2 | HVDC-ADOPT-HE-0340 | AGI | EQ-224 | 366253 | 1 | Indoor | Accessories of 110V-3200Ah.Front & top covers packed in EPE sheet with stretch film. | 97.4 | 75.5 | 47.4 | 0.34857 | 127.3 | 155.8 | Stackable 1 tier | 85044090 | SEK | 4121 | MSC SABRINA | India | Visakhapatnam | Khalifa port | 2025-04-07 | 2025-05-02 | [7 empty] | 2025-05-15 | [6 empty] | CASE_LIST | 1 |  | warehouse | Hauler Indoor | 2025-05-15 | warehouse | 1 | 1 | -1 | 0 | 0.74 | 1 | 0.74 | HITACHI(HE) |  | 0 | 1 | 1 | 2 | Flow 2: Port → WH → Site | Hauler Indoor | HITACHI
5005 | PRL-CS-034-O2 | HVDC-ADOPT-HE-0340 | MIR | EQ-224 | 280776 | 1 | Indoor | 3 Modules of 8V1200Ah ( 12 cells) | 101.5 | 80 | 83.5 | 0.67802 | 1006.1 | 1048.2 | Not stackable | 85044090 | SEK | 4121 | MSC SABRINA | India | Visakhapatnam | Khalifa port | 2025-04-07 | 2025-05-02 | [7 empty] | 2025-05-15 | [6 empty] | CASE_LIST | 1 |  | warehouse | Hauler Indoor | 2025-05-15 | warehouse | 1 | 1 | -1 | 0 | 0.81 | 0 | 0.81 | HITACHI(HE) |  | 0 | 1 | 1 | 2 | Flow 2: Port → WH → Site | Hauler Indoor | HITACHI
5006 | PRL-CS-034-O2 | HVDC-ADOPT-HE-0340 | MIR | EQ-224 | 280777 | 1 | Indoor | 3 Modules of 8V1200Ah ( 12 cells) | 101.5 | 80 | 83.5 | 0.67802 | 1006.1 | 1048.2 | Not stackable | 85044090 | SEK | 4121 | MSC SABRINA | India | Visakhapatnam | Khalifa port | 2025-04-07 | 2025-05-02 | [7 empty] | 2025-05-15 | [6 empty] | CASE_LIST | 1 |  | warehouse | Hauler Indoor | 2025-05-15 | warehouse | 1 | 1 | -1 | 0 | 0.81 | 0 | 0.81 | HITACHI(HE) |  | 0 | 1 | 1 | 2 | Flow 2: Port → WH → Site | Hauler Indoor | HITACHI
5007 | PRL-CS-034-O2 | HVDC-ADOPT-HE-0340 | MIR | EQ-224 | 280778 | 1 | Indoor | 3 Modules of 8V1200Ah ( 12 cells) | 101.5 | 80 | 83.5 | 0.67802 | 1006.1 | 1048.2 | Not stackable | 85044090 | SEK | 4121 | MSC SABRINA | India | Visakhapatnam | Khalifa port | 2025-04-07 | 2025-05-02 | [7 empty] | 2025-05-15 | [6 empty] | CASE_LIST | 1 |  | warehouse | Hauler Indoor | 2025-05-15 | warehouse | 1 | 1 | -1 | 0 | 0.81 | 0 | 0.81 | HITACHI(HE) |  | 0 | 1 | 1 | 2 | Flow 2: Port → WH → Site | Hauler Indoor | HITACHI
5008 | PRL-CS-034-O2 | HVDC-ADOPT-HE-0340 | MIR | EQ-224 | 280779 | 1 | Indoor | 3 Modules of 8V1200Ah ( 12 cells) | 101.5 | 80 | 83.5 | 0.67802 | 1006.1 | 1048.2 | Not stackable | 85044090 | SEK | 4121 | MSC SABRINA | India | Visakhapatnam | Khalifa port | 2025-04-07 | 2025-05-02 | [7 empty] | 2025-05-15 | [6 empty] | CASE_LIST | 1 |  | warehouse | Hauler Indoor | 2025-05-15 | warehouse | 1 | 1 | -1 | 0 | 0.81 | 0 | 0.81 | HITACHI(HE) |  | 0 | 1 | 1 | 2 | Flow 2: Port → WH → Site | Hauler Indoor | HITACHI
5009 | PRL-CS-034-O2 | HVDC-ADOPT-HE-0340 | MIR | EQ-224 | 280780 | 1 | Indoor | 3 Modules of 8V1200Ah ( 12 cells) | 101.5 | 80 | 83.5 | 0.67802 | 1006.1 | 1048.2 | Not stackable | 85044090 | SEK | 4121 | MSC SABRINA | India | Visakhapatnam | Khalifa port | 2025-04-07 | 2025-05-02 | [7 empty] | 2025-05-15 | [6 empty] | CASE_LIST | 1 |  | warehouse | Hauler Indoor | 2025-05-15 | warehouse | 1 | 1 | -1 | 0 | 0.81 | 0 | 0.81 | HITACHI(HE) |  | 0 | 1 | 1 | 2 | Flow 2: Port → WH → Site | Hauler Indoor | HITACHI
5010 | PRL-CS-034-O2 | HVDC-ADOPT-HE-0340 | MIR | EQ-224 | 280781 | 1 | Indoor | 3 Modules of 8V1200Ah ( 12 cells) | 101.5 | 80 | 83.5 | 0.67802 | 1006.1 | 1048.2 | Not stackable | 85044090 | SEK | 4121 | MSC SABRINA | India | Visakhapatnam | Khalifa port | 2025-04-07 | 2025-05-02 | [7 empty] | 2025-05-15 | [6 empty] | CASE_LIST | 1 |  | warehouse | Hauler Indoor | 2025-05-15 | warehouse | 1 | 1 | -1 | 0 | 0.81 | 0 | 0.81 | HITACHI(HE) |  | 0 | 1 | 1 | 2 | Flow 2: Port → WH → Site | Hauler Indoor | HITACHI
5011 | PRL-CS-034-O2 | HVDC-ADOPT-HE-0340 | MIR | EQ-224 | 280782 | 1 | Indoor | 3 Modules of 8V1200Ah ( 12 cells) | 101.5 | 80 | 83.5 | 0.67802 | 1006.1 | 1048.2 | Not stackable | 85044090 | SEK | 4121 | MSC SABRINA | India | Visakhapatnam | Khalifa port | 2025-04-07 | 2025-05-02 | [7 empty] | 2025-05-15 | [6 empty] | CASE_LIST | 1 |  | warehouse | Hauler Indoor | 2025-05-15 | warehouse | 1 | 1 | -1 | 0 | 0.81 | 0 | 0.81 | HITACHI(HE) |  | 0 | 1 | 1 | 2 | Flow 2: Port → WH → Site | Hauler Indoor | HITACHI
5012 | PRL-CS-034-O2 | HVDC-ADOPT-HE-0340 | MIR | EQ-224 | 280783 | 1 | Indoor | 3 Modules of 8V1200Ah ( 12 cells) | 101.5 | 80 | 83.5 | 0.67802 | 1006.1 | 1048.2 | Not stackable | 85044090 | SEK | 4121 | MSC SABRINA | India | Visakhapatnam | Khalifa port | 2025-04-07 | 2025-05-02 | [7 empty] | 2025-05-15 | [6 empty] | CASE_LIST | 1 |  | warehouse | Hauler Indoor | 2025-05-15 | warehouse | 1 | 1 | -1 | 0 | 0.81 | 0 | 0.81 | HITACHI(HE) |  | 0 | 1 | 1 | 2 | Flow 2: Port → WH → Site | Hauler Indoor | HITACHI
5013 | PRL-CS-034-O2 | HVDC-ADOPT-HE-0340 | MIR | EQ-224 | 280784 | 1 | Indoor | 3 Modules of 8V1200Ah ( 12 cells) | 101.5 | 80 | 83.5 | 0.67802 | 1006.1 | 1048.2 | Not stackable | 85044090 | SEK | 4121 | MSC SABRINA | India | Visakhapatnam | Khalifa port | 2025-04-07 | 2025-05-02 | [7 empty] | 2025-05-15 | [6 empty] | CASE_LIST | 1 |  | warehouse | Hauler Indoor | 2025-05-15 | warehouse | 1 | 1 | -1 | 0 | 0.81 | 0 | 0.81 | HITACHI(HE) |  | 0 | 1 | 1 | 2 | Flow 2: Port → WH → Site | Hauler Indoor | HITACHI
5014 | PRL-CS-034-O2 | HVDC-ADOPT-HE-0340 | MIR | EQ-224 | 280785 | 1 | Indoor | 3 Modules of 8V1200Ah ( 12 cells) | 101.5 | 80 | 83.5 | 0.67802 | 1006.1 | 1048.2 | Not stackable | 85044090 | SEK | 4121 | MSC SABRINA | India | Visakhapatnam | Khalifa port | 2025-04-07 | 2025-05-02 | [7 empty] | 2025-05-15 | [6 empty] | CASE_LIST | 1 |  | warehouse | Hauler Indoor | 2025-05-15 | warehouse | 1 | 1 | -1 | 0 | 0.81 | 0 | 0.81 | HITACHI(HE) |  | 0 | 1 | 1 | 2 | Flow 2: Port → WH → Site | Hauler Indoor | HITACHI
5015 | PRL-CS-034-O2 | HVDC-ADOPT-HE-0340 | MIR | EQ-224 | 280786 | 1 | Indoor | 3 Modules of 8V1200Ah ( 12 cells) | 101.5 | 80 | 83.5 | 0.67802 | 1006.1 | 1048.2 | Not stackable | 85044090 | SEK | 4121 | MSC SABRINA | India | Visakhapatnam | Khalifa port | 2025-04-07 | 2025-05-02 | [7 empty] | 2025-05-15 | [6 empty] | CASE_LIST | 1 |  | warehouse | Hauler Indoor | 2025-05-15 | warehouse | 1 | 1 | -1 | 0 | 0.81 | 0 | 0.81 | HITACHI(HE) |  | 0 | 1 | 1 | 2 | Flow 2: Port → WH → Site | Hauler Indoor | HITACHI
5016 | PRL-CS-034-O2 | HVDC-ADOPT-HE-0340 | MIR | EQ-224 | 280787 | 1 | Indoor | 3 Modules of 8V1200Ah ( 12 cells) | 101.5 | 80 | 83.5 | 0.67802 | 1006.1 | 1048.2 | Not stackable | 85044090 | SEK | 4121 | MSC SABRINA | India | Visakhapatnam | Khalifa port | 2025-04-07 | 2025-05-02 | [7 empty] | 2025-05-15 | [6 empty] | CASE_LIST | 1 |  | warehouse | Hauler Indoor | 2025-05-15 | warehouse | 1 | 1 | -1 | 0 | 0.81 | 0 | 0.81 | HITACHI(HE) |  | 0 | 1 | 1 | 2 | Flow 2: Port → WH → Site | Hauler Indoor | HITACHI
5017 | PRL-CS-034-O2 | HVDC-ADOPT-HE-0340 | MIR | EQ-224 | 280788 | 1 | Indoor | 3 Modules of 8V1200Ah ( 12 cells) | 101.5 | 80 | 83.5 | 0.67802 | 1006.1 | 1048.2 | Not stackable | 85044090 | SEK | 4121 | MSC SABRINA | India | Visakhapatnam | Khalifa port | 2025-04-07 | 2025-05-02 | [7 empty] | 2025-05-15 | [6 empty] | CASE_LIST | 1 |  | warehouse | Hauler Indoor | 2025-05-15 | warehouse | 1 | 1 | -1 | 0 | 0.81 | 0 | 0.81 | HITACHI(HE) |  | 0 | 1 | 1 | 2 | Flow 2: Port → WH → Site | Hauler Indoor | HITACHI
5018 | PRL-CS-034-O2 | HVDC-ADOPT-HE-0340 | MIR | EQ-224 | 280789 | 1 | Indoor | 3 Modules of 8V1200Ah ( 12 cells) | 101.5 | 80 | 83.5 | 0.67802 | 1006.1 | 1048.2 | Not stackable | 85044090 | SEK | 4121 | MSC SABRINA | India | Visakhapatnam | Khalifa port | 2025-04-07 | 2025-05-02 | [7 empty] | 2025-05-15 | [6 empty] | CASE_LIST | 1 |  | warehouse | Hauler Indoor | 2025-05-15 | warehouse | 1 | 1 | -1 | 0 | 0.81 | 0 | 0.81 | HITACHI(HE) |  | 0 | 1 | 1 | 2 | Flow 2: Port → WH → Site | Hauler Indoor | HITACHI
5019 | PRL-CS-034-O2 | HVDC-ADOPT-HE-0340 | MIR | EQ-224 | 280790 | 1 | Indoor | 3 Modules of 8V1200Ah ( 12 cells) | 101.5 | 80 | 83.5 | 0.67802 | 1006.1 | 1048.2 | Not stackable | 85044090 | SEK | 4121 | MSC SABRINA | India | Visakhapatnam | Khalifa port | 2025-04-07 | 2025-05-02 | [7 empty] | 2025-05-15 | [6 empty] | CASE_LIST | 1 |  | warehouse | Hauler Indoor | 2025-05-15 | warehouse | 1 | 1 | -1 | 0 | 0.81 | 0 | 0.81 | HITACHI(HE) |  | 0 | 1 | 1 | 2 | Flow 2: Port → WH → Site | Hauler Indoor | HITACHI
5020 | PRL-CS-034-O2 | HVDC-ADOPT-HE-0340 | MIR | EQ-224 | 280791 | 1 | Indoor | 3 Modules of 8V1200Ah ( 12 cells) | 101.5 | 80 | 83.5 | 0.67802 | 1006.1 | 1048.2 | Not stackable | 85044090 | SEK | 4121 | MSC SABRINA | India | Visakhapatnam | Khalifa port | 2025-04-07 | 2025-05-02 | [7 empty] | 2025-05-15 | [6 empty] | CASE_LIST | 1 |  | warehouse | Hauler Indoor | 2025-05-15 | warehouse | 1 | 1 | -1 | 0 | 0.81 | 0 | 0.81 | HITACHI(HE) |  | 0 | 1 | 1 | 2 | Flow 2: Port → WH → Site | Hauler Indoor | HITACHI
5021 | PRL-CS-034-O2 | HVDC-ADOPT-HE-0340 | MIR | EQ-224 | 280792 | 1 | Indoor | 3 Modules of 8V1200Ah ( 12 cells) | 101.5 | 80 | 83.5 | 0.67802 | 1006.1 | 1048.2 | Not stackable | 85044090 | SEK | 4121 | MSC SABRINA | India | Visakhapatnam | Khalifa port | 2025-04-07 | 2025-05-02 | [7 empty] | 2025-05-15 | [6 empty] | CASE_LIST | 1 |  | warehouse | Hauler Indoor | 2025-05-15 | warehouse | 1 | 1 | -1 | 0 | 0.81 | 0 | 0.81 | HITACHI(HE) |  | 0 | 1 | 1 | 2 | Flow 2: Port → WH → Site | Hauler Indoor | HITACHI
5022 | PRL-CS-034-O2 | HVDC-ADOPT-HE-0340 | MIR | EQ-224 | 280793 | 1 | Indoor | 3 Modules of 8V1200Ah ( 12 cells) | 101.5 | 80 | 83.5 | 0.67802 | 1006.1 | 1048.2 | Not stackable | 85044090 | SEK | 4121 | MSC SABRINA | India | Visakhapatnam | Khalifa port | 2025-04-07 | 2025-05-02 | [7 empty] | 2025-05-15 | [6 empty] | CASE_LIST | 1 |  | warehouse | Hauler Indoor | 2025-05-15 | warehouse | 1 | 1 | -1 | 0 | 0.81 | 0 | 0.81 | HITACHI(HE) |  | 0 | 1 | 1 | 2 | Flow 2: Port → WH → Site | Hauler Indoor | HITACHI
5023 | PRL-CS-034-O2 | HVDC-ADOPT-HE-0340 | MIR | EQ-224 | 280794 | 1 | Indoor | 3 Modules of 8V1200Ah ( 12 cells) | 101.5 | 80 | 83.5 | 0.67802 | 1006.1 | 1048.2 | Not stackable | 85044090 | SEK | 4121 | MSC SABRINA | India | Visakhapatnam | Khalifa port | 2025-04-07 | 2025-05-02 | [7 empty] | 2025-05-15 | [6 empty] | CASE_LIST | 1 |  | warehouse | Hauler Indoor | 2025-05-15 | warehouse | 1 | 1 | -1 | 0 | 0.81 | 0 | 0.81 | HITACHI(HE) |  | 0 | 1 | 1 | 2 | Flow 2: Port → WH → Site | Hauler Indoor | HITACHI
5024 | PRL-CS-034-O2 | HVDC-ADOPT-HE-0340 | MIR | EQ-224 | 280795 | 1 | Indoor | 3 Modules of 8V1200Ah ( 12 cells) | 101.5 | 80 | 83.5 | 0.67802 | 1006.1 | 1048.2 | Not stackable | 85044090 | SEK | 4121 | MSC SABRINA | India | Visakhapatnam | Khalifa port | 2025-04-07 | 2025-05-02 | [7 empty] | 2025-05-15 | [6 empty] | CASE_LIST | 1 |  | warehouse | Hauler Indoor | 2025-05-15 | warehouse | 1 | 1 | -1 | 0 | 0.81 | 0 | 0.81 | HITACHI(HE) |  | 0 | 1 | 1 | 2 | Flow 2: Port → WH → Site | Hauler Indoor | HITACHI
5025 | PRL-CS-034-O2 | HVDC-ADOPT-HE-0340 | MIR | EQ-224 | 280796 | 1 | Indoor | 3 Modules of 8V1200Ah ( 12 cells) | 101.5 | 80 | 83.5 | 0.67802 | 1006.1 | 1048.2 | Not stackable | 85044090 | SEK | 4121 | MSC SABRINA | India | Visakhapatnam | Khalifa port | 2025-04-07 | 2025-05-02 | [7 empty] | 2025-05-15 | [6 empty] | CASE_LIST | 1 |  | warehouse | Hauler Indoor | 2025-05-15 | warehouse | 1 | 1 | -1 | 0 | 0.81 | 0 | 0.81 | HITACHI(HE) |  | 0 | 1 | 1 | 2 | Flow 2: Port → WH → Site | Hauler Indoor | HITACHI
5026 | PRL-CS-034-O2 | HVDC-ADOPT-HE-0340 | MIR | EQ-224 | 280797 | 1 | Indoor | 3 Modules of 8V1200Ah ( 12 cells) | 101.5 | 80 | 83.5 | 0.67802 | 1006.1 | 1048.2 | Not stackable | 85044090 | SEK | 4121 | MSC SABRINA | India | Visakhapatnam | Khalifa port | 2025-04-07 | 2025-05-02 | [7 empty] | 2025-05-15 | [6 empty] | CASE_LIST | 1 |  | warehouse | Hauler Indoor | 2025-05-15 | warehouse | 1 | 1 | -1 | 0 | 0.81 | 0 | 0.81 | HITACHI(HE) |  | 0 | 1 | 1 | 2 | Flow 2: Port → WH → Site | Hauler Indoor | HITACHI
5027 | PRL-CS-034-O2 | HVDC-ADOPT-HE-0340 | MIR | EQ-224 | 280798 | 1 | Indoor | 3 Modules of 8V1200Ah ( 12 cells) | 101.5 | 80 | 83.5 | 0.67802 | 1006.1 | 1048.2 | Not stackable | 85044090 | SEK | 4121 | MSC SABRINA | India | Visakhapatnam | Khalifa port | 2025-04-07 | 2025-05-02 | [7 empty] | 2025-05-15 | [6 empty] | CASE_LIST | 1 |  | warehouse | Hauler Indoor | 2025-05-15 | warehouse | 1 | 1 | -1 | 0 | 0.81 | 0 | 0.81 | HITACHI(HE) |  | 0 | 1 | 1 | 2 | Flow 2: Port → WH → Site | Hauler Indoor | HITACHI
5028 | PRL-CS-034-O2 | HVDC-ADOPT-HE-0340 | MIR | EQ-224 | 280799 | 1 | Indoor | 3 Modules of 8V1200Ah ( 12 cells) | 101.5 | 80 | 83.5 | 0.67802 | 1006.1 | 1048.2 | Not stackable | 85044090 | SEK | 4121 | MSC SABRINA | India | Visakhapatnam | Khalifa port | 2025-04-07 | 2025-05-02 | [7 empty] | 2025-05-15 | [6 empty] | CASE_LIST | 1 |  | warehouse | Hauler Indoor | 2025-05-15 | warehouse | 1 | 1 | -1 | 0 | 0.81 | 0 | 0.81 | HITACHI(HE) |  | 0 | 1 | 1 | 2 | Flow 2: Port → WH → Site | Hauler Indoor | HITACHI
5029 | PRL-CS-034-O2 | HVDC-ADOPT-HE-0340 | MIR | EQ-224 | 280800 | 1 | Indoor | 3 Modules of 8V1200Ah ( 12 cells) | 101.5 | 80 | 83.5 | 0.67802 | 1006.1 | 1048.2 | Not stackable | 85044090 | SEK | 4121 | MSC SABRINA | India | Visakhapatnam | Khalifa port | 2025-04-07 | 2025-05-02 | [7 empty] | 2025-05-15 | [6 empty] | CASE_LIST | 1 |  | warehouse | Hauler Indoor | 2025-05-15 | warehouse | 1 | 1 | -1 | 0 | 0.81 | 0 | 0.81 | HITACHI(HE) |  | 0 | 1 | 1 | 2 | Flow 2: Port → WH → Site | Hauler Indoor | HITACHI
5030 | PRL-CS-034-O2 | HVDC-ADOPT-HE-0340 | MIR | EQ-224 | 280801 | 1 | Indoor | 3 Modules of 8V1200Ah ( 12 cells) | 101.5 | 80 | 83.5 | 0.67802 | 1006.1 | 1048.2 | Not stackable | 85044090 | SEK | 4121 | MSC SABRINA | India | Visakhapatnam | Khalifa port | 2025-04-07 | 2025-05-02 | [7 empty] | 2025-05-15 | [6 empty] | CASE_LIST | 1 |  | warehouse | Hauler Indoor | 2025-05-15 | warehouse | 1 | 1 | -1 | 0 | 0.81 | 0 | 0.81 | HITACHI(HE) |  | 0 | 1 | 1 | 2 | Flow 2: Port → WH → Site | Hauler Indoor | HITACHI
5031 | PRL-CS-034-O2 | HVDC-ADOPT-HE-0340 | MIR | EQ-224 | 280802 | 1 | Indoor | 3 Modules of 8V1200Ah ( 12 cells) | 101.5 | 80 | 83.5 | 0.67802 | 1006.1 | 1048.2 | Not stackable | 85044090 | SEK | 4121 | MSC SABRINA | India | Visakhapatnam | Khalifa port | 2025-04-07 | 2025-05-02 | [7 empty] | 2025-05-15 | [6 empty] | CASE_LIST | 1 |  | warehouse | Hauler Indoor | 2025-05-15 | warehouse | 1 | 1 | -1 | 0 | 0.81 | 0 | 0.81 | HITACHI(HE) |  | 0 | 1 | 1 | 2 | Flow 2: Port → WH → Site | Hauler Indoor | HITACHI
5032 | PRL-CS-034-O2 | HVDC-ADOPT-HE-0340 | MIR | EQ-224 | 280803 | 1 | Indoor | 3 Modules of 8V1200Ah ( 12 cells) | 101.5 | 80 | 83.5 | 0.67802 | 1006.1 | 1048.2 | Not stackable | 85044090 | SEK | 4121 | MSC SABRINA | India | Visakhapatnam | Khalifa port | 2025-04-07 | 2025-05-02 | [7 empty] | 2025-05-15 | [6 empty] | CASE_LIST | 1 |  | warehouse | Hauler Indoor | 2025-05-15 | warehouse | 1 | 1 | -1 | 0 | 0.81 | 0 | 0.81 | HITACHI(HE) |  | 0 | 1 | 1 | 2 | Flow 2: Port → WH → Site | Hauler Indoor | HITACHI
5033 | PRL-CS-034-O2 | HVDC-ADOPT-HE-0340 | MIR | EQ-224 | 280804 | 1 | Indoor | 3 Modules of 8V1200Ah ( 12 cells) | 101.5 | 80 | 83.5 | 0.67802 | 1006.1 | 1048.2 | Not stackable | 85044090 | SEK | 4121 | MSC SABRINA | India | Visakhapatnam | Khalifa port | 2025-04-07 | 2025-05-02 | [7 empty] | 2025-05-15 | [6 empty] | CASE_LIST | 1 |  | warehouse | Hauler Indoor | 2025-05-15 | warehouse | 1 | 1 | -1 | 0 | 0.81 | 0 | 0.81 | HITACHI(HE) |  | 0 | 1 | 1 | 2 | Flow 2: Port → WH → Site | Hauler Indoor | HITACHI
5034 | PRL-CS-034-O2 | HVDC-ADOPT-HE-0340 | MIR | EQ-224 | 280805 | 1 | Indoor | 3 Modules of 8V1200Ah ( 12 cells) | 101.5 | 80 | 83.5 | 0.67802 | 1006.1 | 1048.2 | Not stackable | 85044090 | SEK | 4121 | MSC SABRINA | India | Visakhapatnam | Khalifa port | 2025-04-07 | 2025-05-02 | [7 empty] | 2025-05-15 | [6 empty] | CASE_LIST | 1 |  | warehouse | Hauler Indoor | 2025-05-15 | warehouse | 1 | 1 | -1 | 0 | 0.81 | 0 | 0.81 | HITACHI(HE) |  | 0 | 1 | 1 | 2 | Flow 2: Port → WH → Site | Hauler Indoor | HITACHI
5035 | PRL-CS-034-O2 | HVDC-ADOPT-HE-0340 | MIR | EQ-224 | 280806 | 1 | Indoor | 3 Modules of 6V1200Ah (09 cells) with compression plates | 82.4 | 37 | 83.5 | 0.25457 | 789.8 | 813.9 | Not stackable | 85044090 | SEK | 4121 | MSC SABRINA | India | Visakhapatnam | Khalifa port | 2025-04-07 | 2025-05-02 | [7 empty] | 2025-05-15 | [6 empty] | CASE_LIST | 1 |  | warehouse | Hauler Indoor | 2025-05-15 | warehouse | 1 | 1 | -1 | 0 | 0.3 | 0 | 0.3 | HITACHI(HE) |  | 0 | 1 | 1 | 2 | Flow 2: Port → WH → Site | Hauler Indoor | HITACHI
5036 | PRL-CS-034-O2 | HVDC-ADOPT-HE-0340 | MIR | EQ-224 | 280807 | 1 | Indoor | 3 Modules of 6V1200Ah (09 cells) with compression plates | 82.4 | 37 | 83.5 | 0.25457 | 789.8 | 813.9 | Not stackable | 85044090 | SEK | 4121 | MSC SABRINA | India | Visakhapatnam | Khalifa port | 2025-04-07 | 2025-05-02 | [7 empty] | 2025-05-15 | [6 empty] | CASE_LIST | 1 |  | warehouse | Hauler Indoor | 2025-05-15 | warehouse | 1 | 1 | -1 | 0 | 0.3 | 0 | 0.3 | HITACHI(HE) |  | 0 | 1 | 1 | 2 | Flow 2: Port → WH → Site | Hauler Indoor | HITACHI
5037 | PRL-CS-034-O2 | HVDC-ADOPT-HE-0340 | MIR | EQ-224 | 280808 | 1 | Indoor | Accessories of 400V-1200Ah.Front & top covers packed in EPE sheet with stretch film. | 97.4 | 75.5 | 34.4 | 0.25297 | 147 | 172.1 | Stackable 1 tier | 85044090 | SEK | 4121 | MSC SABRINA | India | Visakhapatnam | Khalifa port | 2025-04-07 | 2025-05-02 | [7 empty] | 2025-05-15 | [6 empty] | CASE_LIST | 1 |  | warehouse | Hauler Indoor | 2025-05-15 | warehouse | 1 | 1 | -1 | 0 | 0.74 | 1 | 0.74 | HITACHI(HE) |  | 0 | 1 | 1 | 2 | Flow 2: Port → WH → Site | Hauler Indoor | HITACHI
5038 | PRL-CS-034-O2 | HVDC-ADOPT-HE-0340 | MIR | EQ-224 | 280809 | 1 | Indoor | Accessories of 400V-1200Ah.Front & top covers packed in EPE sheet with stretch film. | 97.4 | 75.5 | 34.4 | 0.25297 | 147 | 172.1 | Stackable 1 tier | 85044090 | SEK | 4121 | MSC SABRINA | India | Visakhapatnam | Khalifa port | 2025-04-07 | 2025-05-02 | [7 empty] | 2025-05-15 | [6 empty] | CASE_LIST | 1 |  | warehouse | Hauler Indoor | 2025-05-15 | warehouse | 1 | 1 | -1 | 0 | 0.74 | 1 | 0.74 | HITACHI(HE) |  | 0 | 1 | 1 | 2 | Flow 2: Port → WH → Site | Hauler Indoor | HITACHI
5039 | PRL-CS-034-O2 | HVDC-ADOPT-HE-0340 | MIR | EQ-224 | 280810 | 1 | Indoor | Accessories of 400V-1200Ah.Front & top covers packed in EPE sheet with stretch film. | 97.4 | 75.5 | 34.4 | 0.25297 | 147 | 172.1 | Stackable 1 tier | 85044090 | SEK | 4121 | MSC SABRINA | India | Visakhapatnam | Khalifa port | 2025-04-07 | 2025-05-02 | [7 empty] | 2025-05-15 | [6 empty] | CASE_LIST | 1 |  | warehouse | Hauler Indoor | 2025-05-15 | warehouse | 1 | 1 | -1 | 0 | 0.74 | 1 | 0.74 | HITACHI(HE) |  | 0 | 1 | 1 | 2 | Flow 2: Port → WH → Site | Hauler Indoor | HITACHI
5040 | PRL-CS-034-O2 | HVDC-ADOPT-HE-0340 | MIR | EQ-224 | 280811 | 1 | Indoor | Accessories of 400V-1200Ah.Front & top covers packed in EPE sheet with stretch film. | 97.4 | 75.5 | 34.4 | 0.25297 | 147 | 172.1 | Stackable 1 tier | 85044090 | SEK | 4121 | MSC SABRINA | India | Visakhapatnam | Khalifa port | 2025-04-07 | 2025-05-02 | [7 empty] | 2025-05-15 | [6 empty] | CASE_LIST | 1 |  | warehouse | Hauler Indoor | 2025-05-15 | warehouse | 1 | 1 | -1 | 0 | 0.74 | 1 | 0.74 | HITACHI(HE) |  | 0 | 1 | 1 | 2 | Flow 2: Port → WH → Site | Hauler Indoor | HITACHI
5041 | PRL-CS-034-O2 | HVDC-ADOPT-HE-0340 | MIR | EQ-224 | 280812 | 1 | Indoor | Accessories of 400V-1200Ah.Front & top covers packed in EPE sheet with stretch film. | 97.4 | 75.5 | 34.4 | 0.25297 | 147 | 172.1 | Stackable 1 tier | 85044090 | SEK | 4121 | MSC SABRINA | India | Visakhapatnam | Khalifa port | 2025-04-07 | 2025-05-02 | [7 empty] | 2025-05-15 | [6 empty] | CASE_LIST | 1 |  | warehouse | Hauler Indoor | 2025-05-15 | warehouse | 1 | 1 | -1 | 0 | 0.74 | 1 | 0.74 | HITACHI(HE) |  | 0 | 1 | 1 | 2 | Flow 2: Port → WH → Site | Hauler Indoor | HITACHI
5042 | PRL-CS-034-O2 | HVDC-ADOPT-HE-0340 | MIR | EQ-224 | 280813 | 1 | Indoor | Accessories of 400V-1200Ah.Front & top covers packed in EPE sheet with stretch film. | 97.4 | 75.5 | 34.4 | 0.25297 | 147 | 172.1 | Stackable 1 tier | 85044090 | SEK | 4121 | MSC SABRINA | India | Visakhapatnam | Khalifa port | 2025-04-07 | 2025-05-02 | [7 empty] | 2025-05-15 | [6 empty] | CASE_LIST | 1 |  | warehouse | Hauler Indoor | 2025-05-15 | warehouse | 1 | 1 | -1 | 0 | 0.74 | 1 | 0.74 | HITACHI(HE) |  | 0 | 1 | 1 | 2 | Flow 2: Port → WH → Site | Hauler Indoor | HITACHI
5043 | PRL-CS-034-O2 | HVDC-ADOPT-HE-0340 | MIR | EQ-224 | 280814 | 1 | Indoor | 3 Modules of 8V1600Ah (12 cells) | 101.5 | 83.4 | 83.5 | 0.70684 | 1245 | 1292.9 | Not stackable | 85044090 | SEK | 4121 | MSC SABRINA | India | Visakhapatnam | Khalifa port | 2025-04-07 | 2025-05-02 | [7 empty] | 2025-05-15 | [6 empty] | CASE_LIST | 1 |  | warehouse | Hauler Indoor | 2025-05-15 | warehouse | 1 | 1 | -1 | 0 | 0.85 | 0 | 0.85 | HITACHI(HE) |  | 0 | 1 | 1 | 2 | Flow 2: Port → WH → Site | Hauler Indoor | HITACHI
5044 | PRL-CS-034-O2 | HVDC-ADOPT-HE-0340 | MIR | EQ-224 | 280815 | 1 | Indoor | 3 Modules of 8V1600Ah (12 cells) | 101.5 | 83.4 | 83.5 | 0.70684 | 1245 | 1292.9 | Not stackable | 85044090 | SEK | 4121 | MSC SABRINA | India | Visakhapatnam | Khalifa port | 2025-04-07 | 2025-05-02 | [7 empty] | 2025-05-15 | [6 empty] | CASE_LIST | 1 |  | warehouse | Hauler Indoor | 2025-05-15 | warehouse | 1 | 1 | -1 | 0 | 0.85 | 0 | 0.85 | HITACHI(HE) |  | 0 | 1 | 1 | 2 | Flow 2: Port → WH → Site | Hauler Indoor | HITACHI
5045 | PRL-CS-034-O2 | HVDC-ADOPT-HE-0340 | MIR | EQ-224 | 280816 | 1 | Indoor | 3 Modules of 8V1600Ah (12 cells) | 101.5 | 83.4 | 83.5 | 0.70684 | 1245 | 1292.9 | Not stackable | 85044090 | SEK | 4121 | MSC SABRINA | India | Visakhapatnam | Khalifa port | 2025-04-07 | 2025-05-02 | [7 empty] | 2025-05-15 | [6 empty] | CASE_LIST | 1 |  | warehouse | Hauler Indoor | 2025-05-15 | warehouse | 1 | 1 | -1 | 0 | 0.85 | 0 | 0.85 | HITACHI(HE) |  | 0 | 1 | 1 | 2 | Flow 2: Port → WH → Site | Hauler Indoor | HITACHI
5046 | PRL-CS-034-O2 | HVDC-ADOPT-HE-0340 | MIR | EQ-224 | 280817 | 1 | Indoor | 3 Modules of 8V1600Ah (12 cells) | 101.5 | 83.4 | 83.5 | 0.70684 | 1245 | 1292.9 | Not stackable | 85044090 | SEK | 4121 | MSC SABRINA | India | Visakhapatnam | Khalifa port | 2025-04-07 | 2025-05-02 | [7 empty] | 2025-05-15 | [6 empty] | CASE_LIST | 1 |  | warehouse | Hauler Indoor | 2025-05-15 | warehouse | 1 | 1 | -1 | 0 | 0.85 | 0 | 0.85 | HITACHI(HE) |  | 0 | 1 | 1 | 2 | Flow 2: Port → WH → Site | Hauler Indoor | HITACHI
5047 | PRL-CS-034-O2 | HVDC-ADOPT-HE-0340 | MIR | EQ-224 | 280818 | 1 | Indoor | 3 Modules of 8V1600Ah (12 cells) | 101.5 | 83.4 | 83.5 | 0.70684 | 1245 | 1292.9 | Not stackable | 85044090 | SEK | 4121 | MSC SABRINA | India | Visakhapatnam | Khalifa port | 2025-04-07 | 2025-05-02 | [7 empty] | 2025-05-15 | [6 empty] | CASE_LIST | 1 |  | warehouse | Hauler Indoor | 2025-05-15 | warehouse | 1 | 1 | -1 | 0 | 0.85 | 0 | 0.85 | HITACHI(HE) |  | 0 | 1 | 1 | 2 | Flow 2: Port → WH → Site | Hauler Indoor | HITACHI
5048 | PRL-CS-034-O2 | HVDC-ADOPT-HE-0340 | MIR | EQ-224 | 280819 | 1 | Indoor | 3 Modules of 8V1600Ah (12 cells) | 101.5 | 83.4 | 83.5 | 0.70684 | 1245 | 1292.9 | Not stackable | 85044090 | SEK | 4121 | MSC SABRINA | India | Visakhapatnam | Khalifa port | 2025-04-07 | 2025-05-02 | [7 empty] | 2025-05-15 | [6 empty] | CASE_LIST | 1 |  | warehouse | Hauler Indoor | 2025-05-15 | warehouse | 1 | 1 | -1 | 0 | 0.85 | 0 | 0.85 | HITACHI(HE) |  | 0 | 1 | 1 | 2 | Flow 2: Port → WH → Site | Hauler Indoor | HITACHI
5049 | PRL-CS-034-O2 | HVDC-ADOPT-HE-0340 | MIR | EQ-224 | 280820 | 1 | Indoor | 3 Modules of 8V1600Ah (12 cells) | 101.5 | 83.4 | 83.5 | 0.70684 | 1245 | 1292.9 | Not stackable | 85044090 | SEK | 4121 | MSC SABRINA | India | Visakhapatnam | Khalifa port | 2025-04-07 | 2025-05-02 | [7 empty] | 2025-05-15 | [6 empty] | CASE_LIST | 1 |  | warehouse | Hauler Indoor | 2025-05-15 | warehouse | 1 | 1 | -1 | 0 | 0.85 | 0 | 0.85 | HITACHI(HE) |  | 0 | 1 | 1 | 2 | Flow 2: Port → WH → Site | Hauler Indoor | HITACHI
5050 | PRL-CS-034-O2 | HVDC-ADOPT-HE-0340 | MIR | EQ-224 | 280821 | 1 | Indoor | 3 Modules of 8V1600Ah (12 cells) | 101.5 | 83.4 | 83.5 | 0.70684 | 1245 | 1292.9 | Not stackable | 85044090 | SEK | 4121 | MSC SABRINA | India | Visakhapatnam | Khalifa port | 2025-04-07 | 2025-05-02 | [7 empty] | 2025-05-15 | [6 empty] | CASE_LIST | 1 |  | warehouse | Hauler Indoor | 2025-05-15 | warehouse | 1 | 1 | -1 | 0 | 0.85 | 0 | 0.85 | HITACHI(HE) |  | 0 | 1 | 1 | 2 | Flow 2: Port → WH → Site | Hauler Indoor | HITACHI
5051 | PRL-CS-034-O2 | HVDC-ADOPT-HE-0340 | MIR | EQ-224 | 280822 | 1 | Indoor | 3 Modules of 8V1600Ah (12 cells) | 101.5 | 83.4 | 83.5 | 0.70684 | 1245 | 1292.9 | Not stackable | 85044090 | SEK | 4121 | MSC SABRINA | India | Visakhapatnam | Khalifa port | 2025-04-07 | 2025-05-02 | [7 empty] | 2025-05-15 | [6 empty] | CASE_LIST | 1 |  | warehouse | Hauler Indoor | 2025-05-15 | warehouse | 1 | 1 | -1 | 0 | 0.85 | 0 | 0.85 | HITACHI(HE) |  | 0 | 1 | 1 | 2 | Flow 2: Port → WH → Site | Hauler Indoor | HITACHI
5052 | PRL-CS-034-O2 | HVDC-ADOPT-HE-0340 | MIR | EQ-224 | 280823 | 1 | Indoor | 3 Modules of 8V1600Ah (12 cells) | 101.5 | 83.4 | 83.5 | 0.70684 | 1245 | 1292.9 | Not stackable | 85044090 | SEK | 4121 | MSC SABRINA | India | Visakhapatnam | Khalifa port | 2025-04-07 | 2025-05-02 | [7 empty] | 2025-05-15 | [6 empty] | CASE_LIST | 1 |  | warehouse | Hauler Indoor | 2025-05-15 | warehouse | 1 | 1 | -1 | 0 | 0.85 | 0 | 0.85 | HITACHI(HE) |  | 0 | 1 | 1 | 2 | Flow 2: Port → WH → Site | Hauler Indoor | HITACHI
5053 | PRL-CS-034-O2 | HVDC-ADOPT-HE-0340 | MIR | EQ-224 | 280824 | 1 | Indoor | 3 Modules of 8V1600Ah (12 cells) | 101.5 | 83.4 | 83.5 | 0.70684 | 1245 | 1292.9 | Not stackable | 85044090 | SEK | 4121 | MSC SABRINA | India | Visakhapatnam | Khalifa port | 2025-04-07 | 2025-05-02 | [7 empty] | 2025-05-15 | [6 empty] | CASE_LIST | 1 |  | warehouse | Hauler Indoor | 2025-05-15 | warehouse | 1 | 1 | -1 | 0 | 0.85 | 0 | 0.85 | HITACHI(HE) |  | 0 | 1 | 1 | 2 | Flow 2: Port → WH → Site | Hauler Indoor | HITACHI
5054 | PRL-CS-034-O2 | HVDC-ADOPT-HE-0340 | MIR | EQ-224 | 280825 | 1 | Indoor | 3 Modules of 8V1600Ah (12 cells) | 101.5 | 83.4 | 83.5 | 0.70684 | 1245 | 1292.9 | Not stackable | 85044090 | SEK | 4121 | MSC SABRINA | India | Visakhapatnam | Khalifa port | 2025-04-07 | 2025-05-02 | [7 empty] | 2025-05-15 | [6 empty] | CASE_LIST | 1 |  | warehouse | Hauler Indoor | 2025-05-15 | warehouse | 1 | 1 | -1 | 0 | 0.85 | 0 | 0.85 | HITACHI(HE) |  | 0 | 1 | 1 | 2 | Flow 2: Port → WH → Site | Hauler Indoor | HITACHI
5055 | PRL-CS-034-O2 | HVDC-ADOPT-HE-0340 | MIR | EQ-224 | 280826 | 1 | Indoor | 3 Modules of 8V1600Ah (12 cells) | 101.5 | 83.4 | 83.5 | 0.70684 | 1245 | 1292.9 | Not stackable | 85044090 | SEK | 4121 | MSC SABRINA | India | Visakhapatnam | Khalifa port | 2025-04-07 | 2025-05-02 | [7 empty] | 2025-05-15 | [6 empty] | CASE_LIST | 1 |  | warehouse | Hauler Indoor | 2025-05-15 | warehouse | 1 | 1 | -1 | 0 | 0.85 | 0 | 0.85 | HITACHI(HE) |  | 0 | 1 | 1 | 2 | Flow 2: Port → WH → Site | Hauler Indoor | HITACHI
5056 | PRL-CS-034-O2 | HVDC-ADOPT-HE-0340 | MIR | EQ-224 | 280827 | 1 | Indoor | 3 Modules of 8V1600Ah (12 cells) | 101.5 | 83.4 | 83.5 | 0.70684 | 1245 | 1292.9 | Not stackable | 85044090 | SEK | 4121 | MSC SABRINA | India | Visakhapatnam | Khalifa port | 2025-04-07 | 2025-05-02 | [7 empty] | 2025-05-15 | [6 empty] | CASE_LIST | 1 |  | warehouse | Hauler Indoor | 2025-05-15 | warehouse | 1 | 1 | -1 | 0 | 0.85 | 0 | 0.85 | HITACHI(HE) |  | 0 | 1 | 1 | 2 | Flow 2: Port → WH → Site | Hauler Indoor | HITACHI
5057 | PRL-CS-034-O2 | HVDC-ADOPT-HE-0340 | MIR | EQ-224 | 280828 | 1 | Indoor | 3 Modules of 8V1600Ah (12 cells) | 101.5 | 83.4 | 83.5 | 0.70684 | 1245 | 1292.9 | Not stackable | 85044090 | SEK | 4121 | MSC SABRINA | India | Visakhapatnam | Khalifa port | 2025-04-07 | 2025-05-02 | [7 empty] | 2025-05-15 | [6 empty] | CASE_LIST | 1 |  | warehouse | Hauler Indoor | 2025-05-15 | warehouse | 1 | 1 | -1 | 0 | 0.85 | 0 | 0.85 | HITACHI(HE) |  | 0 | 1 | 1 | 2 | Flow 2: Port → WH → Site | Hauler Indoor | HITACHI
5058 | PRL-CS-034-O2 | HVDC-ADOPT-HE-0340 | MIR | EQ-224 | 280829 | 1 | Indoor | 3 Modules of 8V1600Ah (12 cells) | 101.5 | 83.4 | 83.5 | 0.70684 | 1245 | 1292.9 | Not stackable | 85044090 | SEK | 4121 | MSC SABRINA | India | Visakhapatnam | Khalifa port | 2025-04-07 | 2025-05-02 | [7 empty] | 2025-05-15 | [6 empty] | CASE_LIST | 1 |  | warehouse | Hauler Indoor | 2025-05-15 | warehouse | 1 | 1 | -1 | 0 | 0.85 | 0 | 0.85 | HITACHI(HE) |  | 0 | 1 | 1 | 2 | Flow 2: Port → WH → Site | Hauler Indoor | HITACHI
5059 | PRL-CS-034-O2 | HVDC-ADOPT-HE-0340 | MIR | EQ-224 | 280830 | 1 | Indoor | 3 Modules of 8V1600Ah (12 cells) | 101.5 | 83.4 | 83.5 | 0.70684 | 1245 | 1292.9 | Not stackable | 85044090 | SEK | 4121 | MSC SABRINA | India | Visakhapatnam | Khalifa port | 2025-04-07 | 2025-05-02 | [7 empty] | 2025-05-15 | [6 empty] | CASE_LIST | 1 |  | warehouse | Hauler Indoor | 2025-05-15 | warehouse | 1 | 1 | -1 | 0 | 0.85 | 0 | 0.85 | HITACHI(HE) |  | 0 | 1 | 1 | 2 | Flow 2: Port → WH → Site | Hauler Indoor | HITACHI
5060 | PRL-CS-034-O2 | HVDC-ADOPT-HE-0340 | MIR | EQ-224 | 280831 | 1 | Indoor | 3 Modules of 8V1600Ah (12 cells) | 101.5 | 83.4 | 83.5 | 0.70684 | 1245 | 1292.9 | Not stackable | 85044090 | SEK | 4121 | MSC SABRINA | India | Visakhapatnam | Khalifa port | 2025-04-07 | 2025-05-02 | [7 empty] | 2025-05-15 | [6 empty] | CASE_LIST | 1 |  | warehouse | Hauler Indoor | 2025-05-15 | warehouse | 1 | 1 | -1 | 0 | 0.85 | 0 | 0.85 | HITACHI(HE) |  | 0 | 1 | 1 | 2 | Flow 2: Port → WH → Site | Hauler Indoor | HITACHI
5061 | PRL-CS-034-O2 | HVDC-ADOPT-HE-0340 | MIR | EQ-224 | 280832 | 1 | Indoor | 3 Modules of 8V1600Ah (12 cells) | 101.5 | 83.4 | 83.5 | 0.70684 | 1245 | 1292.9 | Not stackable | 85044090 | SEK | 4121 | MSC SABRINA | India | Visakhapatnam | Khalifa port | 2025-04-07 | 2025-05-02 | [7 empty] | 2025-05-15 | [6 empty] | CASE_LIST | 1 |  | warehouse | Hauler Indoor | 2025-05-15 | warehouse | 1 | 1 | -1 | 0 | 0.85 | 0 | 0.85 | HITACHI(HE) |  | 0 | 1 | 1 | 2 | Flow 2: Port → WH → Site | Hauler Indoor | HITACHI
5062 | PRL-CS-034-O2 | HVDC-ADOPT-HE-0340 | MIR | EQ-224 | 280833 | 1 | Indoor | 3 Modules of 8V1600Ah (12 cells) | 101.5 | 83.4 | 83.5 | 0.70684 | 1245 | 1292.9 | Not stackable | 85044090 | SEK | 4121 | MSC SABRINA | India | Visakhapatnam | Khalifa port | 2025-04-07 | 2025-05-02 | [7 empty] | 2025-05-15 | [6 empty] | CASE_LIST | 1 |  | warehouse | Hauler Indoor | 2025-05-15 | warehouse | 1 | 1 | -1 | 0 | 0.85 | 0 | 0.85 | HITACHI(HE) |  | 0 | 1 | 1 | 2 | Flow 2: Port → WH → Site | Hauler Indoor | HITACHI
5063 | PRL-CS-034-O2 | HVDC-ADOPT-HE-0340 | MIR | EQ-224 | 280834 | 1 | Indoor | 3 Modules of 8V1600Ah (12 cells) | 101.5 | 83.4 | 83.5 | 0.70684 | 1245 | 1292.9 | Not stackable | 85044090 | SEK | 4121 | MSC SABRINA | India | Visakhapatnam | Khalifa port | 2025-04-07 | 2025-05-02 | [7 empty] | 2025-05-15 | [6 empty] | CASE_LIST | 1 |  | warehouse | Hauler Indoor | 2025-05-15 | warehouse | 1 | 1 | -1 | 0 | 0.85 | 0 | 0.85 | HITACHI(HE) |  | 0 | 1 | 1 | 2 | Flow 2: Port → WH → Site | Hauler Indoor | HITACHI
5064 | PRL-CS-034-O2 | HVDC-ADOPT-HE-0340 | MIR | EQ-224 | 280835 | 1 | Indoor | 3 Modules of 8V1600Ah (12 cells) | 101.5 | 83.4 | 83.5 | 0.70684 | 1245 | 1292.9 | Not stackable | 85044090 | SEK | 4121 | MSC SABRINA | India | Visakhapatnam | Khalifa port | 2025-04-07 | 2025-05-02 | [7 empty] | 2025-05-15 | [6 empty] | CASE_LIST | 1 |  | warehouse | Hauler Indoor | 2025-05-15 | warehouse | 1 | 1 | -1 | 0 | 0.85 | 0 | 0.85 | HITACHI(HE) |  | 0 | 1 | 1 | 2 | Flow 2: Port → WH → Site | Hauler Indoor | HITACHI
5065 | PRL-CS-034-O2 | HVDC-ADOPT-HE-0340 | MIR | EQ-224 | 280836 | 1 | Indoor | 3 Modules of 8V1600Ah (12 cells) | 101.5 | 83.4 | 83.5 | 0.70684 | 1245 | 1292.9 | Not stackable | 85044090 | SEK | 4121 | MSC SABRINA | India | Visakhapatnam | Khalifa port | 2025-04-07 | 2025-05-02 | [7 empty] | 2025-05-15 | [6 empty] | CASE_LIST | 1 |  | warehouse | Hauler Indoor | 2025-05-15 | warehouse | 1 | 1 | -1 | 0 | 0.85 | 0 | 0.85 | HITACHI(HE) |  | 0 | 1 | 1 | 2 | Flow 2: Port → WH → Site | Hauler Indoor | HITACHI
5066 | PRL-CS-034-O2 | HVDC-ADOPT-HE-0340 | MIR | EQ-224 | 280837 | 1 | Indoor | 3 Modules of 8V1600Ah (12 cells) | 101.5 | 83.4 | 83.5 | 0.70684 | 1245 | 1292.9 | Not stackable | 85044090 | SEK | 4121 | MSC SABRINA | India | Visakhapatnam | Khalifa port | 2025-04-07 | 2025-05-02 | [7 empty] | 2025-05-15 | [6 empty] | CASE_LIST | 1 |  | warehouse | Hauler Indoor | 2025-05-15 | warehouse | 1 | 1 | -1 | 0 | 0.85 | 0 | 0.85 | HITACHI(HE) |  | 0 | 1 | 1 | 2 | Flow 2: Port → WH → Site | Hauler Indoor | HITACHI
5067 | PRL-CS-034-O2 | HVDC-ADOPT-HE-0340 | MIR | EQ-224 | 280838 | 1 | Indoor | 2 Modules of 8V1600Ah & 1 Module of 6V-1600Ah ( 11 cells) with compression plate | 101.5 | 83.4 | 83.5 | 0.70684 | 1154.1 | 1202 | Not stackable | 85044090 | SEK | 4121 | MSC SABRINA | India | Visakhapatnam | Khalifa port | 2025-04-07 | 2025-05-02 | [7 empty] | 2025-05-15 | [6 empty] | CASE_LIST | 1 |  | warehouse | Hauler Indoor | 2025-05-15 | warehouse | 1 | 1 | -1 | 0 | 0.85 | 0 | 0.85 | HITACHI(HE) |  | 0 | 1 | 1 | 2 | Flow 2: Port → WH → Site | Hauler Indoor | HITACHI
5068 | PRL-CS-034-O2 | HVDC-ADOPT-HE-0340 | MIR | EQ-224 | 280839 | 1 | Indoor | 2 Modules of 8V1600Ah & 1 Module of 6V-1600Ah ( 11 cells) with compression plate | 101.5 | 83.4 | 83.5 | 0.70684 | 1154.1 | 1202 | Not stackable | 85044090 | SEK | 4121 | MSC SABRINA | India | Visakhapatnam | Khalifa port | 2025-04-07 | 2025-05-02 | [7 empty] | 2025-05-15 | [6 empty] | CASE_LIST | 1 |  | warehouse | Hauler Indoor | 2025-05-15 | warehouse | 1 | 1 | -1 | 0 | 0.85 | 0 | 0.85 | HITACHI(HE) |  | 0 | 1 | 1 | 2 | Flow 2: Port → WH → Site | Hauler Indoor | HITACHI
5069 | PRL-CS-034-O2 | HVDC-ADOPT-HE-0340 | MIR | EQ-224 | 280840 | 1 | Indoor | 2 Modules of 8V1600Ah & 1 Module of 6V-1600Ah ( 11 cells) with compression plate | 101.5 | 83.4 | 83.5 | 0.70684 | 1154.1 | 1202 | Not stackable | 85044090 | SEK | 4121 | MSC SABRINA | India | Visakhapatnam | Khalifa port | 2025-04-07 | 2025-05-02 | [7 empty] | 2025-05-15 | [6 empty] | CASE_LIST | 1 |  | warehouse | Hauler Indoor | 2025-05-15 | warehouse | 1 | 1 | -1 | 0 | 0.85 | 0 | 0.85 | HITACHI(HE) |  | 0 | 1 | 1 | 2 | Flow 2: Port → WH → Site | Hauler Indoor | HITACHI
5070 | PRL-CS-034-O2 | HVDC-ADOPT-HE-0340 | MIR | EQ-224 | 280841 | 1 | Indoor | 2 Modules of 8V1600Ah & 1 Module of 6V-1600Ah ( 11 cells) with compression plate | 101.5 | 83.4 | 83.5 | 0.70684 | 1154.1 | 1202 | Not stackable | 85044090 | SEK | 4121 | MSC SABRINA | India | Visakhapatnam | Khalifa port | 2025-04-07 | 2025-05-02 | [7 empty] | 2025-05-15 | [6 empty] | CASE_LIST | 1 |  | warehouse | Hauler Indoor | 2025-05-15 | warehouse | 1 | 1 | -1 | 0 | 0.85 | 0 | 0.85 | HITACHI(HE) |  | 0 | 1 | 1 | 2 | Flow 2: Port → WH → Site | Hauler Indoor | HITACHI
5071 | PRL-CS-034-O2 | HVDC-ADOPT-HE-0340 | MIR | EQ-224 | 280842 | 1 | Indoor | 2 Modules of 8V1600Ah & 1 Module of 6V-1600Ah ( 11 cells) with compression plate | 101.5 | 83.4 | 83.5 | 0.70684 | 1154.1 | 1202 | Not stackable | 85044090 | SEK | 4121 | MSC SABRINA | India | Visakhapatnam | Khalifa port | 2025-04-07 | 2025-05-02 | [7 empty] | 2025-05-15 | [6 empty] | CASE_LIST | 1 |  | warehouse | Hauler Indoor | 2025-05-15 | warehouse | 1 | 1 | -1 | 0 | 0.85 | 0 | 0.85 | HITACHI(HE) |  | 0 | 1 | 1 | 2 | Flow 2: Port → WH → Site | Hauler Indoor | HITACHI
5072 | PRL-CS-034-O2 | HVDC-ADOPT-HE-0340 | MIR | EQ-224 | 280843 | 1 | Indoor | 2 Modules of 8V1600Ah & 1 Module of 6V-1600Ah ( 11 cells) with compression plate | 101.5 | 83.4 | 83.5 | 0.70684 | 1154.1 | 1202 | Not stackable | 85044090 | SEK | 4121 | MSC SABRINA | India | Visakhapatnam | Khalifa port | 2025-04-07 | 2025-05-02 | [7 empty] | 2025-05-15 | [6 empty] | CASE_LIST | 1 |  | warehouse | Hauler Indoor | 2025-05-15 | warehouse | 1 | 1 | -1 | 0 | 0.85 | 0 | 0.85 | HITACHI(HE) |  | 0 | 1 | 1 | 2 | Flow 2: Port → WH → Site | Hauler Indoor | HITACHI
5073 | PRL-CS-034-O2 | HVDC-ADOPT-HE-0340 | MIR | EQ-224 | 280844 | 1 | Indoor | 2 Modules of 8V1600Ah & 1 Module of 6V-1600Ah ( 11 cells) with compression plate | 101.5 | 83.4 | 83.5 | 0.70684 | 1154.1 | 1202 | Not stackable | 85044090 | SEK | 4121 | MSC SABRINA | India | Visakhapatnam | Khalifa port | 2025-04-07 | 2025-05-02 | [7 empty] | 2025-05-15 | [6 empty] | CASE_LIST | 1 |  | warehouse | Hauler Indoor | 2025-05-15 | warehouse | 1 | 1 | -1 | 0 | 0.85 | 0 | 0.85 | HITACHI(HE) |  | 0 | 1 | 1 | 2 | Flow 2: Port → WH → Site | Hauler Indoor | HITACHI
5074 | PRL-CS-034-O2 | HVDC-ADOPT-HE-0340 | MIR | EQ-224 | 280845 | 1 | Indoor | 2 Modules of 8V1600Ah & 1 Module of 6V-1600Ah ( 11 cells) with compression plate | 101.5 | 83.4 | 83.5 | 0.70684 | 1154.1 | 1202 | Not stackable | 85044090 | SEK | 4121 | MSC SABRINA | India | Visakhapatnam | Khalifa port | 2025-04-07 | 2025-05-02 | [7 empty] | 2025-05-15 | [6 empty] | CASE_LIST | 1 |  | warehouse | Hauler Indoor | 2025-05-15 | warehouse | 1 | 1 | -1 | 0 | 0.85 | 0 | 0.85 | HITACHI(HE) |  | 0 | 1 | 1 | 2 | Flow 2: Port → WH → Site | Hauler Indoor | HITACHI
5075 | PRL-CS-034-O2 | HVDC-ADOPT-HE-0340 | MIR | EQ-224 | 280846 | 1 | Indoor | 2 Modules of 8V1600Ah & 1 Module of 2V-1600Ah (09 cells) with compression plate | 101.5 | 83.4 | 83.5 | 0.70684 | 972 | 1019.9 | Not stackable | 85044090 | SEK | 4121 | MSC SABRINA | India | Visakhapatnam | Khalifa port | 2025-04-07 | 2025-05-02 | [7 empty] | 2025-05-15 | [6 empty] | CASE_LIST | 1 |  | warehouse | Hauler Indoor | 2025-05-15 | warehouse | 1 | 1 | -1 | 0 | 0.85 | 0 | 0.85 | HITACHI(HE) |  | 0 | 1 | 1 | 2 | Flow 2: Port → WH → Site | Hauler Indoor | HITACHI
5076 | PRL-CS-034-O2 | HVDC-ADOPT-HE-0340 | MIR | EQ-224 | 280847 | 1 | Indoor | 2 Modules of 8V1600Ah & 1 Module of 2V-1600Ah (09 cells) with compression plate | 101.5 | 83.4 | 83.5 | 0.70684 | 972 | 1019.9 | Not stackable | 85044090 | SEK | 4121 | MSC SABRINA | India | Visakhapatnam | Khalifa port | 2025-04-07 | 2025-05-02 | [7 empty] | 2025-05-15 | [6 empty] | CASE_LIST | 1 |  | warehouse | Hauler Indoor | 2025-05-15 | warehouse | 1 | 1 | -1 | 0 | 0.85 | 0 | 0.85 | HITACHI(HE) |  | 0 | 1 | 1 | 2 | Flow 2: Port → WH → Site | Hauler Indoor | HITACHI
5077 | PRL-CS-034-O2 | HVDC-ADOPT-HE-0340 | MIR | EQ-224 | 280848 | 1 | Indoor | 2 Modules of 8V1600Ah & 1 Module of 2V-1600Ah (09 cells) with compression plate | 101.5 | 83.4 | 83.5 | 0.70684 | 972 | 1019.9 | Not stackable | 85044090 | SEK | 4121 | MSC SABRINA | India | Visakhapatnam | Khalifa port | 2025-04-07 | 2025-05-02 | [7 empty] | 2025-05-15 | [6 empty] | CASE_LIST | 1 |  | warehouse | Hauler Indoor | 2025-05-15 | warehouse | 1 | 1 | -1 | 0 | 0.85 | 0 | 0.85 | HITACHI(HE) |  | 0 | 1 | 1 | 2 | Flow 2: Port → WH → Site | Hauler Indoor | HITACHI
5078 | PRL-CS-034-O2 | HVDC-ADOPT-HE-0340 | MIR | EQ-224 | 280849 | 1 | Indoor | 2 Modules of 8V1600Ah & 1 Module of 2V-1600Ah (09 cells) with compression plate | 101.5 | 83.4 | 83.5 | 0.70684 | 972 | 1019.9 | Not stackable | 85044090 | SEK | 4121 | MSC SABRINA | India | Visakhapatnam | Khalifa port | 2025-04-07 | 2025-05-02 | [7 empty] | 2025-05-15 | [6 empty] | CASE_LIST | 1 |  | warehouse | Hauler Indoor | 2025-05-15 | warehouse | 1 | 1 | -1 | 0 | 0.85 | 0 | 0.85 | HITACHI(HE) |  | 0 | 1 | 1 | 2 | Flow 2: Port → WH → Site | Hauler Indoor | HITACHI
5079 | PRL-CS-034-O2 | HVDC-ADOPT-HE-0340 | MIR | EQ-224 | 280850 | 1 | Indoor | 2 Modules of 8V1600Ah & 1 Module of 2V-1600Ah (09 cells) with compression plate | 101.5 | 83.4 | 83.5 | 0.70684 | 972 | 1019.9 | Not stackable | 85044090 | SEK | 4121 | MSC SABRINA | India | Visakhapatnam | Khalifa port | 2025-04-07 | 2025-05-02 | [7 empty] | 2025-05-15 | [6 empty] | CASE_LIST | 1 |  | warehouse | Hauler Indoor | 2025-05-15 | warehouse | 1 | 1 | -1 | 0 | 0.85 | 0 | 0.85 | HITACHI(HE) |  | 0 | 1 | 1 | 2 | Flow 2: Port → WH → Site | Hauler Indoor | HITACHI
5080 | PRL-CS-034-O2 | HVDC-ADOPT-HE-0340 | MIR | EQ-224 | 280851 | 1 | Indoor | 2 Modules of 8V1600Ah & 1 Module of 2V-1600Ah (09 cells) with compression plate | 101.5 | 83.4 | 83.5 | 0.70684 | 972 | 1019.9 | Not stackable | 85044090 | SEK | 4121 | MSC SABRINA | India | Visakhapatnam | Khalifa port | 2025-04-07 | 2025-05-02 | [7 empty] | 2025-05-15 | [6 empty] | CASE_LIST | 1 |  | warehouse | Hauler Indoor | 2025-05-15 | warehouse | 1 | 1 | -1 | 0 | 0.85 | 0 | 0.85 | HITACHI(HE) |  | 0 | 1 | 1 | 2 | Flow 2: Port → WH → Site | Hauler Indoor | HITACHI
5081 | PRL-CS-034-O2 | HVDC-ADOPT-HE-0340 | MIR | EQ-224 | 280852 | 1 | Indoor | 2 Modules of 8V1600Ah & 1 Module of 2V-1600Ah (09 cells) with compression plate | 101.5 | 83.4 | 83.5 | 0.70684 | 972 | 1019.9 | Not stackable | 85044090 | SEK | 4121 | MSC SABRINA | India | Visakhapatnam | Khalifa port | 2025-04-07 | 2025-05-02 | [7 empty] | 2025-05-15 | [6 empty] | CASE_LIST | 1 |  | warehouse | Hauler Indoor | 2025-05-15 | warehouse | 1 | 1 | -1 | 0 | 0.85 | 0 | 0.85 | HITACHI(HE) |  | 0 | 1 | 1 | 2 | Flow 2: Port → WH → Site | Hauler Indoor | HITACHI
5082 | PRL-CS-034-O2 | HVDC-ADOPT-HE-0340 | MIR | EQ-224 | 280853 | 1 | Indoor | 2 Modules of 8V1600Ah & 1 Module of 2V-1600Ah (09 cells) with compression plate | 101.5 | 83.4 | 83.5 | 0.70684 | 972 | 1019.9 | Not stackable | 85044090 | SEK | 4121 | MSC SABRINA | India | Visakhapatnam | Khalifa port | 2025-04-07 | 2025-05-02 | [7 empty] | 2025-05-15 | [6 empty] | CASE_LIST | 1 |  | warehouse | Hauler Indoor | 2025-05-15 | warehouse | 1 | 1 | -1 | 0 | 0.85 | 0 | 0.85 | HITACHI(HE) |  | 0 | 1 | 1 | 2 | Flow 2: Port → WH → Site | Hauler Indoor | HITACHI
5083 | PRL-CS-034-O2 | HVDC-ADOPT-HE-0340 | MIR | EQ-224 | 280854 | 1 | Indoor | 1 Module of 2V1600Ah ( 01 cells) with compression plate | 82.6 | 42 | 83.5 | 0.28968 | 142 | 168.4 | Not stackable | 85044090 | SEK | 4121 | MSC SABRINA | India | Visakhapatnam | Khalifa port | 2025-04-07 | 2025-05-02 | [7 empty] | 2025-05-15 | [6 empty] | CASE_LIST | 1 |  | warehouse | Hauler Indoor | 2025-05-15 | warehouse | 1 | 1 | -1 | 0 | 0.35 | 0 | 0.35 | HITACHI(HE) |  | 0 | 1 | 1 | 2 | Flow 2: Port → WH → Site | Hauler Indoor | HITACHI
5084 | PRL-CS-034-O2 | HVDC-ADOPT-HE-0340 | MIR | EQ-224 | 280855 | 1 | Indoor | 1 Module of 2V1600Ah ( 01 cells) with compression plate | 82.6 | 42 | 83.5 | 0.28968 | 142 | 168.4 | Not stackable | 85044090 | SEK | 4121 | MSC SABRINA | India | Visakhapatnam | Khalifa port | 2025-04-07 | 2025-05-02 | [7 empty] | 2025-05-15 | [6 empty] | CASE_LIST | 1 |  | warehouse | Hauler Indoor | 2025-05-15 | warehouse | 1 | 1 | -1 | 0 | 0.35 | 0 | 0.35 | HITACHI(HE) |  | 0 | 1 | 1 | 2 | Flow 2: Port → WH → Site | Hauler Indoor | HITACHI
5085 | PRL-CS-034-O2 | HVDC-ADOPT-HE-0340 | MIR | EQ-224 | 280856 | 1 | Indoor | 1 Module of 2V1600Ah ( 01 cells) with compression plate | 82.6 | 42 | 83.5 | 0.28968 | 142 | 168.4 | Not stackable | 85044090 | SEK | 4121 | MSC SABRINA | India | Visakhapatnam | Khalifa port | 2025-04-07 | 2025-05-02 | [7 empty] | 2025-05-15 | [6 empty] | CASE_LIST | 1 |  | warehouse | Hauler Indoor | 2025-05-15 | warehouse | 1 | 1 | -1 | 0 | 0.35 | 0 | 0.35 | HITACHI(HE) |  | 0 | 1 | 1 | 2 | Flow 2: Port → WH → Site | Hauler Indoor | HITACHI
5086 | PRL-CS-034-O2 | HVDC-ADOPT-HE-0340 | MIR | EQ-224 | 280857 | 1 | Indoor | 1 Module of 2V1600Ah ( 01 cells) with compression plate | 82.6 | 42 | 83.5 | 0.28968 | 142 | 168.4 | Not stackable | 85044090 | SEK | 4121 | MSC SABRINA | India | Visakhapatnam | Khalifa port | 2025-04-07 | 2025-05-02 | [7 empty] | 2025-05-15 | [6 empty] | CASE_LIST | 1 |  | warehouse | Hauler Indoor | 2025-05-15 | warehouse | 1 | 1 | -1 | 0 | 0.35 | 0 | 0.35 | HITACHI(HE) |  | 0 | 1 | 1 | 2 | Flow 2: Port → WH → Site | Hauler Indoor | HITACHI
5087 | PRL-CS-034-O2 | HVDC-ADOPT-HE-0340 | MIR | EQ-224 | 280858 | 1 | Indoor | 1 Module of 2V1600Ah ( 01 cells) with compression plate | 82.6 | 42 | 83.5 | 0.28968 | 142 | 168.4 | Not stackable | 85044090 | SEK | 4121 | MSC SABRINA | India | Visakhapatnam | Khalifa port | 2025-04-07 | 2025-05-02 | [7 empty] | 2025-05-15 | [6 empty] | CASE_LIST | 1 |  | warehouse | Hauler Indoor | 2025-05-15 | warehouse | 1 | 1 | -1 | 0 | 0.35 | 0 | 0.35 | HITACHI(HE) |  | 0 | 1 | 1 | 2 | Flow 2: Port → WH → Site | Hauler Indoor | HITACHI
5088 | PRL-CS-034-O2 | HVDC-ADOPT-HE-0340 | MIR | EQ-224 | 280859 | 1 | Indoor | 1 Module of 2V1600Ah ( 01 cells) with compression plate | 82.6 | 42 | 83.5 | 0.28968 | 142 | 168.4 | Not stackable | 85044090 | SEK | 4121 | MSC SABRINA | India | Visakhapatnam | Khalifa port | 2025-04-07 | 2025-05-02 | [7 empty] | 2025-05-15 | [6 empty] | CASE_LIST | 1 |  | warehouse | Hauler Indoor | 2025-05-15 | warehouse | 1 | 1 | -1 | 0 | 0.35 | 0 | 0.35 | HITACHI(HE) |  | 0 | 1 | 1 | 2 | Flow 2: Port → WH → Site | Hauler Indoor | HITACHI
5089 | PRL-CS-034-O2 | HVDC-ADOPT-HE-0340 | MIR | EQ-224 | 280860 | 1 | Indoor | 1 Module of 2V1600Ah ( 01 cells) with compression plate | 82.6 | 42 | 83.5 | 0.28968 | 142 | 168.4 | Not stackable | 85044090 | SEK | 4121 | MSC SABRINA | India | Visakhapatnam | Khalifa port | 2025-04-07 | 2025-05-02 | [7 empty] | 2025-05-15 | [6 empty] | CASE_LIST | 1 |  | warehouse | Hauler Indoor | 2025-05-15 | warehouse | 1 | 1 | -1 | 0 | 0.35 | 0 | 0.35 | HITACHI(HE) |  | 0 | 1 | 1 | 2 | Flow 2: Port → WH → Site | Hauler Indoor | HITACHI
5090 | PRL-CS-034-O2 | HVDC-ADOPT-HE-0340 | MIR | EQ-224 | 280861 | 1 | Indoor | 1 Module of 2V1600Ah ( 01 cells) with compression plate | 82.6 | 42 | 83.5 | 0.28968 | 142 | 168.4 | Not stackable | 85044090 | SEK | 4121 | MSC SABRINA | India | Visakhapatnam | Khalifa port | 2025-04-07 | 2025-05-02 | [7 empty] | 2025-05-15 | [6 empty] | CASE_LIST | 1 |  | warehouse | Hauler Indoor | 2025-05-15 | warehouse | 1 | 1 | -1 | 0 | 0.35 | 0 | 0.35 | HITACHI(HE) |  | 0 | 1 | 1 | 2 | Flow 2: Port → WH → Site | Hauler Indoor | HITACHI
5091 | PRL-CS-034-O2 | HVDC-ADOPT-HE-0340 | MIR | EQ-224 | 280862 | 1 | Indoor | Accessories of 110V-3200Ah.Front & top covers packed in EPE sheet with stretch film. | 97.4 | 75.5 | 47.4 | 0.34857 | 127.3 | 155.8 | Stackable 1 tier | 85044090 | SEK | 4121 | MSC SABRINA | India | Visakhapatnam | Khalifa port | 2025-04-07 | 2025-05-02 | [7 empty] | 2025-05-15 | [6 empty] | CASE_LIST | 1 |  | warehouse | Hauler Indoor | 2025-05-15 | warehouse | 1 | 1 | -1 | 0 | 0.74 | 1 | 0.74 | HITACHI(HE) |  | 0 | 1 | 1 | 2 | Flow 2: Port → WH → Site | Hauler Indoor | HITACHI
5092 | PRL-CS-034-O2 | HVDC-ADOPT-HE-0340 | MIR | EQ-224 | 280863 | 1 | Indoor | Accessories of 110V-3200Ah.Front & top covers packed in EPE sheet with stretch film. | 97.4 | 75.5 | 47.4 | 0.34857 | 127.3 | 155.8 | Stackable 1 tier | 85044090 | SEK | 4121 | MSC SABRINA | India | Visakhapatnam | Khalifa port | 2025-04-07 | 2025-05-02 | [7 empty] | 2025-05-15 | [6 empty] | CASE_LIST | 1 |  | warehouse | Hauler Indoor | 2025-05-15 | warehouse | 1 | 1 | -1 | 0 | 0.74 | 1 | 0.74 | HITACHI(HE) |  | 0 | 1 | 1 | 2 | Flow 2: Port → WH → Site | Hauler Indoor | HITACHI
5093 | PRL-CS-034-O2 | HVDC-ADOPT-HE-0340 | MIR | EQ-224 | 280864 | 1 | Indoor | Accessories of 110V-3200Ah.Front & top covers packed in EPE sheet with stretch film. | 97.4 | 75.5 | 47.4 | 0.34857 | 127.3 | 155.8 | Stackable 1 tier | 85044090 | SEK | 4121 | MSC SABRINA | India | Visakhapatnam | Khalifa port | 2025-04-07 | 2025-05-02 | [7 empty] | 2025-05-15 | [6 empty] | CASE_LIST | 1 |  | warehouse | Hauler Indoor | 2025-05-15 | warehouse | 1 | 1 | -1 | 0 | 0.74 | 1 | 0.74 | HITACHI(HE) |  | 0 | 1 | 1 | 2 | Flow 2: Port → WH → Site | Hauler Indoor | HITACHI
5094 | PRL-CS-034-O2 | HVDC-ADOPT-HE-0340 | MIR | EQ-224 | 280865 | 1 | Indoor | Accessories of 110V-3200Ah.Front & top covers packed in EPE sheet with stretch film. | 97.4 | 75.5 | 47.4 | 0.34857 | 127.3 | 155.8 | Stackable 1 tier | 85044090 | SEK | 4121 | MSC SABRINA | India | Visakhapatnam | Khalifa port | 2025-04-07 | 2025-05-02 | [7 empty] | 2025-05-15 | [6 empty] | CASE_LIST | 1 |  | warehouse | Hauler Indoor | 2025-05-15 | warehouse | 1 | 1 | -1 | 0 | 0.74 | 1 | 0.74 | HITACHI(HE) |  | 0 | 1 | 1 | 2 | Flow 2: Port → WH → Site | Hauler Indoor | HITACHI
5095 | PRL-CS-034-O2 | HVDC-ADOPT-HE-0340 | MIR | EQ-224 | 280866 | 1 | Indoor | Accessories of 110V-3200Ah.Front & top covers packed in EPE sheet with stretch film. | 97.4 | 75.5 | 47.4 | 0.34857 | 127.3 | 155.8 | Stackable 1 tier | 85044090 | SEK | 4121 | MSC SABRINA | India | Visakhapatnam | Khalifa port | 2025-04-07 | 2025-05-02 | [7 empty] | 2025-05-15 | [6 empty] | CASE_LIST | 1 |  | warehouse | Hauler Indoor | 2025-05-15 | warehouse | 1 | 1 | -1 | 0 | 0.74 | 1 | 0.74 | HITACHI(HE) |  | 0 | 1 | 1 | 2 | Flow 2: Port → WH → Site | Hauler Indoor | HITACHI
5096 | PRL-CS-034-O2 | HVDC-ADOPT-HE-0340 | MIR | EQ-224 | 280867 | 1 | Indoor | Accessories of 110V-3200Ah.Front & top covers packed in EPE sheet with stretch film. | 97.4 | 75.5 | 47.4 | 0.34857 | 127.3 | 155.8 | Stackable 1 tier | 85044090 | SEK | 4121 | MSC SABRINA | India | Visakhapatnam | Khalifa port | 2025-04-07 | 2025-05-02 | [7 empty] | 2025-05-15 | [6 empty] | CASE_LIST | 1 |  | warehouse | Hauler Indoor | 2025-05-15 | warehouse | 1 | 1 | -1 | 0 | 0.74 | 1 | 0.74 | HITACHI(HE) |  | 0 | 1 | 1 | 2 | Flow 2: Port → WH → Site | Hauler Indoor | HITACHI
5097 | PRL-CS-034-O2 | HVDC-ADOPT-HE-0340 | MIR | EQ-224 | 280868 | 1 | Indoor | Accessories of 110V-3200Ah.Front & top covers packed in EPE sheet with stretch film. | 97.4 | 75.5 | 47.4 | 0.34857 | 127.3 | 155.8 | Stackable 1 tier | 85044090 | SEK | 4121 | MSC SABRINA | India | Visakhapatnam | Khalifa port | 2025-04-07 | 2025-05-02 | [7 empty] | 2025-05-15 | [6 empty] | CASE_LIST | 1 |  | warehouse | Hauler Indoor | 2025-05-15 | warehouse | 1 | 1 | -1 | 0 | 0.74 | 1 | 0.74 | HITACHI(HE) |  | 0 | 1 | 1 | 2 | Flow 2: Port → WH → Site | Hauler Indoor | HITACHI
5098 | PRL-CS-034-O2 | HVDC-ADOPT-HE-0340 | MIR | EQ-224 | 280869 | 1 | Indoor | Accessories of 110V-3200Ah.Front & top covers packed in EPE sheet with stretch film. | 97.4 | 75.5 | 47.4 | 0.34857 | 127.3 | 155.8 | Stackable 1 tier | 85044090 | SEK | 4121 | MSC SABRINA | India | Visakhapatnam | Khalifa port | 2025-04-07 | 2025-05-02 | [7 empty] | 2025-05-15 | [6 empty] | CASE_LIST | 1 |  | warehouse | Hauler Indoor | 2025-05-15 | warehouse | 1 | 1 | -1 | 0 | 0.74 | 1 | 0.74 | HITACHI(HE) |  | 0 | 1 | 1 | 2 | Flow 2: Port → WH → Site | Hauler Indoor | HITACHI
5099 | PRL-CS-034-O2 | HVDC-ADOPT-HE-0340 | MIR | EQ-224 | 280870 | 1 | Indoor | Accessories of 110V-3200Ah.Front & top covers packed in EPE sheet with stretch film. | 97.4 | 75.5 | 47.4 | 0.34857 | 127.3 | 155.8 | Stackable 1 tier | 85044090 | SEK | 4121 | MSC SABRINA | India | Visakhapatnam | Khalifa port | 2025-04-07 | 2025-05-02 | [7 empty] | 2025-05-15 | [6 empty] | CASE_LIST | 1 |  | warehouse | Hauler Indoor | 2025-05-15 | warehouse | 1 | 1 | -1 | 0 | 0.74 | 1 | 0.74 | HITACHI(HE) |  | 0 | 1 | 1 | 2 | Flow 2: Port → WH → Site | Hauler Indoor | HITACHI
5100 | PRL-CS-034-O2 | HVDC-ADOPT-HE-0340 | MIR | EQ-224 | 280871 | 1 | Indoor | Accessories of 110V-3200Ah.Front & top covers packed in EPE sheet with stretch film. | 97.4 | 75.5 | 47.4 | 0.34857 | 127.3 | 155.8 | Stackable 1 tier | 85044090 | SEK | 4121 | MSC SABRINA | India | Visakhapatnam | Khalifa port | 2025-04-07 | 2025-05-02 | [7 empty] | 2025-05-15 | [6 empty] | CASE_LIST | 1 |  | warehouse | Hauler Indoor | 2025-05-15 | warehouse | 1 | 1 | -1 | 0 | 0.74 | 1 | 0.74 | HITACHI(HE) |  | 0 | 1 | 1 | 2 | Flow 2: Port → WH → Site | Hauler Indoor | HITACHI
5101 | PRL-CS-034-O2 | HVDC-ADOPT-HE-0340 | MIR | EQ-224 | 280872 | 1 | Indoor | Accessories of 110V-3200Ah.Front & top covers packed in EPE sheet with stretch film. | 97.4 | 75.5 | 47.4 | 0.34857 | 127.3 | 155.8 | Stackable 1 tier | 85044090 | SEK | 4121 | MSC SABRINA | India | Visakhapatnam | Khalifa port | 2025-04-07 | 2025-05-02 | [7 empty] | 2025-05-15 | [6 empty] | CASE_LIST | 1 |  | warehouse | Hauler Indoor | 2025-05-15 | warehouse | 1 | 1 | -1 | 0 | 0.74 | 1 | 0.74 | HITACHI(HE) |  | 0 | 1 | 1 | 2 | Flow 2: Port → WH → Site | Hauler Indoor | HITACHI
5102 | PRL-CS-034-O2 | HVDC-ADOPT-HE-0340 | MIR | EQ-224 | 280873 | 1 | Indoor | Accessories of 110V-3200Ah.Front & top covers packed in EPE sheet with stretch film. | 97.4 | 75.5 | 47.4 | 0.34857 | 127.3 | 155.8 | Stackable 1 tier | 85044090 | SEK | 4121 | MSC SABRINA | India | Visakhapatnam | Khalifa port | 2025-04-07 | 2025-05-02 | [7 empty] | 2025-05-15 | [6 empty] | CASE_LIST | 1 |  | warehouse | Hauler Indoor | 2025-05-15 | warehouse | 1 | 1 | -1 | 0 | 0.74 | 1 | 0.74 | HITACHI(HE) |  | 0 | 1 | 1 | 2 | Flow 2: Port → WH → Site | Hauler Indoor | HITACHI
5167 | PRL-CS-035-O3 | HVDC-ADOPT-HE-0339 | SHU | EQ-352 | 192227 | 1 | Outdoor | Al-Conductor | 160 | 160 | 102 | 2.611 | 1328 | 1465 | Stackable 1 tier | 76149000 | SEK | 124964.8 | MSC MIRJA | BELGIUM | Antwerp | Khalifa port | 2025-04-12 | 2025-05-30 | [11 empty] | 2025-07-11 |  |  | CASE_LIST |  | 1 | site | SHU | 2025-07-11 | site | 0 | 1 | 1 | 2 | 2.56 | 1 | 2.56 | HITACHI(HE) |  | 1 | 1 | 0 | 1 | Flow 1: Port → Site | SHU | HITACHI
5165 | PRL-CS-035-O2 | HVDC-ADOPT-HE-0338 | AGI | EQ-352 | 366137 | 1 | Outdoor | Al-Conductor | 160 | 160 | 102 | 2.611 | 866 | 1001 | Stackable 1 tier | 76149000 | SEK | 92560.27 | MSC MIRJA | BELGIUM | Antwerp | Khalifa port | 2025-04-12 | 2025-05-30 |  |  |  |  | 2025-07-04 | [9 empty] | CASE_LIST | 1 |  | warehouse | DSV Outdoor | 2025-07-04 | warehouse | 1 | 1 | -1 | 0 | 2.56 | 1 | 2.56 | HITACHI(HE) |  | 0 | 1 | 1 | 2 | Flow 2: Port → WH → Site | DSV Outdoor | HITACHI
5166 | PRL-CS-035-O2 | HVDC-ADOPT-HE-0338 | DAS | EQ-352 | 209277 | 1 | Outdoor | Al-Conductor | 160 | 160 | 102 | 2.611 | 1437 | 1572 | Stackable 1 tier | 76149000 | SEK | 149258.6 | MSC MIRJA | BELGIUM | Antwerp | Khalifa port | 2025-04-12 | 2025-05-30 |  |  |  |  | 2025-07-04 | [7 empty] | 2025-08-07 |  | CASE_LIST | 1 | 1 | site | DAS | 2025-08-07 | site | 1 | 2 | 0 | 2 | 2.56 | 1 | 2.56 | HITACHI(HE) |  | 1 | 2 | 1 | 2 | Flow 2: Port → WH → Site | DAS | HITACHI
5164 | PRL-CS-035-O1 | HVDC-ADOPT-HE-0337 | MIR | EQ-352 | 280752 | 1 | Outdoor | Al-Conductor | 160 | 160 | 102 | 2.611 | 890 | 1030 | Stackable 1 tier | 76149000 | SEK | 95025.42 | MSC MIRJA | BELGIUM | Antwerp | Khalifa port | 2025-04-12 | 2025-05-30 | [10 empty] | 2025-06-25 |  |  |  | CASE_LIST |  | 1 | site | MIR | 2025-06-25 | site | 0 | 1 | 1 | 2 | 2.56 | 1 | 2.56 | HITACHI(HE) |  | 1 | 1 | 0 | 1 | Flow 1: Port → Site | MIR | HITACHI
5328 | PRL-ZAK-019-O | HVDC-ADOPT-HE-0336 | AGI | EQ-014 | 366138 | 1 | Outdoor covered | Racks + Capacitors | 192 | 195 | 220 | 8.2368 | 1500 | 1950 | Not stackable | 85321000 | SEK | 407585 | MSC MIRJA | BELGIUM | Antwerp | Khalifa port | 2025-04-26 | 2025-06-05 |  |  |  |  | 2025-06-13 | [9 empty] | CASE_LIST | 1 |  | warehouse | DSV Outdoor | 2025-06-13 | warehouse | 1 | 1 | -1 | 0 | 3.74 | 0 | 3.74 | HITACHI(HE) |  | 0 | 1 | 1 | 2 | Flow 2: Port → WH → Site | DSV Outdoor | HITACHI
5329 | PRL-ZAK-019-O | HVDC-ADOPT-HE-0336 | AGI | EQ-014 | 366139 | 1 | Outdoor covered | Racks + Capacitors | 192 | 195 | 190 | 7.1136 | 1250 | 1660 | Not stackable | 85321000 | SEK | 407585 | MSC MIRJA | BELGIUM | Antwerp | Khalifa port | 2025-04-26 | 2025-06-05 |  |  |  |  | 2025-06-13 | [9 empty] | CASE_LIST | 1 |  | warehouse | DSV Outdoor | 2025-06-13 | warehouse | 1 | 1 | -1 | 0 | 3.74 | 0 | 3.74 | HITACHI(HE) |  | 0 | 1 | 1 | 2 | Flow 2: Port → WH → Site | DSV Outdoor | HITACHI
5330 | PRL-ZAK-019-O | HVDC-ADOPT-HE-0336 | AGI | EQ-014 | 366140 | 1 | Outdoor covered | Racks + Capacitors | 192 | 195 | 220 | 8.2368 | 1500 | 1950 | Not stackable | 85321000 | SEK | 407585 | MSC MIRJA | BELGIUM | Antwerp | Khalifa port | 2025-04-26 | 2025-06-05 |  |  |  |  | 2025-06-13 | [9 empty] | CASE_LIST | 1 |  | warehouse | DSV Outdoor | 2025-06-13 | warehouse | 1 | 1 | -1 | 0 | 3.74 | 0 | 3.74 | HITACHI(HE) |  | 0 | 1 | 1 | 2 | Flow 2: Port → WH → Site | DSV Outdoor | HITACHI
5331 | PRL-ZAK-019-O | HVDC-ADOPT-HE-0336 | AGI | EQ-014 | 366141 | 1 | Outdoor covered | Racks + Capacitors | 192 | 195 | 190 | 7.1136 | 1250 | 1660 | Not stackable | 85321000 | SEK | 407585 | MSC MIRJA | BELGIUM | Antwerp | Khalifa port | 2025-04-26 | 2025-06-05 |  |  |  |  | 2025-06-13 | [9 empty] | CASE_LIST | 1 |  | warehouse | DSV Outdoor | 2025-06-13 | warehouse | 1 | 1 | -1 | 0 | 3.74 | 0 | 3.74 | HITACHI(HE) |  | 0 | 1 | 1 | 2 | Flow 2: Port → WH → Site | DSV Outdoor | HITACHI
5332 | PRL-ZAK-019-O | HVDC-ADOPT-HE-0336 | AGI | EQ-014 | 366142 | 1 | Outdoor covered | Racks + Capacitors | 192 | 195 | 220 | 8.2368 | 1500 | 1950 | Not stackable | 85321000 | SEK | 407585 | MSC MIRJA | BELGIUM | Antwerp | Khalifa port | 2025-04-26 | 2025-06-05 |  |  |  |  | 2025-06-13 | [9 empty] | CASE_LIST | 1 |  | warehouse | DSV Outdoor | 2025-06-13 | warehouse | 1 | 1 | -1 | 0 | 3.74 | 0 | 3.74 | HITACHI(HE) |  | 0 | 1 | 1 | 2 | Flow 2: Port → WH → Site | DSV Outdoor | HITACHI
5333 | PRL-ZAK-019-O | HVDC-ADOPT-HE-0336 | AGI | EQ-014 | 366143 | 1 | Outdoor covered | Racks + Capacitors | 192 | 195 | 190 | 7.1136 | 1250 | 1660 | Not stackable | 85321000 | SEK | 407585 | MSC MIRJA | BELGIUM | Antwerp | Khalifa port | 2025-04-26 | 2025-06-05 |  |  |  |  | 2025-06-13 | [9 empty] | CASE_LIST | 1 |  | warehouse | DSV Outdoor | 2025-06-13 | warehouse | 1 | 1 | -1 | 0 | 3.74 | 0 | 3.74 | HITACHI(HE) |  | 0 | 1 | 1 | 2 | Flow 2: Port → WH → Site | DSV Outdoor | HITACHI
5334 | PRL-ZAK-019-O | HVDC-ADOPT-HE-0336 | AGI | EQ-014 | 366144 | 1 | Outdoor covered | Racks + Capacitors | 192 | 195 | 220 | 8.2368 | 1500 | 1950 | Not stackable | 85321000 | SEK | 407585 | MSC MIRJA | BELGIUM | Antwerp | Khalifa port | 2025-04-26 | 2025-06-05 |  |  |  |  | 2025-06-13 | [9 empty] | CASE_LIST | 1 |  | warehouse | DSV Outdoor | 2025-06-13 | warehouse | 1 | 1 | -1 | 0 | 3.74 | 0 | 3.74 | HITACHI(HE) |  | 0 | 1 | 1 | 2 | Flow 2: Port → WH → Site | DSV Outdoor | HITACHI
5335 | PRL-ZAK-019-O | HVDC-ADOPT-HE-0336 | AGI | EQ-014 | 366145 | 1 | Outdoor covered | Racks + Capacitors | 192 | 195 | 190 | 7.1136 | 1250 | 1660 | Not stackable | 85321000 | SEK | 407585 | MSC MIRJA | BELGIUM | Antwerp | Khalifa port | 2025-04-26 | 2025-06-05 |  |  |  |  | 2025-07-04 | [9 empty] | CASE_LIST | 1 |  | warehouse | DSV Outdoor | 2025-07-04 | warehouse | 1 | 1 | -1 | 0 | 3.74 | 0 | 3.74 | HITACHI(HE) |  | 0 | 1 | 1 | 2 | Flow 2: Port → WH → Site | DSV Outdoor | HITACHI
5336 | PRL-ZAK-019-O | HVDC-ADOPT-HE-0336 | AGI | EQ-014 | 366146 | 1 | Outdoor covered | Corona bar | 280 | 205 | 85 | 4.879 | 122.7 | 430 | Stackable tier 1 | 85321000 | SEK | 407585 | MSC MIRJA | BELGIUM | Antwerp | Khalifa port | 2025-04-26 | 2025-06-05 |  |  |  |  | 2025-06-13 | [9 empty] | CASE_LIST | 1 |  | warehouse | DSV Outdoor | 2025-06-13 | warehouse | 1 | 1 | -1 | 0 | 5.74 | 1 | 5.74 | HITACHI(HE) |  | 0 | 1 | 1 | 2 | Flow 2: Port → WH → Site | DSV Outdoor | HITACHI
5337 | PRL-ZAK-019-O | HVDC-ADOPT-HE-0336 | AGI | EQ-014 | 366147 | 1 | Outdoor covered | Corona bar | 280 | 205 | 85 | 4.879 | 122.7 | 430 | Stackable tier 1 | 85321000 | SEK | 407585 | MSC MIRJA | BELGIUM | Antwerp | Khalifa port | 2025-04-26 | 2025-06-05 |  |  |  |  | 2025-06-13 | [9 empty] | CASE_LIST | 1 |  | warehouse | DSV Outdoor | 2025-06-13 | warehouse | 1 | 1 | -1 | 0 | 5.74 | 1 | 5.74 | HITACHI(HE) |  | 0 | 1 | 1 | 2 | Flow 2: Port → WH → Site | DSV Outdoor | HITACHI
5338 | PRL-ZAK-019-O | HVDC-ADOPT-HE-0336 | AGI | EQ-014 | 366148 | 1 | Outdoor covered | Corona bar | 280 | 205 | 85 | 4.879 | 122.7 | 430 | Stackable tier 1 | 85321000 | SEK | 407585 | MSC MIRJA | BELGIUM | Antwerp | Khalifa port | 2025-04-26 | 2025-06-05 |  |  |  |  | 2025-06-13 | [9 empty] | CASE_LIST | 1 |  | warehouse | DSV Outdoor | 2025-06-13 | warehouse | 1 | 1 | -1 | 0 | 5.74 | 1 | 5.74 | HITACHI(HE) |  | 0 | 1 | 1 | 2 | Flow 2: Port → WH → Site | DSV Outdoor | HITACHI
5339 | PRL-ZAK-019-O | HVDC-ADOPT-HE-0336 | AGI | EQ-014 | 366149 | 1 | Outdoor covered | Corona bar | 280 | 205 | 85 | 4.879 | 122.7 | 430 | Stackable tier 1 | 85321000 | SEK | 407585 | MSC MIRJA | BELGIUM | Antwerp | Khalifa port | 2025-04-26 | 2025-06-05 |  |  |  |  | 2025-06-13 | [9 empty] | CASE_LIST | 1 |  | warehouse | DSV Outdoor | 2025-06-13 | warehouse | 1 | 1 | -1 | 0 | 5.74 | 1 | 5.74 | HITACHI(HE) |  | 0 | 1 | 1 | 2 | Flow 2: Port → WH → Site | DSV Outdoor | HITACHI
5340 | PRL-ZAK-019-O | HVDC-ADOPT-HE-0336 | AGI | EQ-014 | 366150 | 1 | Outdoor covered | Corona bar | 280 | 145 | 85 | 3.451 | 81.8 | 280 | Stackable tier 1 | 85321000 | SEK | 407585 | MSC MIRJA | BELGIUM | Antwerp | Khalifa port | 2025-04-26 | 2025-06-05 |  |  |  |  | 2025-06-13 | [9 empty] | CASE_LIST | 1 |  | warehouse | DSV Outdoor | 2025-06-13 | warehouse | 1 | 1 | -1 | 0 | 4.06 | 1 | 4.06 | HITACHI(HE) |  | 0 | 1 | 1 | 2 | Flow 2: Port → WH → Site | DSV Outdoor | HITACHI
5341 | PRL-ZAK-019-O | HVDC-ADOPT-HE-0336 | AGI | EQ-014 | 366151 | 1 | Outdoor covered | Corona bar | 280 | 145 | 85 | 3.451 | 81.8 | 280 | Stackable tier 1 | 85321000 | SEK | 407585 | MSC MIRJA | BELGIUM | Antwerp | Khalifa port | 2025-04-26 | 2025-06-05 |  |  |  |  | 2025-06-13 | [9 empty] | CASE_LIST | 1 |  | warehouse | DSV Outdoor | 2025-06-13 | warehouse | 1 | 1 | -1 | 0 | 4.06 | 1 | 4.06 | HITACHI(HE) |  | 0 | 1 | 1 | 2 | Flow 2: Port → WH → Site | DSV Outdoor | HITACHI
5342 | PRL-ZAK-019-O | HVDC-ADOPT-HE-0336 | AGI | EQ-014 | 366152 | 1 | Outdoor covered | Accessories | 165 | 110 | 115 | 2.0873 | 488.4 | 685 | Not stackable | 85321000 | SEK | 407585 | MSC MIRJA | BELGIUM | Antwerp | Khalifa port | 2025-04-26 | 2025-06-05 |  |  |  |  | 2025-07-04 | [9 empty] | CASE_LIST | 1 |  | warehouse | DSV Outdoor | 2025-07-04 | warehouse | 1 | 1 | -1 | 0 | 1.81 | 0 | 1.81 | HITACHI(HE) |  | 0 | 1 | 1 | 2 | Flow 2: Port → WH → Site | DSV Outdoor | HITACHI
5343 | PRL-ZAK-019-O | HVDC-ADOPT-HE-0336 | AGI | EQ-014 | 366153 | 1 | Outdoor covered | DCMKP 19.6/61,6µF | 80 | 45 | 130 | 0.468 | 59 | 115 | Not stackable | 85321000 | SEK | 407585 | MSC MIRJA | BELGIUM | Antwerp | Khalifa port | 2025-04-26 | 2025-06-05 |  |  |  |  | 2025-07-04 | [9 empty] | CASE_LIST | 1 |  | warehouse | DSV Outdoor | 2025-07-04 | warehouse | 1 | 1 | -1 | 0 | 0.36 | 0 | 0.36 | HITACHI(HE) |  | 0 | 1 | 1 | 2 | Flow 2: Port → WH → Site | DSV Outdoor | HITACHI
5344 | PRL-ZAK-019-O | HVDC-ADOPT-HE-0336 | AGI | EQ-014 | 366154 | 1 | Outdoor covered | Insulator | 80 | 60 | 90 | 0.432 | 62.8 | 80 | Stackable tier 1 | 85321000 | SEK | 407585 | MSC MIRJA | BELGIUM | Antwerp | Khalifa port | 2025-04-26 | 2025-06-05 |  |  |  |  | 2025-06-13 | [9 empty] | CASE_LIST | 1 |  | warehouse | DSV Outdoor | 2025-06-13 | warehouse | 1 | 1 | -1 | 0 | 0.48 | 1 | 0.48 | HITACHI(HE) |  | 0 | 1 | 1 | 2 | Flow 2: Port → WH → Site | DSV Outdoor | HITACHI
5345 | PRL-ZAK-019-O | HVDC-ADOPT-HE-0336 | AGI | EQ-014 | 366155 | 1 | Outdoor covered | Insulator | 80 | 60 | 90 | 0.432 | 15.7 | 35 | Stackable tier 1 | 85321000 | SEK | 407585 | MSC MIRJA | BELGIUM | Antwerp | Khalifa port | 2025-04-26 | 2025-06-05 |  |  |  |  | 2025-06-13 | [9 empty] | CASE_LIST | 1 |  | warehouse | DSV Outdoor | 2025-06-13 | warehouse | 1 | 1 | -1 | 0 | 0.48 | 1 | 0.48 | HITACHI(HE) |  | 0 | 1 | 1 | 2 | Flow 2: Port → WH → Site | DSV Outdoor | HITACHI
4401 | PRL-O-019-O2 | HVDC-ADOPT-HE-0335 | SHU | EQ-002 | SLXU260617-3 | 1 | Outdoor | NYTRO 10XN Transformer Oil | 606 | 244 | 259 | 38.2968 | 21740 | 21740 | Stackable | 27102090 | SEK | 426036.3 | VANCOUVER EXPRESS | BELGIUM | Antwerp | Khalifa port | 2025-02-22 | 2025-04-11 | [11 empty] | 2025-04-30 |  |  | CASE_LIST |  | 1 | site | SHU | 2025-04-30 | site | 0 | 1 | 1 | 2 | 14.79 | 1 | 14.79 | UNKNOWN |  | 1 | 1 | 0 | 1 | Flow 1: Port → Site | SHU
4402 | PRL-O-019-O2 | HVDC-ADOPT-HE-0335 | SHU | EQ-002 | SLZU261987-0 | 1 | Outdoor | NYTRO 10XN Transformer Oil | 606 | 244 | 259 | 38.2968 | 21780 | 21780 | Stackable | 27102090 | SEK | 426820.1 | VANCOUVER EXPRESS | BELGIUM | Antwerp | Khalifa port | 2025-02-22 | 2025-04-11 | [11 empty] | 2025-04-30 |  |  | CASE_LIST |  | 1 | site | SHU | 2025-04-30 | site | 0 | 1 | 1 | 2 | 14.79 | 1 | 14.79 | UNKNOWN |  | 1 | 1 | 0 | 1 | Flow 1: Port → Site | SHU
4403 | PRL-O-019-O2 | HVDC-ADOPT-HE-0335 | SHU | EQ-002 | SLZU260578-9 | 1 | Outdoor | NYTRO 10XN Transformer Oil | 606 | 244 | 259 | 38.2968 | 21760 | 21760 | Stackable | 27102090 | SEK | 426428.2 | VANCOUVER EXPRESS | BELGIUM | Antwerp | Khalifa port | 2025-02-22 | 2025-04-11 | [11 empty] | 2025-04-30 |  |  | CASE_LIST |  | 1 | site | SHU | 2025-04-30 | site | 0 | 1 | 1 | 2 | 14.79 | 1 | 14.79 | UNKNOWN |  | 1 | 1 | 0 | 1 | Flow 1: Port → Site | SHU
4404 | PRL-O-019-O2 | HVDC-ADOPT-HE-0335 | SHU | EQ-002 | SLZU260391-3 | 1 | Outdoor | NYTRO 10XN Transformer Oil | 606 | 244 | 259 | 38.2968 | 21840 | 21840 | Stackable | 27102090 | SEK | 427996 | VANCOUVER EXPRESS | BELGIUM | Antwerp | Khalifa port | 2025-02-22 | 2025-04-11 | [11 empty] | 2025-04-30 |  |  | CASE_LIST |  | 1 | site | SHU | 2025-04-30 | site | 0 | 1 | 1 | 2 | 14.79 | 1 | 14.79 | UNKNOWN |  | 1 | 1 | 0 | 1 | Flow 1: Port → Site | SHU
4405 | PRL-O-019-O2 | HVDC-ADOPT-HE-0335 | SHU | EQ-002 | FLNU601464-0 | 1 | Outdoor | NYTRO 10XN Transformer Oil | 606 | 244 | 259 | 38.2968 | 21700 | 21700 | Stackable | 27102090 | SEK | 425252.4 | VANCOUVER EXPRESS | BELGIUM | Antwerp | Khalifa port | 2025-02-22 | 2025-04-11 | [11 empty] | 2025-04-30 |  |  | CASE_LIST |  | 1 | site | SHU | 2025-04-30 | site | 0 | 1 | 1 | 2 | 14.79 | 1 | 14.79 | UNKNOWN |  | 1 | 1 | 0 | 1 | Flow 1: Port → Site | SHU
4406 | PRL-O-019-O2 | HVDC-ADOPT-HE-0335 | SHU | EQ-002 | FLNU502296-0 | 1 | Outdoor | NYTRO 10XN Transformer Oil | 606 | 244 | 259 | 38.2968 | 20940 | 20940 | Stackable | 27102090 | SEK | 410358.8 | VANCOUVER EXPRESS | BELGIUM | Antwerp | Khalifa port | 2025-02-22 | 2025-04-11 | [11 empty] | 2025-04-30 |  |  | CASE_LIST |  | 1 | site | SHU | 2025-04-30 | site | 0 | 1 | 1 | 2 | 14.79 | 1 | 14.79 | UNKNOWN |  | 1 | 1 | 0 | 1 | Flow 1: Port → Site | SHU
4407 | PRL-O-019-O2 | HVDC-ADOPT-HE-0335 | SHU | EQ-002 | SWIU126377-1 | 1 | Outdoor | NYTRO 10XN Transformer Oil | 606 | 244 | 259 | 38.2968 | 21620 | 21620 | Stackable | 27102090 | SEK | 423684.6 | VANCOUVER EXPRESS | BELGIUM | Antwerp | Khalifa port | 2025-02-22 | 2025-04-11 | [11 empty] | 2025-04-30 |  |  | CASE_LIST |  | 1 | site | SHU | 2025-04-30 | site | 0 | 1 | 1 | 2 | 14.79 | 1 | 14.79 | UNKNOWN |  | 1 | 1 | 0 | 1 | Flow 1: Port → Site | SHU
4408 | PRL-O-019-O2 | HVDC-ADOPT-HE-0335 | SHU | EQ-002 | SEGU816119-2 | 1 | Outdoor | NYTRO 10XN Transformer Oil | 606 | 244 | 259 | 38.2968 | 21740 | 21740 | Stackable | 27102090 | SEK | 426036.3 | VANCOUVER EXPRESS | BELGIUM | Antwerp | Khalifa port | 2025-02-22 | 2025-04-11 | [11 empty] | 2025-04-30 |  |  | CASE_LIST |  | 1 | site | SHU | 2025-04-30 | site | 0 | 1 | 1 | 2 | 14.79 | 1 | 14.79 | UNKNOWN |  | 1 | 1 | 0 | 1 | Flow 1: Port → Site | SHU
4366 | PRL-O-019-O1 | HVDC-ADOPT-HE-0334 | SHU | EQ-002 | EXFU562524-3 | 1 | Outdoor | NYTRO 10XN Transformer Oil | 606 | 244 | 259 | 38.2968 | 21000 | 21000 | Stackable | 27102090 | SEK | 411534.6 | MUNDRA EXPRESS | BELGIUM | Antwerp | Khalifa port | 2025-02-22 | 2025-04-01 | [11 empty] | 2025-04-18 |  |  | CASE_LIST |  | 1 | site | SHU | 2025-04-18 | site | 0 | 1 | 1 | 2 | 14.79 | 1 | 14.79 | UNKNOWN |  | 1 | 1 | 0 | 1 | Flow 1: Port → Site | SHU
4367 | PRL-O-019-O1 | HVDC-ADOPT-HE-0334 | SHU | EQ-002 | EXFU562584-0 | 1 | Outdoor | NYTRO 10XN Transformer Oil | 606 | 244 | 259 | 38.2968 | 20900 | 20900 | Stackable | 27102090 | SEK | 409574.9 | MUNDRA EXPRESS | BELGIUM | Antwerp | Khalifa port | 2025-02-22 | 2025-04-01 | [11 empty] | 2025-04-18 |  |  | CASE_LIST |  | 1 | site | SHU | 2025-04-18 | site | 0 | 1 | 1 | 2 | 14.79 | 1 | 14.79 | UNKNOWN |  | 1 | 1 | 0 | 1 | Flow 1: Port → Site | SHU
4368 | PRL-O-019-O1 | HVDC-ADOPT-HE-0334 | SHU | EQ-002 | FLNU680544-5 | 1 | Outdoor | NYTRO 10XN Transformer Oil | 606 | 244 | 259 | 38.2968 | 21640 | 21640 | Stackable | 27102090 | SEK | 424076.6 | MUNDRA EXPRESS | BELGIUM | Antwerp | Khalifa port | 2025-02-22 | 2025-04-01 | [11 empty] | 2025-04-18 |  |  | CASE_LIST |  | 1 | site | SHU | 2025-04-18 | site | 0 | 1 | 1 | 2 | 14.79 | 1 | 14.79 | UNKNOWN |  | 1 | 1 | 0 | 1 | Flow 1: Port → Site | SHU
4369 | PRL-O-019-O1 | HVDC-ADOPT-HE-0334 | SHU | EQ-002 | FLNU680572-2 | 1 | Outdoor | NYTRO 10XN Transformer Oil | 606 | 244 | 259 | 38.2968 | 21600 | 21600 | Stackable | 27102090 | SEK | 423292.7 | MUNDRA EXPRESS | BELGIUM | Antwerp | Khalifa port | 2025-02-22 | 2025-04-01 | [11 empty] | 2025-04-18 |  |  | CASE_LIST |  | 1 | site | SHU | 2025-04-18 | site | 0 | 1 | 1 | 2 | 14.79 | 1 | 14.79 | UNKNOWN |  | 1 | 1 | 0 | 1 | Flow 1: Port → Site | SHU
4370 | PRL-O-019-O1 | HVDC-ADOPT-HE-0334 | SHU | EQ-002 | GMCU316089-2 | 1 | Outdoor | NYTRO 10XN Transformer Oil | 606 | 244 | 259 | 38.2968 | 21780 | 21780 | Stackable | 27102090 | SEK | 426820.1 | MUNDRA EXPRESS | BELGIUM | Antwerp | Khalifa port | 2025-02-22 | 2025-04-01 | [11 empty] | 2025-04-18 |  |  | CASE_LIST |  | 1 | site | SHU | 2025-04-18 | site | 0 | 1 | 1 | 2 | 14.79 | 1 | 14.79 | UNKNOWN |  | 1 | 1 | 0 | 1 | Flow 1: Port → Site | SHU
4371 | PRL-O-019-O1 | HVDC-ADOPT-HE-0334 | SHU | EQ-002 | SLZU260106-3 | 1 | Outdoor | NYTRO 10XN Transformer Oil | 606 | 244 | 259 | 38.2968 | 21780 | 21780 | Stackable | 27102090 | SEK | 426820.1 | MUNDRA EXPRESS | BELGIUM | Antwerp | Khalifa port | 2025-02-22 | 2025-04-01 | [11 empty] | 2025-04-18 |  |  | CASE_LIST |  | 1 | site | SHU | 2025-04-18 | site | 0 | 1 | 1 | 2 | 14.79 | 1 | 14.79 | UNKNOWN |  | 1 | 1 | 0 | 1 | Flow 1: Port → Site | SHU
4372 | PRL-O-019-O1 | HVDC-ADOPT-HE-0334 | SHU | EQ-002 | SLZU260707-7 | 1 | Outdoor | NYTRO 10XN Transformer Oil | 606 | 244 | 259 | 38.2968 | 21700 | 21700 | Stackable | 27102090 | SEK | 425252.4 | MUNDRA EXPRESS | BELGIUM | Antwerp | Khalifa port | 2025-02-22 | 2025-04-01 | [11 empty] | 2025-04-18 |  |  | CASE_LIST |  | 1 | site | SHU | 2025-04-18 | site | 0 | 1 | 1 | 2 | 14.79 | 1 | 14.79 | UNKNOWN |  | 1 | 1 | 0 | 1 | Flow 1: Port → Site | SHU
4373 | PRL-O-019-O1 | HVDC-ADOPT-HE-0334 | SHU | EQ-002 | SLZU262004-2 | 1 | Outdoor | NYTRO 10XN Transformer Oil | 606 | 244 | 259 | 38.2968 | 21780 | 21780 | Stackable | 27102090 | SEK | 426820.1 | MUNDRA EXPRESS | BELGIUM | Antwerp | Khalifa port | 2025-02-22 | 2025-04-01 | [11 empty] | 2025-04-18 |  |  | CASE_LIST |  | 1 | site | SHU | 2025-04-18 | site | 0 | 1 | 1 | 2 | 14.79 | 1 | 14.79 | UNKNOWN |  | 1 | 1 | 0 | 1 | Flow 1: Port → Site | SHU
5135 | PRL-SHU-008-O8 | HVDC-ADOPT-HE-0333 | SHU | EQ-300 | 192078 | 1 | Outdoor covered | EXTERNAL PIPE SUPPORTS COOLERS PL 66 | 245 | 140 | 90 | 3.087 | 1150 | 1610 | Stackable 2 tier | 84198910 | SEK | 519218.1 | MSC LORETO | SWEDEN | Gothenburg | Khalifa port | 2025-03-27 | 2025-05-06 | [11 empty] | 2025-05-30 |  |  | CASE_LIST |  | 1 | site | SHU | 2025-05-30 | site | 0 | 1 | 1 | 2 | 3.43 | 2 | 3.43 | HITACHI(HE) |  | 1 | 1 | 0 | 1 | Flow 1: Port → Site | SHU | HITACHI
5136 | PRL-SHU-008-O8 | HVDC-ADOPT-HE-0333 | SHU | EQ-300 | 192079 | 1 | Outdoor covered | EXT. PIPE SUPPORTS COOLING ROOM PL65+67 | 390 | 130 | 105 | 5.3235 | 850 | 1350 | Stackable 2 tier | 84198910 | SEK | 519218.1 | MSC LORETO | SWEDEN | Gothenburg | Khalifa port | 2025-03-27 | 2025-05-06 | [11 empty] | 2025-05-30 |  |  | CASE_LIST |  | 1 | site | SHU | 2025-05-30 | site | 0 | 1 | 1 | 2 | 5.07 | 2 | 5.07 | HITACHI(HE) |  | 1 | 1 | 0 | 1 | Flow 1: Port → Site | SHU | HITACHI
5137 | PRL-SHU-008-O8 | HVDC-ADOPT-HE-0333 | SHU | EQ-300 | 192080 | 1 | Outdoor covered | EXTERNAL PIPE SUPPORTS COOLERS PL68 | 240 | 140 | 95 | 3.192 | 845 | 1300 | Stackable 2 tier | 84198910 | SEK | 519218.1 | MSC LORETO | SWEDEN | Gothenburg | Khalifa port | 2025-03-27 | 2025-05-06 | [11 empty] | 2025-05-30 |  |  | CASE_LIST |  | 1 | site | SHU | 2025-05-30 | site | 0 | 1 | 1 | 2 | 3.36 | 2 | 3.36 | HITACHI(HE) |  | 1 | 1 | 0 | 1 | Flow 1: Port → Site | SHU | HITACHI
5130 | PRL-DAS-013-O5 | HVDC-ADOPT-HE-0332 | DAS | EQ-300 | 208312 | 1 | Outdoor covered | EXTERNAL SYSTEM/ PIPES COOLING ROOM | 640 | 230 | 120 | 17.664 | 2570 | 3370 | Stackable 1 tier | 84198910 | SEK | 530298.2 | MSC LORETO | SWEDEN | Gothenburg | Khalifa port | 2025-03-27 | 2025-05-06 | [6 empty] | 2025-06-03 | [5 empty] | 2025-06-24 |  | CASE_LIST | 1 | 1 | site | DAS | 2025-06-24 | site | 1 | 2 | 0 | 2 | 14.72 | 1 | 14.72 | HITACHI(HE) |  | 1 | 2 | 1 | 3 | Flow 3: Port → MOSB → Site | DAS | HITACHI
5131 | PRL-DAS-013-O5 | HVDC-ADOPT-HE-0332 | DAS | EQ-300 | 208317 | 1 | Outdoor covered | EXTERNAL SYSTEM/ PIPES COOLERS 1/3 | 640 | 230 | 120 | 17.664 | 1850 | 2620 | Stackable 1 tier | 84198910 | SEK | 530298.2 | MSC LORETO | SWEDEN | Gothenburg | Khalifa port | 2025-03-27 | 2025-05-06 | [6 empty] | 2025-06-03 | [5 empty] | 2025-06-24 |  | CASE_LIST | 1 | 1 | site | DAS | 2025-06-24 | site | 1 | 2 | 0 | 2 | 14.72 | 1 | 14.72 | HITACHI(HE) |  | 1 | 2 | 1 | 3 | Flow 3: Port → MOSB → Site | DAS | HITACHI
5132 | PRL-DAS-013-O5 | HVDC-ADOPT-HE-0332 | DAS | EQ-300 | 209186 | 1 | Outdoor covered | EXTERNAL SYSTEM/ PIPES COOLERS 2/3 | 640 | 230 | 100 | 14.72 | 1060 | 1860 | Stackable 1 tier | 84198910 | SEK | 530298.2 | MSC LORETO | SWEDEN | Gothenburg | Khalifa port | 2025-03-27 | 2025-05-06 | [6 empty] | 2025-06-03 | [5 empty] | 2025-06-24 |  | CASE_LIST | 1 | 1 | site | DAS | 2025-06-24 | site | 1 | 2 | 0 | 2 | 14.72 | 1 | 14.72 | HITACHI(HE) |  | 1 | 2 | 1 | 3 | Flow 3: Port → MOSB → Site | DAS | HITACHI
5133 | PRL-DAS-013-O5 | HVDC-ADOPT-HE-0332 | DAS | EQ-300 | 209187 | 1 | Outdoor covered | EXTERNAL SYSTEM/ PIPES COOLERS 3/3 | 640 | 230 | 100 | 14.72 | 1690 | 2490 | Stackable 1 tier | 84198910 | SEK | 530298.2 | MSC LORETO | SWEDEN | Gothenburg | Khalifa port | 2025-03-27 | 2025-05-06 | [6 empty] | 2025-06-03 | [5 empty] | 2025-06-24 |  | CASE_LIST | 1 | 1 | site | DAS | 2025-06-24 | site | 1 | 2 | 0 | 2 | 14.72 | 1 | 14.72 | HITACHI(HE) |  | 1 | 2 | 1 | 3 | Flow 3: Port → MOSB → Site | DAS | HITACHI
5134 | PRL-DAS-013-O5 | HVDC-ADOPT-HE-0332 | DAS | EQ-300 | 208334 | 1 | Outdoor covered | EXTERNAL PIPES COOLING ROOM | 640 | 230 | 120 | 17.664 | 1980 | 2810 | Stackable 1 tier | 84198910 | SEK | 530298.2 | MSC LORETO | SWEDEN | Gothenburg | Khalifa port | 2025-03-27 | 2025-05-06 | [6 empty] | 2025-06-03 | [5 empty] | 2025-06-24 |  | CASE_LIST | 1 | 1 | site | DAS | 2025-06-24 | site | 1 | 2 | 0 | 2 | 14.72 | 1 | 14.72 | HITACHI(HE) |  | 1 | 2 | 1 | 3 | Flow 3: Port → MOSB → Site | DAS | HITACHI
5103 | PRL-CS-028-O | HVDC-ADOPT-HE-0331 | DAS | EQ-009 | 208610 | 1 | Outdoor covered | GSA 73-AA Sp. | 260 | 64 | 72 | 1.1981 | 180 | 235 | Stackable / 3 pcs | 85469090 | SEK | 78705 | Maersk Hamburg | SWEDEN | Gothenburg | Khalifa port | 2025-03-20 | 2025-05-16 |  |  |  |  | 2025-05-24 |  | 2025-08-07 | [5 empty] | 2025-08-17 |  | CASE_LIST | 1 | 1 | site | DAS | 2025-08-17 | site | 2 | 3 | -1 | 2 | 1.66 | 3 | 1.66 | HITACHI(HE) |  | 1 | 3 | 2 | 4 | Flow 4: Port → WH → MOSB → Site | DAS | HITACHI
5104 | PRL-CS-028-O | HVDC-ADOPT-HE-0331 | DAS | EQ-009 | 208611 | 1 | Outdoor covered | GSA 73-AA Sp. | 260 | 64 | 72 | 1.1981 | 180 | 235 | Stackable / 3 pcs | 85469090 | SEK | 78705 | Maersk Hamburg | SWEDEN | Gothenburg | Khalifa port | 2025-03-20 | 2025-05-16 |  |  |  |  | 2025-05-24 |  | 2025-08-07 | [5 empty] | 2025-08-17 |  | CASE_LIST | 1 | 1 | site | DAS | 2025-08-17 | site | 2 | 3 | -1 | 2 | 1.66 | 3 | 1.66 | HITACHI(HE) |  | 1 | 3 | 2 | 4 | Flow 4: Port → WH → MOSB → Site | DAS | HITACHI
5105 | PRL-CS-028-O | HVDC-ADOPT-HE-0331 | DAS | EQ-009 | 208612 | 1 | Outdoor covered | GSA 73-AA Sp. | 260 | 64 | 72 | 1.1981 | 180 | 235 | Stackable / 3 pcs | 85469090 | SEK | 78705 | Maersk Hamburg | SWEDEN | Gothenburg | Khalifa port | 2025-03-20 | 2025-05-16 |  |  |  |  | 2025-05-24 |  | 2025-08-07 | [5 empty] | 2025-08-17 |  | CASE_LIST | 1 | 1 | site | DAS | 2025-08-17 | site | 2 | 3 | -1 | 2 | 1.66 | 3 | 1.66 | HITACHI(HE) |  | 1 | 3 | 2 | 4 | Flow 4: Port → WH → MOSB → Site | DAS | HITACHI
5106 | PRL-CS-028-O | HVDC-ADOPT-HE-0331 | AGI | EQ-009 | 365613 | 1 | Outdoor covered | GSA 73-AA Sp. | 260 | 64 | 72 | 1.1981 | 180 | 235 | Stackable / 3 pcs | 85469090 | SEK | 94446 | Maersk Hamburg | SWEDEN | Gothenburg | Khalifa port | 2025-03-20 | 2025-05-16 |  |  |  |  | 2025-05-24 | [9 empty] | CASE_LIST | 1 |  | warehouse | DSV Outdoor | 2025-05-24 | warehouse | 1 | 1 | -1 | 0 | 1.66 | 3 | 1.66 | HITACHI(HE) |  | 0 | 1 | 1 | 2 | Flow 2: Port → WH → Site | DSV Outdoor | HITACHI
5107 | PRL-CS-028-O | HVDC-ADOPT-HE-0331 | AGI | EQ-009 | 365614 | 1 | Outdoor covered | GSA 73-AA Sp. | 260 | 64 | 72 | 1.1981 | 180 | 235 | Stackable / 3 pcs | 85469090 | SEK | 94446 | Maersk Hamburg | SWEDEN | Gothenburg | Khalifa port | 2025-03-20 | 2025-05-16 |  |  |  |  | 2025-05-24 | [9 empty] | CASE_LIST | 1 |  | warehouse | DSV Outdoor | 2025-05-24 | warehouse | 1 | 1 | -1 | 0 | 1.66 | 3 | 1.66 | HITACHI(HE) |  | 0 | 1 | 1 | 2 | Flow 2: Port → WH → Site | DSV Outdoor | HITACHI
5108 | PRL-CS-028-O | HVDC-ADOPT-HE-0331 | AGI | EQ-009 | 365615 | 1 | Outdoor covered | GSA 73-AA Sp. | 260 | 64 | 72 | 1.1981 | 180 | 235 | Stackable / 3 pcs | 85469090 | SEK | 94446 | Maersk Hamburg | SWEDEN | Gothenburg | Khalifa port | 2025-03-20 | 2025-05-16 |  |  |  |  | 2025-05-24 | [9 empty] | CASE_LIST | 1 |  | warehouse | DSV Outdoor | 2025-05-24 | warehouse | 1 | 1 | -1 | 0 | 1.66 | 3 | 1.66 | HITACHI(HE) |  | 0 | 1 | 1 | 2 | Flow 2: Port → WH → Site | DSV Outdoor | HITACHI
5109 | PRL-CS-028-O | HVDC-ADOPT-HE-0331 | AGI | EQ-009 | 365616 | 1 | Outdoor covered | GSA 73-AA Sp. | 260 | 64 | 72 | 1.1981 | 180 | 235 | Stackable / 3 pcs | 85469090 | SEK | 94446 | Maersk Hamburg | SWEDEN | Gothenburg | Khalifa port | 2025-03-20 | 2025-05-16 |  |  |  |  | 2025-05-24 | [9 empty] | CASE_LIST | 1 |  | warehouse | DSV Outdoor | 2025-05-24 | warehouse | 1 | 1 | -1 | 0 | 1.66 | 3 | 1.66 | HITACHI(HE) |  | 0 | 1 | 1 | 2 | Flow 2: Port → WH → Site | DSV Outdoor | HITACHI
5110 | PRL-CS-028-O | HVDC-ADOPT-HE-0331 | AGI | EQ-009 | 365617 | 1 | Outdoor covered | GSA 73-AA Sp. | 260 | 64 | 72 | 1.1981 | 180 | 235 | Stackable / 3 pcs | 85469090 | SEK | 94446 | Maersk Hamburg | SWEDEN | Gothenburg | Khalifa port | 2025-03-20 | 2025-05-16 |  |  |  |  | 2025-05-24 | [9 empty] | CASE_LIST | 1 |  | warehouse | DSV Outdoor | 2025-05-24 | warehouse | 1 | 1 | -1 | 0 | 1.66 | 3 | 1.66 | HITACHI(HE) |  | 0 | 1 | 1 | 2 | Flow 2: Port → WH → Site | DSV Outdoor | HITACHI
4692 | PRL-O-025-O | HVDC-ADOPT-HE-0330 | DAS | EQ-352 | 209204 | 1 | Outdoor | Aluminium wire AAC Blubonnet | 224 | 190 | 224 | 9.5334 | 2090.34 | 2465.34 | Not stackable | 76149000 | SEK | 184421.1 | CSCL GLOBE | CHINA | Shanghai | Khalifa port | 2025-04-02 | 2025-04-22 |  |  |  |  | 2025-05-03 |  | 2025-07-30 | [5 empty] | 2025-08-03 |  | CASE_LIST | 1 | 1 | site | DAS | 2025-08-03 | site | 2 | 3 | -1 | 2 | 4.26 | 0 | 4.26 | HITACHI(HE) |  | 1 | 3 | 2 | 4 | Flow 4: Port → WH → MOSB → Site | DAS | HITACHI
4693 | PRL-O-025-O | HVDC-ADOPT-HE-0330 | AGI | EQ-352 | 366062 | 1 | Outdoor | Aluminium wire AAC Blubonnet | 224 | 190 | 224 | 9.5334 | 2488.5 | 2863.5 | Not stackable | 76149000 | SEK | 197594 | CSCL GLOBE | CHINA | Shanghai | Khalifa port | 2025-04-02 | 2025-04-22 |  |  |  |  | 2025-05-03 | [9 empty] | CASE_LIST | 1 |  | warehouse | DSV Outdoor | 2025-05-03 | warehouse | 1 | 1 | -1 | 0 | 4.26 | 0 | 4.26 | HITACHI(HE) |  | 0 | 1 | 1 | 2 | Flow 2: Port → WH → Site | DSV Outdoor | HITACHI
4694 | PRL-O-025-O | HVDC-ADOPT-HE-0330 | AGI | EQ-352 | 366063 | 1 | Outdoor | Aluminium wire AAC Blubonnet | 224 | 190 | 224 | 9.5334 | 2488.5 | 2863.5 | Not stackable | 76149000 | SEK | 197594 | CSCL GLOBE | CHINA | Shanghai | Khalifa port | 2025-04-02 | 2025-04-22 |  |  |  |  | 2025-05-03 | [9 empty] | CASE_LIST | 1 |  | warehouse | DSV Outdoor | 2025-05-03 | warehouse | 1 | 1 | -1 | 0 | 4.26 | 0 | 4.26 | HITACHI(HE) |  | 0 | 1 | 1 | 2 | Flow 2: Port → WH → Site | DSV Outdoor | HITACHI
4695 | PRL-O-025-O | HVDC-ADOPT-HE-0330 | AGI | EQ-352 | 366064 | 1 | Outdoor | Aluminium wire AAC Blubonnet | 224 | 190 | 224 | 9.5334 | 2488.5 | 2863.5 | Not stackable | 76149000 | SEK | 197594 | CSCL GLOBE | CHINA | Shanghai | Khalifa port | 2025-04-02 | 2025-04-22 |  |  |  |  | 2025-05-03 | [9 empty] | CASE_LIST | 1 |  | warehouse | DSV Outdoor | 2025-05-03 | warehouse | 1 | 1 | -1 | 0 | 4.26 | 0 | 4.26 | HITACHI(HE) |  | 0 | 1 | 1 | 2 | Flow 2: Port → WH → Site | DSV Outdoor | HITACHI
4696 | PRL-O-025-O | HVDC-ADOPT-HE-0330 | AGI | EQ-352 | 366065 | 1 | Outdoor | Aluminium wire AAC Blubonnet | 224 | 135.05 | 224 | 6.7763 | 1493.1 | 1854.6 | Not stackable | 76149000 | SEK | 197594 | CSCL GLOBE | CHINA | Shanghai | Khalifa port | 2025-04-02 | 2025-04-22 |  |  |  |  | 2025-05-03 | [9 empty] | CASE_LIST | 1 |  | warehouse | DSV Outdoor | 2025-05-03 | warehouse | 1 | 1 | -1 | 0 | 3.03 | 0 | 3.03 | HITACHI(HE) |  | 0 | 1 | 1 | 2 | Flow 2: Port → WH → Site | DSV Outdoor | HITACHI
5305 | PRL-MIR-034-O | HVDC-ADOPT-HE-0329 | MIR | EQ-014 | 280753 | 1 | Outdoor covered | Racks + Capacitors | 192 | 195 | 220 | 8.2368 | 1500 | 1950 | Not stackable | 85321000 | SEK | 318979.5 | MSC MIRJA | BELGIUM | Antwerp | Khalifa port | 2025-04-26 | 2025-06-05 | [10 empty] | 2025-06-25 |  |  |  | CASE_LIST |  | 1 | site | MIR | 2025-06-25 | site | 0 | 1 | 1 | 2 | 3.74 | 0 | 3.74 | HITACHI(HE) |  | 1 | 1 | 0 | 1 | Flow 1: Port → Site | MIR | HITACHI
5306 | PRL-MIR-034-O | HVDC-ADOPT-HE-0329 | MIR | EQ-014 | 280754 | 1 | Outdoor covered | Racks + Capacitors | 192 | 195 | 190 | 7.1136 | 1250 | 1640 | Not stackable | 85321000 | SEK | 318979.5 | MSC MIRJA | BELGIUM | Antwerp | Khalifa port | 2025-04-26 | 2025-06-05 | [10 empty] | 2025-06-25 |  |  |  | CASE_LIST |  | 1 | site | MIR | 2025-06-25 | site | 0 | 1 | 1 | 2 | 3.74 | 0 | 3.74 | HITACHI(HE) |  | 1 | 1 | 0 | 1 | Flow 1: Port → Site | MIR | HITACHI
5307 | PRL-MIR-034-O | HVDC-ADOPT-HE-0329 | MIR | EQ-014 | 280755 | 1 | Outdoor covered | Racks + Capacitors | 192 | 195 | 220 | 8.2368 | 1500 | 1950 | Not stackable | 85321000 | SEK | 318979.5 | MSC MIRJA | BELGIUM | Antwerp | Khalifa port | 2025-04-26 | 2025-06-05 | [10 empty] | 2025-06-25 |  |  |  | CASE_LIST |  | 1 | site | MIR | 2025-06-25 | site | 0 | 1 | 1 | 2 | 3.74 | 0 | 3.74 | HITACHI(HE) |  | 1 | 1 | 0 | 1 | Flow 1: Port → Site | MIR | HITACHI
5308 | PRL-MIR-034-O | HVDC-ADOPT-HE-0329 | MIR | EQ-014 | 280756 | 1 | Outdoor covered | Racks + Capacitors | 192 | 195 | 190 | 7.1136 | 1250 | 1640 | Not stackable | 85321000 | SEK | 318979.5 | MSC MIRJA | BELGIUM | Antwerp | Khalifa port | 2025-04-26 | 2025-06-05 | [10 empty] | 2025-06-25 |  |  |  | CASE_LIST |  | 1 | site | MIR | 2025-06-25 | site | 0 | 1 | 1 | 2 | 3.74 | 0 | 3.74 | HITACHI(HE) |  | 1 | 1 | 0 | 1 | Flow 1: Port → Site | MIR | HITACHI
5309 | PRL-MIR-034-O | HVDC-ADOPT-HE-0329 | MIR | EQ-014 | 280757 | 1 | Outdoor covered | Racks + Capacitors | 192 | 195 | 220 | 8.2368 | 1500 | 1950 | Not stackable | 85321000 | SEK | 318979.5 | MSC MIRJA | BELGIUM | Antwerp | Khalifa port | 2025-04-26 | 2025-06-05 | [10 empty] | 2025-06-25 |  |  |  | CASE_LIST |  | 1 | site | MIR | 2025-06-25 | site | 0 | 1 | 1 | 2 | 3.74 | 0 | 3.74 | HITACHI(HE) |  | 1 | 1 | 0 | 1 | Flow 1: Port → Site | MIR | HITACHI
5310 | PRL-MIR-034-O | HVDC-ADOPT-HE-0329 | MIR | EQ-014 | 280758 | 1 | Outdoor covered | Racks + Capacitors | 192 | 195 | 190 | 7.1136 | 1250 | 1640 | Not stackable | 85321000 | SEK | 318979.5 | MSC MIRJA | BELGIUM | Antwerp | Khalifa port | 2025-04-26 | 2025-06-05 | [10 empty] | 2025-06-25 |  |  |  | CASE_LIST |  | 1 | site | MIR | 2025-06-25 | site | 0 | 1 | 1 | 2 | 3.74 | 0 | 3.74 | HITACHI(HE) |  | 1 | 1 | 0 | 1 | Flow 1: Port → Site | MIR | HITACHI
5311 | PRL-MIR-034-O | HVDC-ADOPT-HE-0329 | MIR | EQ-014 | 280759 | 1 | Outdoor covered | Racks + Capacitors | 192 | 195 | 220 | 8.2368 | 1500 | 1950 | Not stackable | 85321000 | SEK | 318979.5 | MSC MIRJA | BELGIUM | Antwerp | Khalifa port | 2025-04-26 | 2025-06-05 | [10 empty] | 2025-06-25 |  |  |  | CASE_LIST |  | 1 | site | MIR | 2025-06-25 | site | 0 | 1 | 1 | 2 | 3.74 | 0 | 3.74 | HITACHI(HE) |  | 1 | 1 | 0 | 1 | Flow 1: Port → Site | MIR | HITACHI
5312 | PRL-MIR-034-O | HVDC-ADOPT-HE-0329 | MIR | EQ-014 | 280760 | 1 | Outdoor covered | Racks + Capacitors | 192 | 195 | 190 | 7.1136 | 1250 | 1640 | Not stackable | 85321000 | SEK | 318979.5 | MSC MIRJA | BELGIUM | Antwerp | Khalifa port | 2025-04-26 | 2025-06-05 | [10 empty] | 2025-06-25 |  |  |  | CASE_LIST |  | 1 | site | MIR | 2025-06-25 | site | 0 | 1 | 1 | 2 | 3.74 | 0 | 3.74 | HITACHI(HE) |  | 1 | 1 | 0 | 1 | Flow 1: Port → Site | MIR | HITACHI
5313 | PRL-MIR-034-O | HVDC-ADOPT-HE-0329 | MIR | EQ-014 | 280761 | 1 | Outdoor covered | Corona bar | 280 | 205 | 85 | 4.879 | 122.7 | 430 | Stackable tier 1 | 85321000 | SEK | 318979.5 | MSC MIRJA | BELGIUM | Antwerp | Khalifa port | 2025-04-26 | 2025-06-05 | [10 empty] | 2025-06-25 |  |  |  | CASE_LIST |  | 1 | site | MIR | 2025-06-25 | site | 0 | 1 | 1 | 2 | 5.74 | 1 | 5.74 | HITACHI(HE) |  | 1 | 1 | 0 | 1 | Flow 1: Port → Site | MIR | HITACHI
5314 | PRL-MIR-034-O | HVDC-ADOPT-HE-0329 | MIR | EQ-014 | 280762 | 1 | Outdoor covered | Corona bar | 280 | 205 | 85 | 4.879 | 122.7 | 430 | Stackable tier 1 | 85321000 | SEK | 318979.5 | MSC MIRJA | BELGIUM | Antwerp | Khalifa port | 2025-04-26 | 2025-06-05 | [10 empty] | 2025-06-25 |  |  |  | CASE_LIST |  | 1 | site | MIR | 2025-06-25 | site | 0 | 1 | 1 | 2 | 5.74 | 1 | 5.74 | HITACHI(HE) |  | 1 | 1 | 0 | 1 | Flow 1: Port → Site | MIR | HITACHI
5315 | PRL-MIR-034-O | HVDC-ADOPT-HE-0329 | MIR | EQ-014 | 280763 | 1 | Outdoor covered | Corona bar | 280 | 205 | 85 | 4.879 | 122.7 | 430 | Stackable tier 1 | 85321000 | SEK | 318979.5 | MSC MIRJA | BELGIUM | Antwerp | Khalifa port | 2025-04-26 | 2025-06-05 | [10 empty] | 2025-06-25 |  |  |  | CASE_LIST |  | 1 | site | MIR | 2025-06-25 | site | 0 | 1 | 1 | 2 | 5.74 | 1 | 5.74 | HITACHI(HE) |  | 1 | 1 | 0 | 1 | Flow 1: Port → Site | MIR | HITACHI
5316 | PRL-MIR-034-O | HVDC-ADOPT-HE-0329 | MIR | EQ-014 | 280764 | 1 | Outdoor covered | Corona bar | 280 | 205 | 85 | 4.879 | 122.7 | 430 | Stackable tier 1 | 85321000 | SEK | 318979.5 | MSC MIRJA | BELGIUM | Antwerp | Khalifa port | 2025-04-26 | 2025-06-05 | [10 empty] | 2025-06-25 |  |  |  | CASE_LIST |  | 1 | site | MIR | 2025-06-25 | site | 0 | 1 | 1 | 2 | 5.74 | 1 | 5.74 | HITACHI(HE) |  | 1 | 1 | 0 | 1 | Flow 1: Port → Site | MIR | HITACHI
5317 | PRL-MIR-034-O | HVDC-ADOPT-HE-0329 | MIR | EQ-014 | 280765 | 1 | Outdoor covered | Corona bar | 280 | 145 | 85 | 3.451 | 81.8 | 280 | Stackable tier 1 | 85321000 | SEK | 318979.5 | MSC MIRJA | BELGIUM | Antwerp | Khalifa port | 2025-04-26 | 2025-06-05 | [10 empty] | 2025-06-25 |  |  |  | CASE_LIST |  | 1 | site | MIR | 2025-06-25 | site | 0 | 1 | 1 | 2 | 4.06 | 1 | 4.06 | HITACHI(HE) |  | 1 | 1 | 0 | 1 | Flow 1: Port → Site | MIR | HITACHI
5318 | PRL-MIR-034-O | HVDC-ADOPT-HE-0329 | MIR | EQ-014 | 280766 | 1 | Outdoor covered | Corona bar | 280 | 145 | 85 | 3.451 | 81.8 | 280 | Stackable tier 1 | 85321000 | SEK | 318979.5 | MSC MIRJA | BELGIUM | Antwerp | Khalifa port | 2025-04-26 | 2025-06-05 | [10 empty] | 2025-06-25 |  |  |  | CASE_LIST |  | 1 | site | MIR | 2025-06-25 | site | 0 | 1 | 1 | 2 | 4.06 | 1 | 4.06 | HITACHI(HE) |  | 1 | 1 | 0 | 1 | Flow 1: Port → Site | MIR | HITACHI
5319 | PRL-MIR-034-O | HVDC-ADOPT-HE-0329 | MIR | EQ-014 | 280767 | 1 | Outdoor covered | Accessories | 165 | 110 | 115 | 2.0873 | 488.4 | 675 | Not stackable | 85321000 | SEK | 318979.5 | MSC MIRJA | BELGIUM | Antwerp | Khalifa port | 2025-04-26 | 2025-06-05 | [10 empty] | 2025-06-25 |  |  |  | CASE_LIST |  | 1 | site | MIR | 2025-06-25 | site | 0 | 1 | 1 | 2 | 1.81 | 0 | 1.81 | HITACHI(HE) |  | 1 | 1 | 0 | 1 | Flow 1: Port → Site | MIR | HITACHI
5320 | PRL-MIR-034-O | HVDC-ADOPT-HE-0329 | MIR | EQ-014 | 280768 | 1 | Outdoor covered | DCMKP 19.6/61,6µF | 80 | 45 | 130 | 0.468 | 59 | 115 | Not stackable | 85321000 | SEK | 318979.5 | MSC MIRJA | BELGIUM | Antwerp | Khalifa port | 2025-04-26 | 2025-06-05 | [10 empty] | 2025-06-25 |  |  |  | CASE_LIST |  | 1 | site | MIR | 2025-06-25 | site | 0 | 1 | 1 | 2 | 0.36 | 0 | 0.36 | HITACHI(HE) |  | 1 | 1 | 0 | 1 | Flow 1: Port → Site | MIR | HITACHI
5321 | PRL-MIR-034-O | HVDC-ADOPT-HE-0329 | MIR | EQ-014 | 280769 | 1 | Outdoor covered | Insulator | 80 | 60 | 90 | 0.432 | 62.8 | 80 | Stackable tier 1 | 85321000 | SEK | 318979.5 | MSC MIRJA | BELGIUM | Antwerp | Khalifa port | 2025-04-26 | 2025-06-05 | [10 empty] | 2025-06-25 |  |  |  | CASE_LIST |  | 1 | site | MIR | 2025-06-25 | site | 0 | 1 | 1 | 2 | 0.48 | 1 | 0.48 | HITACHI(HE) |  | 1 | 1 | 0 | 1 | Flow 1: Port → Site | MIR | HITACHI
5322 | PRL-MIR-034-O | HVDC-ADOPT-HE-0329 | MIR | EQ-014 | 280770 | 1 | Outdoor covered | Insulator | 80 | 60 | 90 | 0.432 | 15.7 | 35 | Stackable tier 1 | 85321000 | SEK | 318979.5 | MSC MIRJA | BELGIUM | Antwerp | Khalifa port | 2025-04-26 | 2025-06-05 | [10 empty] | 2025-06-25 |  |  |  | CASE_LIST |  | 1 | site | MIR | 2025-06-25 | site | 0 | 1 | 1 | 2 | 0.48 | 1 | 0.48 | HITACHI(HE) |  | 1 | 1 | 0 | 1 | Flow 1: Port → Site | MIR | HITACHI
5323 | PRL-MIR-034-O | HVDC-ADOPT-HE-0329 | MIR | EQ-014 | 280771 | 1 | Outdoor covered | Insulator | 111 | 80 | 112 | 0.99456 | 714 | 815 | Stackable tier 1 | 85321000 | SEK | 318979.5 | MSC MIRJA | BELGIUM | Antwerp | Khalifa port | 2025-04-26 | 2025-06-05 | [10 empty] | 2025-06-25 |  |  |  | CASE_LIST |  | 1 | site | MIR | 2025-06-25 | site | 0 | 1 | 1 | 2 | 0.89 | 1 | 0.89 | HITACHI(HE) |  | 1 | 1 | 0 | 1 | Flow 1: Port → Site | MIR | HITACHI
5324 | PRL-MIR-034-O | HVDC-ADOPT-HE-0329 | MIR | EQ-014 | 280772 | 1 | Outdoor covered | Insulator | 111 | 80 | 112 | 0.99456 | 714 | 815 | Stackable tier 1 | 85321000 | SEK | 318979.5 | MSC MIRJA | BELGIUM | Antwerp | Khalifa port | 2025-04-26 | 2025-06-05 | [10 empty] | 2025-06-25 |  |  |  | CASE_LIST |  | 1 | site | MIR | 2025-06-25 | site | 0 | 1 | 1 | 2 | 0.89 | 1 | 0.89 | HITACHI(HE) |  | 1 | 1 | 0 | 1 | Flow 1: Port → Site | MIR | HITACHI
5325 | PRL-MIR-034-O | HVDC-ADOPT-HE-0329 | MIR | EQ-014 | 280773 | 1 | Outdoor covered | Insulator | 111 | 80 | 112 | 0.99456 | 714 | 815 | Stackable tier 1 | 85321000 | SEK | 318979.5 | MSC MIRJA | BELGIUM | Antwerp | Khalifa port | 2025-04-26 | 2025-06-05 | [10 empty] | 2025-06-25 |  |  |  | CASE_LIST |  | 1 | site | MIR | 2025-06-25 | site | 0 | 1 | 1 | 2 | 0.89 | 1 | 0.89 | HITACHI(HE) |  | 1 | 1 | 0 | 1 | Flow 1: Port → Site | MIR | HITACHI
5326 | PRL-MIR-034-O | HVDC-ADOPT-HE-0329 | MIR | EQ-014 | 280774 | 1 | Outdoor covered | Insulator | 111 | 80 | 112 | 0.99456 | 714 | 815 | Stackable tier 1 | 85321000 | SEK | 318979.5 | MSC MIRJA | BELGIUM | Antwerp | Khalifa port | 2025-04-26 | 2025-06-05 | [10 empty] | 2025-06-25 |  |  |  | CASE_LIST |  | 1 | site | MIR | 2025-06-25 | site | 0 | 1 | 1 | 2 | 0.89 | 1 | 0.89 | HITACHI(HE) |  | 1 | 1 | 0 | 1 | Flow 1: Port → Site | MIR | HITACHI
5327 | PRL-MIR-034-O | HVDC-ADOPT-HE-0329 | MIR | EQ-014 | 280775 | 1 | Outdoor covered | Insulator | 111 | 80 | 112 | 0.99456 | 535.5 | 635 | Stackable tier 1 | 85321000 | SEK | 318979.5 | MSC MIRJA | BELGIUM | Antwerp | Khalifa port | 2025-04-26 | 2025-06-05 | [10 empty] | 2025-06-25 |  |  |  | CASE_LIST |  | 1 | site | MIR | 2025-06-25 | site | 0 | 1 | 1 | 2 | 0.89 | 1 | 0.89 | HITACHI(HE) |  | 1 | 1 | 0 | 1 | Flow 1: Port → Site | MIR | HITACHI
5111 | PRL-SHU-048-O2 | HVDC-ADOPT-HE-0328 | SHU | EQ-224 | 191795 | 1 | Indoor | UPS A | 144 | 114 | 252 | 4.1368 | 1310 | 1456 | Not stackable | 85044090 | USD | 26223.05 | CSCL GLOBE | MALAYSIA | Port Klang | Khalifa port | 2025-04-07 | 2025-06-22 |  |  | 2025-05-21 | [8 empty] | 2025-06-17 |  |  | CASE_LIST | 1 | 1 | site | SHU | 2025-06-17 | site | 1 | 2 | 0 | 2 | 1.64 | 0 | 1.64 | HITACHI(HE) |  | 1 | 2 | 1 | 2 | Flow 2: Port → WH → Site | SHU | HITACHI
5112 | PRL-SHU-048-O2 | HVDC-ADOPT-HE-0328 | SHU | EQ-224 | 191796 | 1 | Indoor | UPS A + INCOMING A | 200 | 114 | 252 | 5.747 | 1715 | 1915 | Not stackable | 85044090 | USD | 26223.05 | CSCL GLOBE | MALAYSIA | Port Klang | Khalifa port | 2025-04-07 | 2025-06-22 |  |  | 2025-05-21 | [8 empty] | 2025-06-17 |  |  | CASE_LIST | 1 | 1 | site | SHU | 2025-06-17 | site | 1 | 2 | 0 | 2 | 2.28 | 0 | 2.28 | HITACHI(HE) |  | 1 | 2 | 1 | 2 | Flow 2: Port → WH → Site | SHU | HITACHI
5113 | PRL-SHU-048-O2 | HVDC-ADOPT-HE-0328 | SHU | EQ-224 | 191797 | 1 | Indoor | UPS B | 144 | 114 | 252 | 4.1369 | 1290 | 1437 | Not stackable | 85044090 | USD | 26223.05 | CSCL GLOBE | MALAYSIA | Port Klang | Khalifa port | 2025-04-07 | 2025-06-22 |  |  | 2025-05-21 | [8 empty] | 2025-06-17 |  |  | CASE_LIST | 1 | 1 | site | SHU | 2025-06-17 | site | 1 | 2 | 0 | 2 | 1.64 | 0 | 1.64 | HITACHI(HE) |  | 1 | 2 | 1 | 2 | Flow 2: Port → WH → Site | SHU | HITACHI
5114 | PRL-SHU-048-O2 | HVDC-ADOPT-HE-0328 | SHU | EQ-224 | 191798 | 1 | Indoor | UPS B + INCOMING B | 200 | 114 | 252 | 5.7456 | 1725 | 1930 | Not stackable | 85044090 | USD | 26223.05 | CSCL GLOBE | MALAYSIA | Port Klang | Khalifa port | 2025-04-07 | 2025-06-22 |  |  | 2025-05-21 | [8 empty] | 2025-06-17 |  |  | CASE_LIST | 1 | 1 | site | SHU | 2025-06-17 | site | 1 | 2 | 0 | 2 | 2.28 | 0 | 2.28 | HITACHI(HE) |  | 1 | 2 | 1 | 2 | Flow 2: Port → WH → Site | SHU | HITACHI
5115 | PRL-SHU-048-O2 | HVDC-ADOPT-HE-0328 | SHU | EQ-224 | 191799 | 1 | Indoor | BYPASS | 174 | 114 | 252 | 4.9987 | 1210 | 1382 | Not stackable | 85044090 | USD | 26223.05 | CSCL GLOBE | MALAYSIA | Port Klang | Khalifa port | 2025-04-07 | 2025-06-22 |  |  | 2025-05-21 | [8 empty] | 2025-06-17 |  |  | CASE_LIST | 1 | 1 | site | SHU | 2025-06-17 | site | 1 | 2 | 0 | 2 | 1.98 | 0 | 1.98 | HITACHI(HE) |  | 1 | 2 | 1 | 2 | Flow 2: Port → WH → Site | SHU | HITACHI
5116 | PRL-SHU-048-O2 | HVDC-ADOPT-HE-0328 | SHU | EQ-224 | 191800 | 1 | Indoor | DISTRIBUTION | 225 | 114 | 252 | 6.4638 | 670 | 897 | Not stackable | 85044090 | USD | 26223.05 | CSCL GLOBE | MALAYSIA | Port Klang | Khalifa port | 2025-04-07 | 2025-06-22 |  |  | 2025-05-21 | [8 empty] | 2025-06-17 |  |  | CASE_LIST | 1 | 1 | site | SHU | 2025-06-17 | site | 1 | 2 | 0 | 2 | 2.56 | 0 | 2.56 | HITACHI(HE) |  | 1 | 2 | 1 | 2 | Flow 2: Port → WH → Site | SHU | HITACHI
5117 | PRL-SHU-048-O2 | HVDC-ADOPT-HE-0328 | SHU | EQ-224 | 191801 | 1 | Indoor | CHARGER A | 200 | 114 | 252 | 5.7459 | 1630 | 1831 | Not stackable | 85044090 | USD | 26223.05 | CSCL GLOBE | MALAYSIA | Port Klang | Khalifa port | 2025-04-07 | 2025-06-22 |  |  | 2025-05-21 | [8 empty] | 2025-06-17 |  |  | CASE_LIST | 1 | 1 | site | SHU | 2025-06-17 | site | 1 | 2 | 0 | 2 | 2.28 | 0 | 2.28 | HITACHI(HE) |  | 1 | 2 | 1 | 2 | Flow 2: Port → WH → Site | SHU | HITACHI
5118 | PRL-SHU-048-O2 | HVDC-ADOPT-HE-0328 | SHU | EQ-224 | 191802 | 1 | Indoor | VOLTAGE DROPPER A | 214 | 114 | 252 | 6.1478 | 765 | 982 | Not stackable | 85044090 | USD | 26223.05 | CSCL GLOBE | MALAYSIA | Port Klang | Khalifa port | 2025-04-07 | 2025-06-22 |  |  | 2025-05-21 | [8 empty] | 2025-06-17 |  |  | CASE_LIST | 1 | 1 | site | SHU | 2025-06-17 | site | 1 | 2 | 0 | 2 | 2.44 | 0 | 2.44 | HITACHI(HE) |  | 1 | 2 | 1 | 2 | Flow 2: Port → WH → Site | SHU | HITACHI
5119 | PRL-SHU-048-O2 | HVDC-ADOPT-HE-0328 | SHU | EQ-224 | 191803 | 1 | Indoor | CHARGER B | 200 | 114 | 252 | 5.7457 | 1660 | 1865 | Not stackable | 85044090 | USD | 26223.05 | CSCL GLOBE | MALAYSIA | Port Klang | Khalifa port | 2025-04-07 | 2025-06-22 |  |  | 2025-05-21 | [8 empty] | 2025-06-17 |  |  | CASE_LIST | 1 | 1 | site | SHU | 2025-06-17 | site | 1 | 2 | 0 | 2 | 2.28 | 0 | 2.28 | HITACHI(HE) |  | 1 | 2 | 1 | 2 | Flow 2: Port → WH → Site | SHU | HITACHI
5120 | PRL-SHU-048-O2 | HVDC-ADOPT-HE-0328 | SHU | EQ-224 | 191804 | 1 | Indoor | VOLTAGE DROPPER B | 214 | 114 | 252 | 6.1478 | 745 | 959 | Not stackable | 85044090 | USD | 26223.05 | CSCL GLOBE | MALAYSIA | Port Klang | Khalifa port | 2025-04-07 | 2025-06-22 |  |  | 2025-05-21 | [8 empty] | 2025-06-17 |  |  | CASE_LIST | 1 | 1 | site | SHU | 2025-06-17 | site | 1 | 2 | 0 | 2 | 2.44 | 0 | 2.44 | HITACHI(HE) |  | 1 | 2 | 1 | 2 | Flow 2: Port → WH → Site | SHU | HITACHI
5121 | PRL-SHU-048-O2 | HVDC-ADOPT-HE-0328 | SHU | EQ-224 | 191805 | 1 | Indoor | DISTRIBUTION | 225 | 114 | 252 | 6.4638 | 815 | 1041 | Not stackable | 85044090 | USD | 26223.05 | CSCL GLOBE | MALAYSIA | Port Klang | Khalifa port | 2025-04-07 | 2025-06-22 |  |  | 2025-05-21 | [8 empty] | 2025-06-17 |  |  | CASE_LIST | 1 | 1 | site | SHU | 2025-06-17 | site | 1 | 2 | 0 | 2 | 2.56 | 0 | 2.56 | HITACHI(HE) |  | 1 | 2 | 1 | 2 | Flow 2: Port → WH → Site | SHU | HITACHI
5122 | PRL-SHU-048-O2 | HVDC-ADOPT-HE-0328 | SHU | EQ-224 | 191806 | 1 | Indoor | CHARGER A | 200 | 114 | 252 | 5.746 | 1630 | 1814 | Not stackable | 85044090 | USD | 26223.05 | CSCL GLOBE | MALAYSIA | Port Klang | Khalifa port | 2025-04-07 | 2025-06-22 |  |  | 2025-05-21 | [8 empty] | 2025-06-17 |  |  | CASE_LIST | 1 | 1 | site | SHU | 2025-06-17 | site | 1 | 2 | 0 | 2 | 2.28 | 0 | 2.28 | HITACHI(HE) |  | 1 | 2 | 1 | 2 | Flow 2: Port → WH → Site | SHU | HITACHI
5123 | PRL-SHU-048-O2 | HVDC-ADOPT-HE-0328 | SHU | EQ-224 | 191807 | 1 | Indoor | VOLTAGE DROPPER A | 214 | 114 | 252 | 6.1478 | 765 | 985 | Not stackable | 85044090 | USD | 26223.05 | CSCL GLOBE | MALAYSIA | Port Klang | Khalifa port | 2025-04-07 | 2025-06-22 |  |  | 2025-05-21 | [8 empty] | 2025-06-17 |  |  | CASE_LIST | 1 | 1 | site | SHU | 2025-06-17 | site | 1 | 2 | 0 | 2 | 2.44 | 0 | 2.44 | HITACHI(HE) |  | 1 | 2 | 1 | 2 | Flow 2: Port → WH → Site | SHU | HITACHI
5124 | PRL-SHU-048-O2 | HVDC-ADOPT-HE-0328 | SHU | EQ-224 | 191808 | 1 | Indoor | CHARGER B | 200 | 114 | 252 | 5.7457 | 1660 | 1857 | Not stackable | 85044090 | USD | 26223.05 | CSCL GLOBE | MALAYSIA | Port Klang | Khalifa port | 2025-04-07 | 2025-06-22 |  |  | 2025-05-21 | [8 empty] | 2025-06-17 |  |  | CASE_LIST | 1 | 1 | site | SHU | 2025-06-17 | site | 1 | 2 | 0 | 2 | 2.28 | 0 | 2.28 | HITACHI(HE) |  | 1 | 2 | 1 | 2 | Flow 2: Port → WH → Site | SHU | HITACHI
5125 | PRL-SHU-048-O2 | HVDC-ADOPT-HE-0328 | SHU | EQ-224 | 191809 | 1 | Indoor | VOLTAGE DROPPER B | 214 | 114 | 252 | 6.1478 | 745 | 956 | Not stackable | 85044090 | USD | 26223.05 | CSCL GLOBE | MALAYSIA | Port Klang | Khalifa port | 2025-04-07 | 2025-06-22 |  |  | 2025-05-21 | [8 empty] | 2025-06-17 |  |  | CASE_LIST | 1 | 1 | site | SHU | 2025-06-17 | site | 1 | 2 | 0 | 2 | 2.44 | 0 | 2.44 | HITACHI(HE) |  | 1 | 2 | 1 | 2 | Flow 2: Port → WH → Site | SHU | HITACHI
5126 | PRL-SHU-048-O2 | HVDC-ADOPT-HE-0328 | SHU | EQ-224 | 191810 | 1 | Indoor | DISTRIBUTION | 225 | 114 | 252 | 6.465 | 815 | 1053 | Not stackable | 85044090 | USD | 26223.05 | CSCL GLOBE | MALAYSIA | Port Klang | Khalifa port | 2025-04-07 | 2025-06-22 |  |  | 2025-05-21 | [8 empty] | 2025-06-17 |  |  | CASE_LIST | 1 | 1 | site | SHU | 2025-06-17 | site | 1 | 2 | 0 | 2 | 2.56 | 0 | 2.56 | HITACHI(HE) |  | 1 | 2 | 1 | 2 | Flow 2: Port → WH → Site | SHU | HITACHI
5127 | PRL-SHU-048-O2 | HVDC-ADOPT-HE-0328 | SHU | EQ-224 | 191811 | 1 | Indoor | UNC1X-815-00092 BATTERY LIFTER NO MS1016 | 174 | 114 | 223 | 4.4234 | 220 | 411 | Not stackable | 85044090 | USD | 26223.05 | CSCL GLOBE | MALAYSIA | Port Klang | Khalifa port | 2025-04-07 | 2025-06-22 |  |  | 2025-05-21 | [8 empty] | 2025-06-17 |  |  | CASE_LIST | 1 | 1 | site | SHU | 2025-06-17 | site | 1 | 2 | 0 | 2 | 1.98 | 0 | 1.98 | HITACHI(HE) |  | 1 | 2 | 1 | 2 | Flow 2: Port → WH → Site | SHU | HITACHI
5128 | PRL-SHU-048-O2 | HVDC-ADOPT-HE-0328 | SHU | EQ-224 | 191812 | 1 | Indoor | UNC1X-815-00092 BATTERY LIFTER NO MS1016 | 174 | 114 | 223 | 4.4234 | 220 | 408 | Not stackable | 85044090 | USD | 26223.05 | CSCL GLOBE | MALAYSIA | Port Klang | Khalifa port | 2025-04-07 | 2025-06-22 |  |  | 2025-05-21 | [8 empty] | 2025-06-17 |  |  | CASE_LIST | 1 | 1 | site | SHU | 2025-06-17 | site | 1 | 2 | 0 | 2 | 1.98 | 0 | 1.98 | HITACHI(HE) |  | 1 | 2 | 1 | 2 | Flow 2: Port → WH → Site | SHU | HITACHI
5129 | PRL-SHU-048-O2 | HVDC-ADOPT-HE-0328 | SHU | EQ-224 | 191813 | 1 | Indoor | UNC1X-815-00092 BATTERY LIFTER NO MS1016 | 174 | 114 | 223 | 4.4234 | 220 | 407 | Not stackable | 85044090 | USD | 26223.05 | CSCL GLOBE | MALAYSIA | Port Klang | Khalifa port | 2025-04-07 | 2025-06-22 |  |  | 2025-05-21 | [8 empty] | 2025-06-17 |  |  | CASE_LIST | 1 | 1 | site | SHU | 2025-06-17 | site | 1 | 2 | 0 | 2 | 1.98 | 0 | 1.98 | HITACHI(HE) |  | 1 | 2 | 1 | 2 | Flow 2: Port → WH → Site | SHU | HITACHI
4711 | PRL- CS-034-O | HVDC-ADOPT-HE-0327 | DAS | EQ-224 | 209064 | 1 | Indoor | 3 Modules of 8V1200Ah (12 cells) | 101.5 | 80 | 83.5 | 0.67802 | 1006.1 | 1048.2 | Not stackable | 85044090 | SEK | 37812.65 | MSC SABRINA | India | Visakhapatnam | Khalifa port | 2025-03-13 | 2025-04-01 | [6 empty] | 2025-10-24 | 2025-05-09 |  |  |  |  | 2025-10-29 |  | CASE_LIST | 1 | 1 | site | DAS | 2025-10-29 | site | 2 | 3 | -1 | 2 | 0.81 | 0 | 0.81 | HITACHI(HE) |  | 1 | 3 | 2 | 4 | Flow 4: Port → WH → MOSB → Site | DAS | HITACHI
4712 | PRL- CS-034-O | HVDC-ADOPT-HE-0327 | DAS | EQ-224 | 209065 | 1 | Indoor | 3 Modules of 8V1200Ah (12 cells) | 101.5 | 80 | 83.5 | 0.67802 | 1006.1 | 1048.2 | Not stackable | 85044090 | SEK | 37812.65 | MSC SABRINA | India | Visakhapatnam | Khalifa port | 2025-03-13 | 2025-04-01 | [6 empty] | 2025-10-24 | 2025-05-09 |  |  |  |  | 2025-10-29 |  | CASE_LIST | 1 | 1 | site | DAS | 2025-10-29 | site | 2 | 3 | -1 | 2 | 0.81 | 0 | 0.81 | HITACHI(HE) |  | 1 | 3 | 2 | 4 | Flow 4: Port → WH → MOSB → Site | DAS | HITACHI
4713 | PRL- CS-034-O | HVDC-ADOPT-HE-0327 | DAS | EQ-224 | 209066 | 1 | Indoor | 3 Modules of 8V1200Ah (12 cells) | 101.5 | 80 | 83.5 | 0.67802 | 1006.1 | 1048.2 | Not stackable | 85044090 | SEK | 37812.65 | MSC SABRINA | India | Visakhapatnam | Khalifa port | 2025-03-13 | 2025-04-01 | [6 empty] | 2025-10-24 | 2025-05-09 |  |  |  |  | 2025-10-29 |  | CASE_LIST | 1 | 1 | site | DAS | 2025-10-29 | site | 2 | 3 | -1 | 2 | 0.81 | 0 | 0.81 | HITACHI(HE) |  | 1 | 3 | 2 | 4 | Flow 4: Port → WH → MOSB → Site | DAS | HITACHI
4714 | PRL- CS-034-O | HVDC-ADOPT-HE-0327 | DAS | EQ-224 | 209067 | 1 | Indoor | 3 Modules of 8V1200Ah (12 cells) | 101.5 | 80 | 83.5 | 0.67802 | 1006.1 | 1048.2 | Not stackable | 85044090 | SEK | 37812.65 | MSC SABRINA | India | Visakhapatnam | Khalifa port | 2025-03-13 | 2025-04-01 | [6 empty] | 2025-10-24 | 2025-05-09 |  |  |  |  | 2025-10-29 |  | CASE_LIST | 1 | 1 | site | DAS | 2025-10-29 | site | 2 | 3 | -1 | 2 | 0.81 | 0 | 0.81 | HITACHI(HE) |  | 1 | 3 | 2 | 4 | Flow 4: Port → WH → MOSB → Site | DAS | HITACHI
4715 | PRL- CS-034-O | HVDC-ADOPT-HE-0327 | DAS | EQ-224 | 209068 | 1 | Indoor | 3 Modules of 8V1200Ah (12 cells) | 101.5 | 80 | 83.5 | 0.67802 | 1006.1 | 1048.2 | Not stackable | 85044090 | SEK | 37812.65 | MSC SABRINA | India | Visakhapatnam | Khalifa port | 2025-03-13 | 2025-04-01 | [6 empty] | 2025-10-24 | 2025-05-09 |  |  |  |  | 2025-10-29 |  | CASE_LIST | 1 | 1 | site | DAS | 2025-10-29 | site | 2 | 3 | -1 | 2 | 0.81 | 0 | 0.81 | HITACHI(HE) |  | 1 | 3 | 2 | 4 | Flow 4: Port → WH → MOSB → Site | DAS | HITACHI
4716 | PRL- CS-034-O | HVDC-ADOPT-HE-0327 | DAS | EQ-224 | 209069 | 1 | Indoor | 3 Modules of 8V1200Ah (12 cells) | 101.5 | 80 | 83.5 | 0.67802 | 1006.1 | 1048.2 | Not stackable | 85044090 | SEK | 37812.65 | MSC SABRINA | India | Visakhapatnam | Khalifa port | 2025-03-13 | 2025-04-01 | [6 empty] | 2025-10-24 | 2025-05-09 |  |  |  |  | 2025-10-29 |  | CASE_LIST | 1 | 1 | site | DAS | 2025-10-29 | site | 2 | 3 | -1 | 2 | 0.81 | 0 | 0.81 | HITACHI(HE) |  | 1 | 3 | 2 | 4 | Flow 4: Port → WH → MOSB → Site | DAS | HITACHI
4717 | PRL- CS-034-O | HVDC-ADOPT-HE-0327 | DAS | EQ-224 | 209070 | 1 | Indoor | 3 Modules of 8V1200Ah (12 cells) | 101.5 | 80 | 83.5 | 0.67802 | 1006.1 | 1048.2 | Not stackable | 85044090 | SEK | 37812.65 | MSC SABRINA | India | Visakhapatnam | Khalifa port | 2025-03-13 | 2025-04-01 | [6 empty] | 2025-10-24 | 2025-05-09 |  |  |  |  | 2025-10-29 |  | CASE_LIST | 1 | 1 | site | DAS | 2025-10-29 | site | 2 | 3 | -1 | 2 | 0.81 | 0 | 0.81 | HITACHI(HE) |  | 1 | 3 | 2 | 4 | Flow 4: Port → WH → MOSB → Site | DAS | HITACHI
4718 | PRL- CS-034-O | HVDC-ADOPT-HE-0327 | DAS | EQ-224 | 209071 | 1 | Indoor | 3 Modules of 8V1200Ah (12 cells) | 101.5 | 80 | 83.5 | 0.67802 | 1006.1 | 1048.2 | Not stackable | 85044090 | SEK | 37812.65 | MSC SABRINA | India | Visakhapatnam | Khalifa port | 2025-03-13 | 2025-04-01 | [6 empty] | 2025-10-24 | 2025-05-09 |  |  |  |  | 2025-10-28 |  | CASE_LIST | 1 | 1 | site | DAS | 2025-10-28 | site | 2 | 3 | -1 | 2 | 0.81 | 0 | 0.81 | HITACHI(HE) |  | 1 | 3 | 2 | 4 | Flow 4: Port → WH → MOSB → Site | DAS | HITACHI
4719 | PRL- CS-034-O | HVDC-ADOPT-HE-0327 | DAS | EQ-224 | 209072 | 1 | Indoor | 3 Modules of 8V1200Ah (12 cells) | 101.5 | 80 | 83.5 | 0.67802 | 1006.1 | 1048.2 | Not stackable | 85044090 | SEK | 37812.65 | MSC SABRINA | India | Visakhapatnam | Khalifa port | 2025-03-13 | 2025-04-01 | [6 empty] | 2025-10-24 | 2025-05-09 |  |  |  |  | 2025-10-29 |  | CASE_LIST | 1 | 1 | site | DAS | 2025-10-29 | site | 2 | 3 | -1 | 2 | 0.81 | 0 | 0.81 | HITACHI(HE) |  | 1 | 3 | 2 | 4 | Flow 4: Port → WH → MOSB → Site | DAS | HITACHI
4720 | PRL- CS-034-O | HVDC-ADOPT-HE-0327 | DAS | EQ-224 | 209073 | 1 | Indoor | 3 Modules of 8V1200Ah (12 cells) | 101.5 | 80 | 83.5 | 0.67802 | 1006.1 | 1048.2 | Not stackable | 85044090 | SEK | 37812.65 | MSC SABRINA | India | Visakhapatnam | Khalifa port | 2025-03-13 | 2025-04-01 | [6 empty] | 2025-10-24 | 2025-05-09 |  |  |  |  | 2025-10-29 |  | CASE_LIST | 1 | 1 | site | DAS | 2025-10-29 | site | 2 | 3 | -1 | 2 | 0.81 | 0 | 0.81 | HITACHI(HE) |  | 1 | 3 | 2 | 4 | Flow 4: Port → WH → MOSB → Site | DAS | HITACHI
4721 | PRL- CS-034-O | HVDC-ADOPT-HE-0327 | DAS | EQ-224 | 209074 | 1 | Indoor | 3 Modules of 8V1200Ah (12 cells) | 101.5 | 80 | 83.5 | 0.67802 | 1006.1 | 1048.2 | Not stackable | 85044090 | SEK | 37812.65 | MSC SABRINA | India | Visakhapatnam | Khalifa port | 2025-03-13 | 2025-04-01 | [6 empty] | 2025-10-24 | 2025-05-09 |  |  |  |  | 2025-10-29 |  | CASE_LIST | 1 | 1 | site | DAS | 2025-10-29 | site | 2 | 3 | -1 | 2 | 0.81 | 0 | 0.81 | HITACHI(HE) |  | 1 | 3 | 2 | 4 | Flow 4: Port → WH → MOSB → Site | DAS | HITACHI
4722 | PRL- CS-034-O | HVDC-ADOPT-HE-0327 | DAS | EQ-224 | 209075 | 1 | Indoor | 3 Modules of 8V1200Ah (12 cells) | 101.5 | 80 | 83.5 | 0.67802 | 1006.1 | 1048.2 | Not stackable | 85044090 | SEK | 37812.65 | MSC SABRINA | India | Visakhapatnam | Khalifa port | 2025-03-13 | 2025-04-01 | [6 empty] | 2025-10-24 | 2025-05-09 |  |  |  |  | 2025-10-28 |  | CASE_LIST | 1 | 1 | site | DAS | 2025-10-28 | site | 2 | 3 | -1 | 2 | 0.81 | 0 | 0.81 | HITACHI(HE) |  | 1 | 3 | 2 | 4 | Flow 4: Port → WH → MOSB → Site | DAS | HITACHI
4723 | PRL- CS-034-O | HVDC-ADOPT-HE-0327 | DAS | EQ-224 | 209076 | 1 | Indoor | 3 Modules of 8V1200Ah (12 cells) | 101.5 | 80 | 83.5 | 0.67802 | 1006.1 | 1048.2 | Not stackable | 85044090 | SEK | 37812.65 | MSC SABRINA | India | Visakhapatnam | Khalifa port | 2025-03-13 | 2025-04-01 | [6 empty] | 2025-10-24 | 2025-05-09 |  |  |  |  | 2025-10-29 |  | CASE_LIST | 1 | 1 | site | DAS | 2025-10-29 | site | 2 | 3 | -1 | 2 | 0.81 | 0 | 0.81 | HITACHI(HE) |  | 1 | 3 | 2 | 4 | Flow 4: Port → WH → MOSB → Site | DAS | HITACHI
4724 | PRL- CS-034-O | HVDC-ADOPT-HE-0327 | DAS | EQ-224 | 209077 | 1 | Indoor | 3 Modules of 8V1200Ah (12 cells) | 101.5 | 80 | 83.5 | 0.67802 | 1006.1 | 1048.2 | Not stackable | 85044090 | SEK | 37812.65 | MSC SABRINA | India | Visakhapatnam | Khalifa port | 2025-03-13 | 2025-04-01 | [6 empty] | 2025-10-24 | 2025-05-09 |  |  |  |  | 2025-10-29 |  | CASE_LIST | 1 | 1 | site | DAS | 2025-10-29 | site | 2 | 3 | -1 | 2 | 0.81 | 0 | 0.81 | HITACHI(HE) |  | 1 | 3 | 2 | 4 | Flow 4: Port → WH → MOSB → Site | DAS | HITACHI
4725 | PRL- CS-034-O | HVDC-ADOPT-HE-0327 | DAS | EQ-224 | 209078 | 1 | Indoor | 3 Modules of 8V1200Ah (12 cells) | 101.5 | 80 | 83.5 | 0.67802 | 1006.1 | 1048.2 | Not stackable | 85044090 | SEK | 37812.65 | MSC SABRINA | India | Visakhapatnam | Khalifa port | 2025-03-13 | 2025-04-01 | [6 empty] | 2025-10-24 | 2025-05-09 |  |  |  |  | 2025-10-29 |  | CASE_LIST | 1 | 1 | site | DAS | 2025-10-29 | site | 2 | 3 | -1 | 2 | 0.81 | 0 | 0.81 | HITACHI(HE) |  | 1 | 3 | 2 | 4 | Flow 4: Port → WH → MOSB → Site | DAS | HITACHI
4726 | PRL- CS-034-O | HVDC-ADOPT-HE-0327 | DAS | EQ-224 | 209079 | 1 | Indoor | 3 Modules of 8V1200Ah (12 cells) | 101.5 | 80 | 83.5 | 0.67802 | 1006.1 | 1048.2 | Not stackable | 85044090 | SEK | 37812.65 | MSC SABRINA | India | Visakhapatnam | Khalifa port | 2025-03-13 | 2025-04-01 | [6 empty] | 2025-10-24 | 2025-05-09 |  |  |  |  | 2025-10-29 |  | CASE_LIST | 1 | 1 | site | DAS | 2025-10-29 | site | 2 | 3 | -1 | 2 | 0.81 | 0 | 0.81 | HITACHI(HE) |  | 1 | 3 | 2 | 4 | Flow 4: Port → WH → MOSB → Site | DAS | HITACHI
4727 | PRL- CS-034-O | HVDC-ADOPT-HE-0327 | DAS | EQ-224 | 209080 | 1 | Indoor | 3 Modules of 8V1200Ah (12 cells) | 101.5 | 80 | 83.5 | 0.67802 | 1006.1 | 1048.2 | Not stackable | 85044090 | SEK | 37812.65 | MSC SABRINA | India | Visakhapatnam | Khalifa port | 2025-03-13 | 2025-04-01 | [6 empty] | 2025-10-24 | 2025-05-09 | [6 empty] | CASE_LIST | 1 |  | warehouse | MOSB | 2025-10-24 | warehouse | 2 | 2 | -2 | 0 | 0.81 | 0 | 0.81 | HITACHI(HE) |  | 0 | 2 | 2 | 5 | Flow 5: Mixed / Waiting / Incomplete leg | MOSB | HITACHI
4728 | PRL- CS-034-O | HVDC-ADOPT-HE-0327 | DAS | EQ-224 | 209081 | 1 | Indoor | 3 Modules of 8V1200Ah (12 cells) | 101.5 | 80 | 83.5 | 0.67802 | 1006.1 | 1048.2 | Not stackable | 85044090 | SEK | 37812.65 | MSC SABRINA | India | Visakhapatnam | Khalifa port | 2025-03-13 | 2025-04-01 | [6 empty] | 2025-10-24 | 2025-05-09 |  |  |  |  | 2025-10-29 |  | CASE_LIST | 1 | 1 | site | DAS | 2025-10-29 | site | 2 | 3 | -1 | 2 | 0.81 | 0 | 0.81 | HITACHI(HE) |  | 1 | 3 | 2 | 4 | Flow 4: Port → WH → MOSB → Site | DAS | HITACHI
4729 | PRL- CS-034-O | HVDC-ADOPT-HE-0327 | DAS | EQ-224 | 209082 | 1 | Indoor | 3 Modules of 8V1200Ah (12 cells) | 101.5 | 80 | 83.5 | 0.67802 | 1006.1 | 1048.2 | Not stackable | 85044090 | SEK | 37812.65 | MSC SABRINA | India | Visakhapatnam | Khalifa port | 2025-03-13 | 2025-04-01 | [6 empty] | 2025-10-24 | 2025-05-09 |  |  |  |  | 2025-10-29 |  | CASE_LIST | 1 | 1 | site | DAS | 2025-10-29 | site | 2 | 3 | -1 | 2 | 0.81 | 0 | 0.81 | HITACHI(HE) |  | 1 | 3 | 2 | 4 | Flow 4: Port → WH → MOSB → Site | DAS | HITACHI
4730 | PRL- CS-034-O | HVDC-ADOPT-HE-0327 | DAS | EQ-224 | 209083 | 1 | Indoor | 3 Modules of 8V1200Ah (12 cells) | 101.5 | 80 | 83.5 | 0.67802 | 1006.1 | 1048.2 | Not stackable | 85044090 | SEK | 37812.65 | MSC SABRINA | India | Visakhapatnam | Khalifa port | 2025-03-13 | 2025-04-01 | [6 empty] | 2025-10-24 | 2025-05-09 |  |  |  |  | 2025-10-29 |  | CASE_LIST | 1 | 1 | site | DAS | 2025-10-29 | site | 2 | 3 | -1 | 2 | 0.81 | 0 | 0.81 | HITACHI(HE) |  | 1 | 3 | 2 | 4 | Flow 4: Port → WH → MOSB → Site | DAS | HITACHI
4731 | PRL- CS-034-O | HVDC-ADOPT-HE-0327 | DAS | EQ-224 | 209084 | 1 | Indoor | 3 Modules of 8V1200Ah (12 cells) | 101.5 | 80 | 83.5 | 0.67802 | 1006.1 | 1048.2 | Not stackable | 85044090 | SEK | 37812.65 | MSC SABRINA | India | Visakhapatnam | Khalifa port | 2025-03-13 | 2025-04-01 | [6 empty] | 2025-10-24 | 2025-05-09 |  |  |  |  | 2025-10-29 |  | CASE_LIST | 1 | 1 | site | DAS | 2025-10-29 | site | 2 | 3 | -1 | 2 | 0.81 | 0 | 0.81 | HITACHI(HE) |  | 1 | 3 | 2 | 4 | Flow 4: Port → WH → MOSB → Site | DAS | HITACHI
4732 | PRL- CS-034-O | HVDC-ADOPT-HE-0327 | DAS | EQ-224 | 209085 | 1 | Indoor | 3 Modules of 8V1200Ah (12 cells) | 101.5 | 80 | 83.5 | 0.67802 | 1006.1 | 1048.2 | Not stackable | 85044090 | SEK | 37812.65 | MSC SABRINA | India | Visakhapatnam | Khalifa port | 2025-03-13 | 2025-04-01 | [6 empty] | 2025-10-24 | 2025-05-09 |  |  |  |  | 2025-10-29 |  | CASE_LIST | 1 | 1 | site | DAS | 2025-10-29 | site | 2 | 3 | -1 | 2 | 0.81 | 0 | 0.81 | HITACHI(HE) |  | 1 | 3 | 2 | 4 | Flow 4: Port → WH → MOSB → Site | DAS | HITACHI
4733 | PRL- CS-034-O | HVDC-ADOPT-HE-0327 | DAS | EQ-224 | 209086 | 1 | Indoor | 3 Modules of 8V1200Ah (12 cells) | 101.5 | 80 | 83.5 | 0.67802 | 1006.1 | 1048.2 | Not stackable | 85044090 | SEK | 37812.65 | MSC SABRINA | India | Visakhapatnam | Khalifa port | 2025-03-13 | 2025-04-01 | [6 empty] | 2025-10-24 | 2025-05-09 |  |  |  |  | 2025-10-29 |  | CASE_LIST | 1 | 1 | site | DAS | 2025-10-29 | site | 2 | 3 | -1 | 2 | 0.81 | 0 | 0.81 | HITACHI(HE) |  | 1 | 3 | 2 | 4 | Flow 4: Port → WH → MOSB → Site | DAS | HITACHI
4734 | PRL- CS-034-O | HVDC-ADOPT-HE-0327 | DAS | EQ-224 | 209087 | 1 | Indoor | 3 Modules of 8V1200Ah (12 cells) | 101.5 | 80 | 83.5 | 0.67802 | 1006.1 | 1048.2 | Not stackable | 85044090 | SEK | 37812.65 | MSC SABRINA | India | Visakhapatnam | Khalifa port | 2025-03-13 | 2025-04-01 | [6 empty] | 2025-10-24 | 2025-05-09 |  |  |  |  | 2025-10-28 |  | CASE_LIST | 1 | 1 | site | DAS | 2025-10-28 | site | 2 | 3 | -1 | 2 | 0.81 | 0 | 0.81 | HITACHI(HE) |  | 1 | 3 | 2 | 4 | Flow 4: Port → WH → MOSB → Site | DAS | HITACHI
4735 | PRL- CS-034-O | HVDC-ADOPT-HE-0327 | DAS | EQ-224 | 209088 | 1 | Indoor | 3 Modules of 8V1200Ah (12 cells) | 101.5 | 80 | 83.5 | 0.67802 | 1006.1 | 1048.2 | Not stackable | 85044090 | SEK | 37812.65 | MSC SABRINA | India | Visakhapatnam | Khalifa port | 2025-03-13 | 2025-04-01 | [6 empty] | 2025-10-24 | 2025-05-09 | [6 empty] | CASE_LIST | 1 |  | warehouse | MOSB | 2025-10-24 | warehouse | 2 | 2 | -2 | 0 | 0.81 | 0 | 0.81 | HITACHI(HE) |  | 0 | 2 | 2 | 5 | Flow 5: Mixed / Waiting / Incomplete leg | MOSB | HITACHI
4736 | PRL- CS-034-O | HVDC-ADOPT-HE-0327 | DAS | EQ-224 | 209089 | 1 | Indoor | 3 Modules of 8V1200Ah (12 cells) | 101.5 | 80 | 83.5 | 0.67802 | 1006.1 | 1048.2 | Not stackable | 85044090 | SEK | 37812.65 | MSC SABRINA | India | Visakhapatnam | Khalifa port | 2025-03-13 | 2025-04-01 | [6 empty] | 2025-10-24 | 2025-05-09 |  |  |  |  | 2025-10-29 |  | CASE_LIST | 1 | 1 | site | DAS | 2025-10-29 | site | 2 | 3 | -1 | 2 | 0.81 | 0 | 0.81 | HITACHI(HE) |  | 1 | 3 | 2 | 4 | Flow 4: Port → WH → MOSB → Site | DAS | HITACHI
4737 | PRL- CS-034-O | HVDC-ADOPT-HE-0327 | DAS | EQ-224 | 209090 | 1 | Indoor | 3 Modules of 8V1200Ah (12 cells) | 101.5 | 80 | 83.5 | 0.67802 | 1006.1 | 1048.2 | Not stackable | 85044090 | SEK | 37812.65 | MSC SABRINA | India | Visakhapatnam | Khalifa port | 2025-03-13 | 2025-04-01 | [6 empty] | 2025-10-24 | 2025-05-09 |  |  |  |  | 2025-10-28 |  | CASE_LIST | 1 | 1 | site | DAS | 2025-10-28 | site | 2 | 3 | -1 | 2 | 0.81 | 0 | 0.81 | HITACHI(HE) |  | 1 | 3 | 2 | 4 | Flow 4: Port → WH → MOSB → Site | DAS | HITACHI
4738 | PRL- CS-034-O | HVDC-ADOPT-HE-0327 | DAS | EQ-224 | 209091 | 1 | Indoor | 3 Modules of 8V1200Ah (12 cells) | 101.5 | 80 | 83.5 | 0.67802 | 1006.1 | 1048.2 | Not stackable | 85044090 | SEK | 37812.65 | MSC SABRINA | India | Visakhapatnam | Khalifa port | 2025-03-13 | 2025-04-01 | [6 empty] | 2025-10-24 | 2025-05-09 |  |  |  |  | 2025-10-28 |  | CASE_LIST | 1 | 1 | site | DAS | 2025-10-28 | site | 2 | 3 | -1 | 2 | 0.81 | 0 | 0.81 | HITACHI(HE) |  | 1 | 3 | 2 | 4 | Flow 4: Port → WH → MOSB → Site | DAS | HITACHI
4739 | PRL- CS-034-O | HVDC-ADOPT-HE-0327 | DAS | EQ-224 | 209092 | 1 | Indoor | 3 Modules of 8V1200Ah (12 cells) | 101.5 | 80 | 83.5 | 0.67802 | 1006.1 | 1048.2 | Not stackable | 85044090 | SEK | 37812.65 | MSC SABRINA | India | Visakhapatnam | Khalifa port | 2025-03-13 | 2025-04-01 | [6 empty] | 2025-10-24 | 2025-05-09 | [6 empty] | CASE_LIST | 1 |  | warehouse | MOSB | 2025-10-24 | warehouse | 2 | 2 | -2 | 0 | 0.81 | 0 | 0.81 | HITACHI(HE) |  | 0 | 2 | 2 | 5 | Flow 5: Mixed / Waiting / Incomplete leg | MOSB | HITACHI
4740 | PRL- CS-034-O | HVDC-ADOPT-HE-0327 | DAS | EQ-224 | 209093 | 1 | Indoor | 3 Modules of 8V1200Ah (12 cells) | 101.5 | 80 | 83.5 | 0.67802 | 1006.1 | 1048.2 | Not stackable | 85044090 | SEK | 37812.65 | MSC SABRINA | India | Visakhapatnam | Khalifa port | 2025-03-13 | 2025-04-01 | [6 empty] | 2025-10-24 | 2025-05-09 |  |  |  |  | 2025-10-28 |  | CASE_LIST | 1 | 1 | site | DAS | 2025-10-28 | site | 2 | 3 | -1 | 2 | 0.81 | 0 | 0.81 | HITACHI(HE) |  | 1 | 3 | 2 | 4 | Flow 4: Port → WH → MOSB → Site | DAS | HITACHI
4741 | PRL- CS-034-O | HVDC-ADOPT-HE-0327 | DAS | EQ-224 | 209094 | 1 | Indoor | 3 Modules of 6V1200Ah ( 09 cells) with compression plates | 82.4 | 37 | 83.5 | 0.25457 | 789.8 | 813.9 | Not stackable | 85044090 | SEK | 37812.65 | MSC SABRINA | India | Visakhapatnam | Khalifa port | 2025-03-13 | 2025-04-01 | [6 empty] | 2025-10-24 | 2025-05-09 |  |  |  |  | 2025-10-29 |  | CASE_LIST | 1 | 1 | site | DAS | 2025-10-29 | site | 2 | 3 | -1 | 2 | 0.3 | 0 | 0.3 | HITACHI(HE) |  | 1 | 3 | 2 | 4 | Flow 4: Port → WH → MOSB → Site | DAS | HITACHI
4742 | PRL- CS-034-O | HVDC-ADOPT-HE-0327 | DAS | EQ-224 | 209095 | 1 | Indoor | 3 Modules of 6V1200Ah ( 09 cells) with compression plates | 82.4 | 37 | 83.5 | 0.25457 | 789.8 | 813.9 | Not stackable | 85044090 | SEK | 37812.65 | MSC SABRINA | India | Visakhapatnam | Khalifa port | 2025-03-13 | 2025-04-01 | [6 empty] | 2025-10-24 | 2025-05-09 |  |  |  |  | 2025-10-29 |  | CASE_LIST | 1 | 1 | site | DAS | 2025-10-29 | site | 2 | 3 | -1 | 2 | 0.3 | 0 | 0.3 | HITACHI(HE) |  | 1 | 3 | 2 | 4 | Flow 4: Port → WH → MOSB → Site | DAS | HITACHI
4743 | PRL- CS-034-O | HVDC-ADOPT-HE-0327 | DAS | EQ-224 | 209096 | 1 | Indoor | Accessories of 400V-1200Ah.Front & top covers packed in EPE sheet with stretch film. | 97.4 | 75.5 | 34.4 | 0.25297 | 147 | 172.1 | Stackable 1 tier | 85044090 | SEK | 37812.65 | MSC SABRINA | India | Visakhapatnam | Khalifa port | 2025-03-13 | 2025-04-01 | [6 empty] | 2025-10-24 | 2025-05-09 |  |  |  |  | 2025-10-28 |  | CASE_LIST | 1 | 1 | site | DAS | 2025-10-28 | site | 2 | 3 | -1 | 2 | 0.74 | 1 | 0.74 | HITACHI(HE) |  | 1 | 3 | 2 | 4 | Flow 4: Port → WH → MOSB → Site | DAS | HITACHI
4744 | PRL- CS-034-O | HVDC-ADOPT-HE-0327 | DAS | EQ-224 | 209097 | 1 | Indoor | Accessories of 400V-1200Ah.Front & top covers packed in EPE sheet with stretch film. | 97.4 | 75.5 | 34.4 | 0.25297 | 147 | 172.1 | Stackable 1 tier | 85044090 | SEK | 37812.65 | MSC SABRINA | India | Visakhapatnam | Khalifa port | 2025-03-13 | 2025-04-01 | [6 empty] | 2025-10-24 | 2025-05-09 |  |  |  |  | 2025-10-29 |  | CASE_LIST | 1 | 1 | site | DAS | 2025-10-29 | site | 2 | 3 | -1 | 2 | 0.74 | 1 | 0.74 | HITACHI(HE) |  | 1 | 3 | 2 | 4 | Flow 4: Port → WH → MOSB → Site | DAS | HITACHI
4745 | PRL- CS-034-O | HVDC-ADOPT-HE-0327 | DAS | EQ-224 | 209098 | 1 | Indoor | Accessories of 400V-1200Ah.Front & top covers packed in EPE sheet with stretch film. | 97.4 | 75.5 | 34.4 | 0.25297 | 147 | 172.1 | Stackable 1 tier | 85044090 | SEK | 37812.65 | MSC SABRINA | India | Visakhapatnam | Khalifa port | 2025-03-13 | 2025-04-01 | [6 empty] | 2025-10-24 | 2025-05-09 |  |  |  |  | 2025-10-29 |  | CASE_LIST | 1 | 1 | site | DAS | 2025-10-29 | site | 2 | 3 | -1 | 2 | 0.74 | 1 | 0.74 | HITACHI(HE) |  | 1 | 3 | 2 | 4 | Flow 4: Port → WH → MOSB → Site | DAS | HITACHI
4746 | PRL- CS-034-O | HVDC-ADOPT-HE-0327 | DAS | EQ-224 | 209099 | 1 | Indoor | Accessories of 400V-1200Ah.Front & top covers packed in EPE sheet with stretch film. | 97.4 | 75.5 | 34.4 | 0.25297 | 147 | 172.1 | Stackable 1 tier | 85044090 | SEK | 37812.65 | MSC SABRINA | India | Visakhapatnam | Khalifa port | 2025-03-13 | 2025-04-01 | [6 empty] | 2025-10-24 | 2025-05-09 |  |  |  |  | 2025-10-29 |  | CASE_LIST | 1 | 1 | site | DAS | 2025-10-29 | site | 2 | 3 | -1 | 2 | 0.74 | 1 | 0.74 | HITACHI(HE) |  | 1 | 3 | 2 | 4 | Flow 4: Port → WH → MOSB → Site | DAS | HITACHI
4747 | PRL- CS-034-O | HVDC-ADOPT-HE-0327 | DAS | EQ-224 | 209100 | 1 | Indoor | Accessories of 400V-1200Ah.Front & top covers packed in EPE sheet with stretch film. | 97.4 | 75.5 | 34.4 | 0.25297 | 147 | 172.1 | Stackable 1 tier | 85044090 | SEK | 37812.65 | MSC SABRINA | India | Visakhapatnam | Khalifa port | 2025-03-13 | 2025-04-01 | [6 empty] | 2025-10-24 | 2025-05-09 |  |  |  |  | 2025-10-29 |  | CASE_LIST | 1 | 1 | site | DAS | 2025-10-29 | site | 2 | 3 | -1 | 2 | 0.74 | 1 | 0.74 | HITACHI(HE) |  | 1 | 3 | 2 | 4 | Flow 4: Port → WH → MOSB → Site | DAS | HITACHI
4748 | PRL- CS-034-O | HVDC-ADOPT-HE-0327 | DAS | EQ-224 | 209101 | 1 | Indoor | Accessories of 400V-1200Ah.Front & top covers packed in EPE sheet with stretch film. | 97.4 | 75.5 | 34.4 | 0.25297 | 147 | 172.1 | Stackable 1 tier | 85044090 | SEK | 37812.65 | MSC SABRINA | India | Visakhapatnam | Khalifa port | 2025-03-13 | 2025-04-01 | [6 empty] | 2025-10-24 | 2025-05-09 |  |  |  |  | 2025-10-28 |  | CASE_LIST | 1 | 1 | site | DAS | 2025-10-28 | site | 2 | 3 | -1 | 2 | 0.74 | 1 | 0.74 | HITACHI(HE) |  | 1 | 3 | 2 | 4 | Flow 4: Port → WH → MOSB → Site | DAS | HITACHI
4749 | PRL- CS-034-O | HVDC-ADOPT-HE-0327 | DAS | EQ-224 | 209102 | 1 | Indoor | 3 Modules of 8V1600Ah (12 cells) | 101.5 | 83.4 | 83.5 | 0.70684 | 1245 | 1292.9 | Not stackable | 85044090 | SEK | 37812.65 | MSC SABRINA | India | Visakhapatnam | Khalifa port | 2025-03-13 | 2025-04-01 | [6 empty] | 2025-10-24 | 2025-05-09 | [6 empty] | CASE_LIST | 1 |  | warehouse | MOSB | 2025-10-24 | warehouse | 2 | 2 | -2 | 0 | 0.85 | 0 | 0.85 | HITACHI(HE) |  | 0 | 2 | 2 | 5 | Flow 5: Mixed / Waiting / Incomplete leg | MOSB | HITACHI
4750 | PRL- CS-034-O | HVDC-ADOPT-HE-0327 | DAS | EQ-224 | 209103 | 1 | Indoor | 3 Modules of 8V1600Ah (12 cells) | 101.5 | 83.4 | 83.5 | 0.70684 | 1245 | 1292.9 | Not stackable | 85044090 | SEK | 37812.65 | MSC SABRINA | India | Visakhapatnam | Khalifa port | 2025-03-13 | 2025-04-01 | [6 empty] | 2025-10-24 | 2025-05-09 | [6 empty] | CASE_LIST | 1 |  | warehouse | MOSB | 2025-10-24 | warehouse | 2 | 2 | -2 | 0 | 0.85 | 0 | 0.85 | HITACHI(HE) |  | 0 | 2 | 2 | 5 | Flow 5: Mixed / Waiting / Incomplete leg | MOSB | HITACHI
4751 | PRL- CS-034-O | HVDC-ADOPT-HE-0327 | DAS | EQ-224 | 209104 | 1 | Indoor | 3 Modules of 8V1600Ah (12 cells) | 101.5 | 83.4 | 83.5 | 0.70684 | 1245 | 1292.9 | Not stackable | 85044090 | SEK | 37812.65 | MSC SABRINA | India | Visakhapatnam | Khalifa port | 2025-03-13 | 2025-04-01 | [6 empty] | 2025-10-24 | 2025-05-09 | [6 empty] | CASE_LIST | 1 |  | warehouse | MOSB | 2025-10-24 | warehouse | 2 | 2 | -2 | 0 | 0.85 | 0 | 0.85 | HITACHI(HE) |  | 0 | 2 | 2 | 5 | Flow 5: Mixed / Waiting / Incomplete leg | MOSB | HITACHI
4752 | PRL- CS-034-O | HVDC-ADOPT-HE-0327 | DAS | EQ-224 | 209105 | 1 | Indoor | 3 Modules of 8V1600Ah (12 cells) | 101.5 | 83.4 | 83.5 | 0.70684 | 1245 | 1292.9 | Not stackable | 85044090 | SEK | 37812.65 | MSC SABRINA | India | Visakhapatnam | Khalifa port | 2025-03-13 | 2025-04-01 | [6 empty] | 2025-10-24 | 2025-05-09 |  |  |  |  | 2025-10-29 |  | CASE_LIST | 1 | 1 | site | DAS | 2025-10-29 | site | 2 | 3 | -1 | 2 | 0.85 | 0 | 0.85 | HITACHI(HE) |  | 1 | 3 | 2 | 4 | Flow 4: Port → WH → MOSB → Site | DAS | HITACHI
4753 | PRL- CS-034-O | HVDC-ADOPT-HE-0327 | DAS | EQ-224 | 209106 | 1 | Indoor | 3 Modules of 8V1600Ah (12 cells) | 101.5 | 83.4 | 83.5 | 0.70684 | 1245 | 1292.9 | Not stackable | 85044090 | SEK | 37812.65 | MSC SABRINA | India | Visakhapatnam | Khalifa port | 2025-03-13 | 2025-04-01 | [6 empty] | 2025-10-24 | 2025-05-09 |  |  |  |  | 2025-10-28 |  | CASE_LIST | 1 | 1 | site | DAS | 2025-10-28 | site | 2 | 3 | -1 | 2 | 0.85 | 0 | 0.85 | HITACHI(HE) |  | 1 | 3 | 2 | 4 | Flow 4: Port → WH → MOSB → Site | DAS | HITACHI
4754 | PRL- CS-034-O | HVDC-ADOPT-HE-0327 | DAS | EQ-224 | 209107 | 1 | Indoor | 3 Modules of 8V1600Ah (12 cells) | 101.5 | 83.4 | 83.5 | 0.70684 | 1245 | 1292.9 | Not stackable | 85044090 | SEK | 37812.65 | MSC SABRINA | India | Visakhapatnam | Khalifa port | 2025-03-13 | 2025-04-01 | [6 empty] | 2025-10-24 | 2025-05-09 |  |  |  |  | 2025-10-29 |  | CASE_LIST | 1 | 1 | site | DAS | 2025-10-29 | site | 2 | 3 | -1 | 2 | 0.85 | 0 | 0.85 | HITACHI(HE) |  | 1 | 3 | 2 | 4 | Flow 4: Port → WH → MOSB → Site | DAS | HITACHI
4755 | PRL- CS-034-O | HVDC-ADOPT-HE-0327 | DAS | EQ-224 | 209108 | 1 | Indoor | 3 Modules of 8V1600Ah (12 cells) | 101.5 | 83.4 | 83.5 | 0.70684 | 1245 | 1292.9 | Not stackable | 85044090 | SEK | 37812.65 | MSC SABRINA | India | Visakhapatnam | Khalifa port | 2025-03-13 | 2025-04-01 | [6 empty] | 2025-10-24 | 2025-05-09 |  |  |  |  | 2025-10-28 |  | CASE_LIST | 1 | 1 | site | DAS | 2025-10-28 | site | 2 | 3 | -1 | 2 | 0.85 | 0 | 0.85 | HITACHI(HE) |  | 1 | 3 | 2 | 4 | Flow 4: Port → WH → MOSB → Site | DAS | HITACHI
4756 | PRL- CS-034-O | HVDC-ADOPT-HE-0327 | DAS | EQ-224 | 209109 | 1 | Indoor | 3 Modules of 8V1600Ah (12 cells) | 101.5 | 83.4 | 83.5 | 0.70684 | 1245 | 1292.9 | Not stackable | 85044090 | SEK | 37812.65 | MSC SABRINA | India | Visakhapatnam | Khalifa port | 2025-03-13 | 2025-04-01 | [6 empty] | 2025-10-24 | 2025-05-09 | [6 empty] | CASE_LIST | 1 |  | warehouse | MOSB | 2025-10-24 | warehouse | 2 | 2 | -2 | 0 | 0.85 | 0 | 0.85 | HITACHI(HE) |  | 0 | 2 | 2 | 5 | Flow 5: Mixed / Waiting / Incomplete leg | MOSB | HITACHI
4757 | PRL- CS-034-O | HVDC-ADOPT-HE-0327 | DAS | EQ-224 | 209110 | 1 | Indoor | 3 Modules of 8V1600Ah (12 cells) | 101.5 | 83.4 | 83.5 | 0.70684 | 1245 | 1292.9 | Not stackable | 85044090 | SEK | 37812.65 | MSC SABRINA | India | Visakhapatnam | Khalifa port | 2025-03-13 | 2025-04-01 | [6 empty] | 2025-10-24 | 2025-05-09 | [6 empty] | CASE_LIST | 1 |  | warehouse | MOSB | 2025-10-24 | warehouse | 2 | 2 | -2 | 0 | 0.85 | 0 | 0.85 | HITACHI(HE) |  | 0 | 2 | 2 | 5 | Flow 5: Mixed / Waiting / Incomplete leg | MOSB | HITACHI
4758 | PRL- CS-034-O | HVDC-ADOPT-HE-0327 | DAS | EQ-224 | 209111 | 1 | Indoor | 3 Modules of 8V1600Ah (12 cells) | 101.5 | 83.4 | 83.5 | 0.70684 | 1245 | 1292.9 | Not stackable | 85044090 | SEK | 37812.65 | MSC SABRINA | India | Visakhapatnam | Khalifa port | 2025-03-13 | 2025-04-01 | [6 empty] | 2025-10-24 | 2025-05-09 |  |  |  |  | 2025-10-29 |  | CASE_LIST | 1 | 1 | site | DAS | 2025-10-29 | site | 2 | 3 | -1 | 2 | 0.85 | 0 | 0.85 | HITACHI(HE) |  | 1 | 3 | 2 | 4 | Flow 4: Port → WH → MOSB → Site | DAS | HITACHI
4759 | PRL- CS-034-O | HVDC-ADOPT-HE-0327 | DAS | EQ-224 | 209112 | 1 | Indoor | 3 Modules of 8V1600Ah (12 cells) | 101.5 | 83.4 | 83.5 | 0.70684 | 1245 | 1292.9 | Not stackable | 85044090 | SEK | 37812.65 | MSC SABRINA | India | Visakhapatnam | Khalifa port | 2025-03-13 | 2025-04-01 | [6 empty] | 2025-10-24 | 2025-05-09 | [6 empty] | CASE_LIST | 1 |  | warehouse | MOSB | 2025-10-24 | warehouse | 2 | 2 | -2 | 0 | 0.85 | 0 | 0.85 | HITACHI(HE) |  | 0 | 2 | 2 | 5 | Flow 5: Mixed / Waiting / Incomplete leg | MOSB | HITACHI
4760 | PRL- CS-034-O | HVDC-ADOPT-HE-0327 | DAS | EQ-224 | 209113 | 1 | Indoor | 3 Modules of 8V1600Ah (12 cells) | 101.5 | 83.4 | 83.5 | 0.70684 | 1245 | 1292.9 | Not stackable | 85044090 | SEK | 37812.65 | MSC SABRINA | India | Visakhapatnam | Khalifa port | 2025-03-13 | 2025-04-01 | [6 empty] | 2025-10-24 | 2025-05-09 | [6 empty] | CASE_LIST | 1 |  | warehouse | MOSB | 2025-10-24 | warehouse | 2 | 2 | -2 | 0 | 0.85 | 0 | 0.85 | HITACHI(HE) |  | 0 | 2 | 2 | 5 | Flow 5: Mixed / Waiting / Incomplete leg | MOSB | HITACHI
4761 | PRL- CS-034-O | HVDC-ADOPT-HE-0327 | DAS | EQ-224 | 209114 | 1 | Indoor | 2 Modules of 8V1600Ah & 1 Module of 6V-1600Ah (11 cells) with compression plate | 101.5 | 83.4 | 83.5 | 0.70684 | 1154.1 | 1202 | Not stackable | 85044090 | SEK | 37812.65 | MSC SABRINA | India | Visakhapatnam | Khalifa port | 2025-03-13 | 2025-04-01 | [6 empty] | 2025-10-24 | 2025-05-09 | [6 empty] | CASE_LIST | 1 |  | warehouse | MOSB | 2025-10-24 | warehouse | 2 | 2 | -2 | 0 | 0.85 | 0 | 0.85 | HITACHI(HE) |  | 0 | 2 | 2 | 5 | Flow 5: Mixed / Waiting / Incomplete leg | MOSB | HITACHI
4762 | PRL- CS-034-O | HVDC-ADOPT-HE-0327 | DAS | EQ-224 | 209115 | 1 | Indoor | 2 Modules of 8V1600Ah & 1 Module of 6V-1600Ah (11 cells) with compression plate | 101.5 | 83.4 | 83.5 | 0.70684 | 1154.1 | 1202 | Not stackable | 85044090 | SEK | 37812.65 | MSC SABRINA | India | Visakhapatnam | Khalifa port | 2025-03-13 | 2025-04-01 | [6 empty] | 2025-10-24 | 2025-05-09 |  |  |  |  | 2025-10-29 |  | CASE_LIST | 1 | 1 | site | DAS | 2025-10-29 | site | 2 | 3 | -1 | 2 | 0.85 | 0 | 0.85 | HITACHI(HE) |  | 1 | 3 | 2 | 4 | Flow 4: Port → WH → MOSB → Site | DAS | HITACHI
4763 | PRL- CS-034-O | HVDC-ADOPT-HE-0327 | DAS | EQ-224 | 209116 | 1 | Indoor | 2 Modules of 8V1600Ah & 1 Module of 6V-1600Ah (11 cells) with compression plate | 101.5 | 83.4 | 83.5 | 0.70684 | 1154.1 | 1202 | Not stackable | 85044090 | SEK | 37812.65 | MSC SABRINA | India | Visakhapatnam | Khalifa port | 2025-03-13 | 2025-04-01 | [6 empty] | 2025-10-24 | 2025-05-09 |  |  |  |  | 2025-10-29 |  | CASE_LIST | 1 | 1 | site | DAS | 2025-10-29 | site | 2 | 3 | -1 | 2 | 0.85 | 0 | 0.85 | HITACHI(HE) |  | 1 | 3 | 2 | 4 | Flow 4: Port → WH → MOSB → Site | DAS | HITACHI
4764 | PRL- CS-034-O | HVDC-ADOPT-HE-0327 | DAS | EQ-224 | 209117 | 1 | Indoor | 2 Modules of 8V1600Ah & 1 Module of 6V-1600Ah (11 cells) with compression plate | 101.5 | 83.4 | 83.5 | 0.70684 | 1154.1 | 1202 | Not stackable | 85044090 | SEK | 37812.65 | MSC SABRINA | India | Visakhapatnam | Khalifa port | 2025-03-13 | 2025-04-01 | [6 empty] | 2025-10-24 | 2025-05-09 |  |  |  |  | 2025-10-28 |  | CASE_LIST | 1 | 1 | site | DAS | 2025-10-28 | site | 2 | 3 | -1 | 2 | 0.85 | 0 | 0.85 | HITACHI(HE) |  | 1 | 3 | 2 | 4 | Flow 4: Port → WH → MOSB → Site | DAS | HITACHI
4765 | PRL- CS-034-O | HVDC-ADOPT-HE-0327 | DAS | EQ-224 | 209118 | 1 | Indoor | 2 Modules of 8V1600Ah & 1 Module of 2V-1600Ah (09 cells) with compression plate | 101.5 | 83.4 | 83.5 | 0.70684 | 972 | 1019.9 | Not stackable | 85044090 | SEK | 37812.65 | MSC SABRINA | India | Visakhapatnam | Khalifa port | 2025-03-13 | 2025-04-01 | [6 empty] | 2025-10-24 | 2025-05-09 |  |  |  |  | 2025-10-29 |  | CASE_LIST | 1 | 1 | site | DAS | 2025-10-29 | site | 2 | 3 | -1 | 2 | 0.85 | 0 | 0.85 | HITACHI(HE) |  | 1 | 3 | 2 | 4 | Flow 4: Port → WH → MOSB → Site | DAS | HITACHI
4766 | PRL- CS-034-O | HVDC-ADOPT-HE-0327 | DAS | EQ-224 | 209119 | 1 | Indoor | 2 Modules of 8V1600Ah & 1 Module of 2V-1600Ah (09 cells) with compression plate | 101.5 | 83.4 | 83.5 | 0.70684 | 972 | 1019.9 | Not stackable | 85044090 | SEK | 37812.65 | MSC SABRINA | India | Visakhapatnam | Khalifa port | 2025-03-13 | 2025-04-01 | [6 empty] | 2025-10-24 | 2025-05-09 |  |  |  |  | 2025-10-28 |  | CASE_LIST | 1 | 1 | site | DAS | 2025-10-28 | site | 2 | 3 | -1 | 2 | 0.85 | 0 | 0.85 | HITACHI(HE) |  | 1 | 3 | 2 | 4 | Flow 4: Port → WH → MOSB → Site | DAS | HITACHI
4767 | PRL- CS-034-O | HVDC-ADOPT-HE-0327 | DAS | EQ-224 | 209120 | 1 | Indoor | 2 Modules of 8V1600Ah & 1 Module of 2V-1600Ah (09 cells) with compression plate | 101.5 | 83.4 | 83.5 | 0.70684 | 972 | 1019.9 | Not stackable | 85044090 | SEK | 37812.65 | MSC SABRINA | India | Visakhapatnam | Khalifa port | 2025-03-13 | 2025-04-01 | [6 empty] | 2025-10-24 | 2025-05-09 |  |  |  |  | 2025-10-28 |  | CASE_LIST | 1 | 1 | site | DAS | 2025-10-28 | site | 2 | 3 | -1 | 2 | 0.85 | 0 | 0.85 | HITACHI(HE) |  | 1 | 3 | 2 | 4 | Flow 4: Port → WH → MOSB → Site | DAS | HITACHI
4768 | PRL- CS-034-O | HVDC-ADOPT-HE-0327 | DAS | EQ-224 | 209121 | 1 | Indoor | 2 Modules of 8V1600Ah & 1 Module of 2V-1600Ah (09 cells) with compression plate | 101.5 | 83.4 | 83.5 | 0.70684 | 972 | 1019.9 | Not stackable | 85044090 | SEK | 37812.65 | MSC SABRINA | India | Visakhapatnam | Khalifa port | 2025-03-13 | 2025-04-01 | [6 empty] | 2025-10-24 | 2025-05-09 |  |  |  |  | 2025-10-28 |  | CASE_LIST | 1 | 1 | site | DAS | 2025-10-28 | site | 2 | 3 | -1 | 2 | 0.85 | 0 | 0.85 | HITACHI(HE) |  | 1 | 3 | 2 | 4 | Flow 4: Port → WH → MOSB → Site | DAS | HITACHI
4769 | PRL- CS-034-O | HVDC-ADOPT-HE-0327 | DAS | EQ-224 | 209122 | 1 | Indoor | 1 Module of 2V1600Ah ( 01 cells) with compression plate | 82.6 | 42 | 83.5 | 0.28968 | 142 | 168.4 | Not stackable | 85044090 | SEK | 37812.65 | MSC SABRINA | India | Visakhapatnam | Khalifa port | 2025-03-13 | 2025-04-01 | [6 empty] | 2025-10-24 | 2025-05-09 |  |  |  |  | 2025-10-28 |  | CASE_LIST | 1 | 1 | site | DAS | 2025-10-28 | site | 2 | 3 | -1 | 2 | 0.35 | 0 | 0.35 | HITACHI(HE) |  | 1 | 3 | 2 | 4 | Flow 4: Port → WH → MOSB → Site | DAS | HITACHI
4770 | PRL- CS-034-O | HVDC-ADOPT-HE-0327 | DAS | EQ-224 | 209123 | 1 | Indoor | 1 Module of 2V1600Ah ( 01 cells) with compression plate | 82.6 | 42 | 83.5 | 0.28968 | 142 | 168.4 | Not stackable | 85044090 | SEK | 37812.65 | MSC SABRINA | India | Visakhapatnam | Khalifa port | 2025-03-13 | 2025-04-01 | [6 empty] | 2025-10-24 | 2025-05-09 |  |  |  |  | 2025-10-28 |  | CASE_LIST | 1 | 1 | site | DAS | 2025-10-28 | site | 2 | 3 | -1 | 2 | 0.35 | 0 | 0.35 | HITACHI(HE) |  | 1 | 3 | 2 | 4 | Flow 4: Port → WH → MOSB → Site | DAS | HITACHI
4771 | PRL- CS-034-O | HVDC-ADOPT-HE-0327 | DAS | EQ-224 | 209124 | 1 | Indoor | 1 Module of 2V1600Ah ( 01 cells) with compression plate | 82.6 | 42 | 83.5 | 0.28968 | 142 | 168.4 | Not stackable | 85044090 | SEK | 37812.65 | MSC SABRINA | India | Visakhapatnam | Khalifa port | 2025-03-13 | 2025-04-01 | [6 empty] | 2025-10-24 | 2025-05-09 | [6 empty] | CASE_LIST | 1 |  | warehouse | MOSB | 2025-10-24 | warehouse | 2 | 2 | -2 | 0 | 0.35 | 0 | 0.35 | HITACHI(HE) |  | 0 | 2 | 2 | 5 | Flow 5: Mixed / Waiting / Incomplete leg | MOSB | HITACHI
4772 | PRL- CS-034-O | HVDC-ADOPT-HE-0327 | DAS | EQ-224 | 209125 | 1 | Indoor | 1 Module of 2V1600Ah ( 01 cells) with compression plate | 82.6 | 42 | 83.5 | 0.28968 | 142 | 168.4 | Not stackable | 85044090 | SEK | 37812.65 | MSC SABRINA | India | Visakhapatnam | Khalifa port | 2025-03-13 | 2025-04-01 | [6 empty] | 2025-10-24 | 2025-05-09 |  |  |  |  | 2025-10-29 |  | CASE_LIST | 1 | 1 | site | DAS | 2025-10-29 | site | 2 | 3 | -1 | 2 | 0.35 | 0 | 0.35 | HITACHI(HE) |  | 1 | 3 | 2 | 4 | Flow 4: Port → WH → MOSB → Site | DAS | HITACHI
4773 | PRL- CS-034-O | HVDC-ADOPT-HE-0327 | DAS | EQ-224 | 209126 | 1 | Indoor | Accessories of 110V-3200Ah.Front & top covers packed in EPE sheet with stretch film. | 97.4 | 75.5 | 47.4 | 0.34857 | 127.3 | 155.8 | Stackable 1 tier | 85044090 | SEK | 37812.65 | MSC SABRINA | India | Visakhapatnam | Khalifa port | 2025-03-13 | 2025-04-01 | [6 empty] | 2025-10-24 | 2025-05-09 |  |  |  |  | 2025-10-28 |  | CASE_LIST | 1 | 1 | site | DAS | 2025-10-28 | site | 2 | 3 | -1 | 2 | 0.74 | 1 | 0.74 | HITACHI(HE) |  | 1 | 3 | 2 | 4 | Flow 4: Port → WH → MOSB → Site | DAS | HITACHI
4774 | PRL- CS-034-O | HVDC-ADOPT-HE-0327 | DAS | EQ-224 | 209127 | 1 | Indoor | Accessories of 110V-3200Ah.Front & top covers packed in EPE sheet with stretch film. | 97.4 | 75.5 | 47.4 | 0.34857 | 127.3 | 155.8 | Stackable 1 tier | 85044090 | SEK | 37812.65 | MSC SABRINA | India | Visakhapatnam | Khalifa port | 2025-03-13 | 2025-04-01 | [6 empty] | 2025-10-24 | 2025-05-09 | [6 empty] | CASE_LIST | 1 |  | warehouse | MOSB | 2025-10-24 | warehouse | 2 | 2 | -2 | 0 | 0.74 | 1 | 0.74 | HITACHI(HE) |  | 0 | 2 | 2 | 5 | Flow 5: Mixed / Waiting / Incomplete leg | MOSB | HITACHI
4775 | PRL- CS-034-O | HVDC-ADOPT-HE-0327 | DAS | EQ-224 | 209128 | 1 | Indoor | Accessories of 110V-3200Ah.Front & top covers packed in EPE sheet with stretch film. | 97.4 | 75.5 | 47.4 | 0.34857 | 127.3 | 155.8 | Stackable 1 tier | 85044090 | SEK | 37812.65 | MSC SABRINA | India | Visakhapatnam | Khalifa port | 2025-03-13 | 2025-04-01 | [6 empty] | 2025-10-24 | 2025-05-09 |  |  |  |  | 2025-10-28 |  | CASE_LIST | 1 | 1 | site | DAS | 2025-10-28 | site | 2 | 3 | -1 | 2 | 0.74 | 1 | 0.74 | HITACHI(HE) |  | 1 | 3 | 2 | 4 | Flow 4: Port → WH → MOSB → Site | DAS | HITACHI
4776 | PRL- CS-034-O | HVDC-ADOPT-HE-0327 | DAS | EQ-224 | 209129 | 1 | Indoor | Accessories of 110V-3200Ah.Front & top covers packed in EPE sheet with stretch film. | 97.4 | 75.5 | 47.4 | 0.34857 | 127.3 | 155.8 | Stackable 1 tier | 85044090 | SEK | 37812.65 | MSC SABRINA | India | Visakhapatnam | Khalifa port | 2025-03-13 | 2025-04-01 | [6 empty] | 2025-10-24 | 2025-05-09 | [6 empty] | CASE_LIST | 1 |  | warehouse | MOSB | 2025-10-24 | warehouse | 2 | 2 | -2 | 0 | 0.74 | 1 | 0.74 | HITACHI(HE) |  | 0 | 2 | 2 | 5 | Flow 5: Mixed / Waiting / Incomplete leg | MOSB | HITACHI
4777 | PRL- CS-034-O | HVDC-ADOPT-HE-0327 | DAS | EQ-224 | 209130 | 1 | Indoor | Accessories of 110V-3200Ah.Front & top covers packed in EPE sheet with stretch film. | 97.4 | 75.5 | 47.4 | 0.34857 | 127.3 | 155.8 | Stackable 1 tier | 85044090 | SEK | 37812.65 | MSC SABRINA | India | Visakhapatnam | Khalifa port | 2025-03-13 | 2025-04-01 | [6 empty] | 2025-10-24 | 2025-05-09 |  |  |  |  | 2025-10-29 |  | CASE_LIST | 1 | 1 | site | DAS | 2025-10-29 | site | 2 | 3 | -1 | 2 | 0.74 | 1 | 0.74 | HITACHI(HE) |  | 1 | 3 | 2 | 4 | Flow 4: Port → WH → MOSB → Site | DAS | HITACHI
4778 | PRL- CS-034-O | HVDC-ADOPT-HE-0327 | DAS | EQ-224 | 209131 | 1 | Indoor | Accessories of 110V-3200Ah.Front & top covers packed in EPE sheet with stretch film. | 97.4 | 75.5 | 47.4 | 0.34857 | 127.3 | 155.8 | Stackable 1 tier | 85044090 | SEK | 37812.65 | MSC SABRINA | India | Visakhapatnam | Khalifa port | 2025-03-13 | 2025-04-01 | [6 empty] | 2025-10-24 | 2025-05-09 | [6 empty] | CASE_LIST | 1 |  | warehouse | MOSB | 2025-10-24 | warehouse | 2 | 2 | -2 | 0 | 0.74 | 1 | 0.74 | HITACHI(HE) |  | 0 | 2 | 2 | 5 | Flow 5: Mixed / Waiting / Incomplete leg | MOSB | HITACHI
4779 | PRL- CS-034-O | HVDC-ADOPT-HE-0327 | DAS | EQ-224 | 209132 | 1 | Indoor | 3 Modules of 8V1600Ah (12 cells) | 101.5 | 83.4 | 83.5 | 0.70684 | 1245 | 1292.9 | Not stackable | 85044090 | SEK | 37812.65 | MSC SABRINA | India | Visakhapatnam | Khalifa port | 2025-03-13 | 2025-04-01 | [6 empty] | 2025-10-24 | 2025-05-09 |  |  |  |  | 2025-10-28 |  | CASE_LIST | 1 | 1 | site | DAS | 2025-10-28 | site | 2 | 3 | -1 | 2 | 0.85 | 0 | 0.85 | HITACHI(HE) |  | 1 | 3 | 2 | 4 | Flow 4: Port → WH → MOSB → Site | DAS | HITACHI
4780 | PRL- CS-034-O | HVDC-ADOPT-HE-0327 | DAS | EQ-224 | 209133 | 1 | Indoor | 3 Modules of 8V1600Ah (12 cells) | 101.5 | 83.4 | 83.5 | 0.70684 | 1245 | 1292.9 | Not stackable | 85044090 | SEK | 37812.65 | MSC SABRINA | India | Visakhapatnam | Khalifa port | 2025-03-13 | 2025-04-01 | [6 empty] | 2025-10-24 | 2025-05-09 | [6 empty] | CASE_LIST | 1 |  | warehouse | MOSB | 2025-10-24 | warehouse | 2 | 2 | -2 | 0 | 0.85 | 0 | 0.85 | HITACHI(HE) |  | 0 | 2 | 2 | 5 | Flow 5: Mixed / Waiting / Incomplete leg | MOSB | HITACHI
4781 | PRL- CS-034-O | HVDC-ADOPT-HE-0327 | DAS | EQ-224 | 209134 | 1 | Indoor | 3 Modules of 8V1600Ah (12 cells) | 101.5 | 83.4 | 83.5 | 0.70684 | 1245 | 1292.9 | Not stackable | 85044090 | SEK | 37812.65 | MSC SABRINA | India | Visakhapatnam | Khalifa port | 2025-03-13 | 2025-04-01 | [6 empty] | 2025-10-24 | 2025-05-09 | [6 empty] | CASE_LIST | 1 |  | warehouse | MOSB | 2025-10-24 | warehouse | 2 | 2 | -2 | 0 | 0.85 | 0 | 0.85 | HITACHI(HE) |  | 0 | 2 | 2 | 5 | Flow 5: Mixed / Waiting / Incomplete leg | MOSB | HITACHI
4782 | PRL- CS-034-O | HVDC-ADOPT-HE-0327 | DAS | EQ-224 | 209135 | 1 | Indoor | 3 Modules of 8V1600Ah (12 cells) | 101.5 | 83.4 | 83.5 | 0.70684 | 1245 | 1292.9 | Not stackable | 85044090 | SEK | 37812.65 | MSC SABRINA | India | Visakhapatnam | Khalifa port | 2025-03-13 | 2025-04-01 | [6 empty] | 2025-10-24 | 2025-05-09 | [6 empty] | CASE_LIST | 1 |  | warehouse | MOSB | 2025-10-24 | warehouse | 2 | 2 | -2 | 0 | 0.85 | 0 | 0.85 | HITACHI(HE) |  | 0 | 2 | 2 | 5 | Flow 5: Mixed / Waiting / Incomplete leg | MOSB | HITACHI
4783 | PRL- CS-034-O | HVDC-ADOPT-HE-0327 | DAS | EQ-224 | 209136 | 1 | Indoor | 3 Modules of 8V1600Ah (12 cells) | 101.5 | 83.4 | 83.5 | 0.70684 | 1245 | 1292.9 | Not stackable | 85044090 | SEK | 37812.65 | MSC SABRINA | India | Visakhapatnam | Khalifa port | 2025-03-13 | 2025-04-01 | [6 empty] | 2025-10-24 | 2025-05-09 |  |  |  |  | 2025-10-29 |  | CASE_LIST | 1 | 1 | site | DAS | 2025-10-29 | site | 2 | 3 | -1 | 2 | 0.85 | 0 | 0.85 | HITACHI(HE) |  | 1 | 3 | 2 | 4 | Flow 4: Port → WH → MOSB → Site | DAS | HITACHI
4784 | PRL- CS-034-O | HVDC-ADOPT-HE-0327 | DAS | EQ-224 | 209137 | 1 | Indoor | 3 Modules of 8V1600Ah (12 cells) | 101.5 | 83.4 | 83.5 | 0.70684 | 1245 | 1292.9 | Not stackable | 85044090 | SEK | 37812.65 | MSC SABRINA | India | Visakhapatnam | Khalifa port | 2025-03-13 | 2025-04-01 | [6 empty] | 2025-10-24 | 2025-05-09 |  |  |  |  | 2025-10-29 |  | CASE_LIST | 1 | 1 | site | DAS | 2025-10-29 | site | 2 | 3 | -1 | 2 | 0.85 | 0 | 0.85 | HITACHI(HE) |  | 1 | 3 | 2 | 4 | Flow 4: Port → WH → MOSB → Site | DAS | HITACHI
4785 | PRL- CS-034-O | HVDC-ADOPT-HE-0327 | DAS | EQ-224 | 209138 | 1 | Indoor | 3 Modules of 8V1600Ah (12 cells) | 101.5 | 83.4 | 83.5 | 0.70684 | 1245 | 1292.9 | Not stackable | 85044090 | SEK | 37812.65 | MSC SABRINA | India | Visakhapatnam | Khalifa port | 2025-03-13 | 2025-04-01 | [6 empty] | 2025-10-24 | 2025-05-09 |  |  |  |  | 2025-10-29 |  | CASE_LIST | 1 | 1 | site | DAS | 2025-10-29 | site | 2 | 3 | -1 | 2 | 0.85 | 0 | 0.85 | HITACHI(HE) |  | 1 | 3 | 2 | 4 | Flow 4: Port → WH → MOSB → Site | DAS | HITACHI
4786 | PRL- CS-034-O | HVDC-ADOPT-HE-0327 | DAS | EQ-224 | 209139 | 1 | Indoor | 3 Modules of 8V1600Ah (12 cells) | 101.5 | 83.4 | 83.5 | 0.70684 | 1245 | 1292.9 | Not stackable | 85044090 | SEK | 37812.65 | MSC SABRINA | India | Visakhapatnam | Khalifa port | 2025-03-13 | 2025-04-01 | [6 empty] | 2025-10-24 | 2025-05-09 |  |  |  |  | 2025-10-29 |  | CASE_LIST | 1 | 1 | site | DAS | 2025-10-29 | site | 2 | 3 | -1 | 2 | 0.85 | 0 | 0.85 | HITACHI(HE) |  | 1 | 3 | 2 | 4 | Flow 4: Port → WH → MOSB → Site | DAS | HITACHI
4787 | PRL- CS-034-O | HVDC-ADOPT-HE-0327 | DAS | EQ-224 | 209140 | 1 | Indoor | 3 Modules of 8V1600Ah (12 cells) | 101.5 | 83.4 | 83.5 | 0.70684 | 1245 | 1292.9 | Not stackable | 85044090 | SEK | 37812.65 | MSC SABRINA | India | Visakhapatnam | Khalifa port | 2025-03-13 | 2025-04-01 | [6 empty] | 2025-10-24 | 2025-05-09 |  |  |  |  | 2025-10-29 |  | CASE_LIST | 1 | 1 | site | DAS | 2025-10-29 | site | 2 | 3 | -1 | 2 | 0.85 | 0 | 0.85 | HITACHI(HE) |  | 1 | 3 | 2 | 4 | Flow 4: Port → WH → MOSB → Site | DAS | HITACHI
4788 | PRL- CS-034-O | HVDC-ADOPT-HE-0327 | DAS | EQ-224 | 209141 | 1 | Indoor | 3 Modules of 8V1600Ah (12 cells) | 101.5 | 83.4 | 83.5 | 0.70684 | 1245 | 1292.9 | Not stackable | 85044090 | SEK | 37812.65 | MSC SABRINA | India | Visakhapatnam | Khalifa port | 2025-03-13 | 2025-04-01 | [6 empty] | 2025-10-24 | 2025-05-09 |  |  |  |  | 2025-10-28 |  | CASE_LIST | 1 | 1 | site | DAS | 2025-10-28 | site | 2 | 3 | -1 | 2 | 0.85 | 0 | 0.85 | HITACHI(HE) |  | 1 | 3 | 2 | 4 | Flow 4: Port → WH → MOSB → Site | DAS | HITACHI
4789 | PRL- CS-034-O | HVDC-ADOPT-HE-0327 | DAS | EQ-224 | 209142 | 1 | Indoor | 3 Modules of 8V1600Ah (12 cells) | 101.5 | 83.4 | 83.5 | 0.70684 | 1245 | 1292.9 | Not stackable | 85044090 | SEK | 37812.65 | MSC SABRINA | India | Visakhapatnam | Khalifa port | 2025-03-13 | 2025-04-01 | [6 empty] | 2025-10-24 | 2025-05-09 |  |  |  |  | 2025-10-28 |  | CASE_LIST | 1 | 1 | site | DAS | 2025-10-28 | site | 2 | 3 | -1 | 2 | 0.85 | 0 | 0.85 | HITACHI(HE) |  | 1 | 3 | 2 | 4 | Flow 4: Port → WH → MOSB → Site | DAS | HITACHI
4790 | PRL- CS-034-O | HVDC-ADOPT-HE-0327 | DAS | EQ-224 | 209143 | 1 | Indoor | 3 Modules of 8V1600Ah (12 cells) | 101.5 | 83.4 | 83.5 | 0.70684 | 1245 | 1292.9 | Not stackable | 85044090 | SEK | 37812.65 | MSC SABRINA | India | Visakhapatnam | Khalifa port | 2025-03-13 | 2025-04-01 | [6 empty] | 2025-10-24 | 2025-05-09 |  |  |  |  | 2025-10-28 |  | CASE_LIST | 1 | 1 | site | DAS | 2025-10-28 | site | 2 | 3 | -1 | 2 | 0.85 | 0 | 0.85 | HITACHI(HE) |  | 1 | 3 | 2 | 4 | Flow 4: Port → WH → MOSB → Site | DAS | HITACHI
4791 | PRL- CS-034-O | HVDC-ADOPT-HE-0327 | DAS | EQ-224 | 209144 | 1 | Indoor | 2 Modules of 8V1600Ah & 1 Module of 6V-1600Ah (11 cells) with compression plate | 101.5 | 83.4 | 83.5 | 0.70684 | 1154.1 | 1202 | Not stackable | 85044090 | SEK | 37812.65 | MSC SABRINA | India | Visakhapatnam | Khalifa port | 2025-03-13 | 2025-04-01 | [6 empty] | 2025-10-24 | 2025-05-09 |  |  |  |  | 2025-10-28 |  | CASE_LIST | 1 | 1 | site | DAS | 2025-10-28 | site | 2 | 3 | -1 | 2 | 0.85 | 0 | 0.85 | HITACHI(HE) |  | 1 | 3 | 2 | 4 | Flow 4: Port → WH → MOSB → Site | DAS | HITACHI
4792 | PRL- CS-034-O | HVDC-ADOPT-HE-0327 | DAS | EQ-224 | 209145 | 1 | Indoor | 2 Modules of 8V1600Ah & 1 Module of 6V-1600Ah (11 cells) with compression plate | 101.5 | 83.4 | 83.5 | 0.70684 | 1154.1 | 1202 | Not stackable | 85044090 | SEK | 37812.65 | MSC SABRINA | India | Visakhapatnam | Khalifa port | 2025-03-13 | 2025-04-01 | [6 empty] | 2025-10-24 | 2025-05-09 |  |  |  |  | 2025-10-28 |  | CASE_LIST | 1 | 1 | site | DAS | 2025-10-28 | site | 2 | 3 | -1 | 2 | 0.85 | 0 | 0.85 | HITACHI(HE) |  | 1 | 3 | 2 | 4 | Flow 4: Port → WH → MOSB → Site | DAS | HITACHI
4793 | PRL- CS-034-O | HVDC-ADOPT-HE-0327 | DAS | EQ-224 | 209146 | 1 | Indoor | 2 Modules of 8V1600Ah & 1 Module of 6V-1600Ah (11 cells) with compression plate | 101.5 | 83.4 | 83.5 | 0.70684 | 1154.1 | 1202 | Not stackable | 85044090 | SEK | 37812.65 | MSC SABRINA | India | Visakhapatnam | Khalifa port | 2025-03-13 | 2025-04-01 | [6 empty] | 2025-10-24 | 2025-05-09 |  |  |  |  | 2025-10-28 |  | CASE_LIST | 1 | 1 | site | DAS | 2025-10-28 | site | 2 | 3 | -1 | 2 | 0.85 | 0 | 0.85 | HITACHI(HE) |  | 1 | 3 | 2 | 4 | Flow 4: Port → WH → MOSB → Site | DAS | HITACHI
4794 | PRL- CS-034-O | HVDC-ADOPT-HE-0327 | DAS | EQ-224 | 209147 | 1 | Indoor | 2 Modules of 8V1600Ah & 1 Module of 6V-1600Ah (11 cells) with compression plate | 101.5 | 83.4 | 83.5 | 0.70684 | 1154.1 | 1202 | Not stackable | 85044090 | SEK | 37812.65 | MSC SABRINA | India | Visakhapatnam | Khalifa port | 2025-03-13 | 2025-04-01 | [6 empty] | 2025-10-24 | 2025-05-09 |  |  |  |  | 2025-10-28 |  | CASE_LIST | 1 | 1 | site | DAS | 2025-10-28 | site | 2 | 3 | -1 | 2 | 0.85 | 0 | 0.85 | HITACHI(HE) |  | 1 | 3 | 2 | 4 | Flow 4: Port → WH → MOSB → Site | DAS | HITACHI
4795 | PRL- CS-034-O | HVDC-ADOPT-HE-0327 | DAS | EQ-224 | 209148 | 1 | Indoor | 2 Modules of 8V1600Ah & 1 Module of 2V-1600Ah (09 cells) with compression plate | 101.5 | 83.4 | 83.5 | 0.70684 | 972 | 1019.9 | Not stackable | 85044090 | SEK | 37812.65 | MSC SABRINA | India | Visakhapatnam | Khalifa port | 2025-03-13 | 2025-04-01 | [6 empty] | 2025-10-24 | 2025-05-09 |  |  |  |  | 2025-10-28 |  | CASE_LIST | 1 | 1 | site | DAS | 2025-10-28 | site | 2 | 3 | -1 | 2 | 0.85 | 0 | 0.85 | HITACHI(HE) |  | 1 | 3 | 2 | 4 | Flow 4: Port → WH → MOSB → Site | DAS | HITACHI
4796 | PRL- CS-034-O | HVDC-ADOPT-HE-0327 | DAS | EQ-224 | 209149 | 1 | Indoor | 2 Modules of 8V1600Ah & 1 Module of 2V-1600Ah (09 cells) with compression plate | 101.5 | 83.4 | 83.5 | 0.70684 | 972 | 1019.9 | Not stackable | 85044090 | SEK | 37812.65 | MSC SABRINA | India | Visakhapatnam | Khalifa port | 2025-03-13 | 2025-04-01 | [6 empty] | 2025-10-24 | 2025-05-09 |  |  |  |  | 2025-10-28 |  | CASE_LIST | 1 | 1 | site | DAS | 2025-10-28 | site | 2 | 3 | -1 | 2 | 0.85 | 0 | 0.85 | HITACHI(HE) |  | 1 | 3 | 2 | 4 | Flow 4: Port → WH → MOSB → Site | DAS | HITACHI
4797 | PRL- CS-034-O | HVDC-ADOPT-HE-0327 | DAS | EQ-224 | 209150 | 1 | Indoor | 2 Modules of 8V1600Ah & 1 Module of 2V-1600Ah (09 cells) with compression plate | 101.5 | 83.4 | 83.5 | 0.70684 | 972 | 1019.9 | Not stackable | 85044090 | SEK | 37812.65 | MSC SABRINA | India | Visakhapatnam | Khalifa port | 2025-03-13 | 2025-04-01 | [6 empty] | 2025-10-24 | 2025-05-09 |  |  |  |  | 2025-10-28 |  | CASE_LIST | 1 | 1 | site | DAS | 2025-10-28 | site | 2 | 3 | -1 | 2 | 0.85 | 0 | 0.85 | HITACHI(HE) |  | 1 | 3 | 2 | 4 | Flow 4: Port → WH → MOSB → Site | DAS | HITACHI
4798 | PRL- CS-034-O | HVDC-ADOPT-HE-0327 | DAS | EQ-224 | 209151 | 1 | Indoor | 2 Modules of 8V1600Ah & 1 Module of 2V-1600Ah (09 cells) with compression plate | 101.5 | 83.4 | 83.5 | 0.70684 | 972 | 1019.9 | Not stackable | 85044090 | SEK | 37812.65 | MSC SABRINA | India | Visakhapatnam | Khalifa port | 2025-03-13 | 2025-04-01 | [6 empty] | 2025-10-24 | 2025-05-09 |  |  |  |  | 2025-10-29 |  | CASE_LIST | 1 | 1 | site | DAS | 2025-10-29 | site | 2 | 3 | -1 | 2 | 0.85 | 0 | 0.85 | HITACHI(HE) |  | 1 | 3 | 2 | 4 | Flow 4: Port → WH → MOSB → Site | DAS | HITACHI
4799 | PRL- CS-034-O | HVDC-ADOPT-HE-0327 | DAS | EQ-224 | 209152 | 1 | Indoor | 1 Module of 2V1600Ah ( 01 cells) with compression plate | 82.6 | 42 | 83.5 | 0.28968 | 142 | 168.4 | Not stackable | 85044090 | SEK | 37812.65 | MSC SABRINA | India | Visakhapatnam | Khalifa port | 2025-03-13 | 2025-04-01 | [6 empty] | 2025-10-24 | 2025-05-09 |  |  |  |  | 2025-10-29 |  | CASE_LIST | 1 | 1 | site | DAS | 2025-10-29 | site | 2 | 3 | -1 | 2 | 0.35 | 0 | 0.35 | HITACHI(HE) |  | 1 | 3 | 2 | 4 | Flow 4: Port → WH → MOSB → Site | DAS | HITACHI
4800 | PRL- CS-034-O | HVDC-ADOPT-HE-0327 | DAS | EQ-224 | 209153 | 1 | Indoor | 1 Module of 2V1600Ah ( 01 cells) with compression plate | 82.6 | 42 | 83.5 | 0.28968 | 142 | 168.4 | Not stackable | 85044090 | SEK | 37812.65 | MSC SABRINA | India | Visakhapatnam | Khalifa port | 2025-03-13 | 2025-04-01 | [6 empty] | 2025-10-24 | 2025-05-09 |  |  |  |  | 2025-10-28 |  | CASE_LIST | 1 | 1 | site | DAS | 2025-10-28 | site | 2 | 3 | -1 | 2 | 0.35 | 0 | 0.35 | HITACHI(HE) |  | 1 | 3 | 2 | 4 | Flow 4: Port → WH → MOSB → Site | DAS | HITACHI
4801 | PRL- CS-034-O | HVDC-ADOPT-HE-0327 | DAS | EQ-224 | 209154 | 1 | Indoor | 1 Module of 2V1600Ah ( 01 cells) with compression plate | 82.6 | 42 | 83.5 | 0.28968 | 142 | 168.4 | Not stackable | 85044090 | SEK | 37812.65 | MSC SABRINA | India | Visakhapatnam | Khalifa port | 2025-03-13 | 2025-04-01 | [6 empty] | 2025-10-24 | 2025-05-09 |  |  |  |  | 2025-10-29 |  | CASE_LIST | 1 | 1 | site | DAS | 2025-10-29 | site | 2 | 3 | -1 | 2 | 0.35 | 0 | 0.35 | HITACHI(HE) |  | 1 | 3 | 2 | 4 | Flow 4: Port → WH → MOSB → Site | DAS | HITACHI
4802 | PRL- CS-034-O | HVDC-ADOPT-HE-0327 | DAS | EQ-224 | 209155 | 1 | Indoor | 1 Module of 2V1600Ah ( 01 cells) with compression plate | 82.6 | 42 | 83.5 | 0.28968 | 142 | 168.4 | Not stackable | 85044090 | SEK | 37812.65 | MSC SABRINA | India | Visakhapatnam | Khalifa port | 2025-03-13 | 2025-04-01 | [6 empty] | 2025-10-24 | 2025-05-09 |  |  |  |  | 2025-10-28 |  | CASE_LIST | 1 | 1 | site | DAS | 2025-10-28 | site | 2 | 3 | -1 | 2 | 0.35 | 0 | 0.35 | HITACHI(HE) |  | 1 | 3 | 2 | 4 | Flow 4: Port → WH → MOSB → Site | DAS | HITACHI
4803 | PRL- CS-034-O | HVDC-ADOPT-HE-0327 | DAS | EQ-224 | 209156 | 1 | Indoor | Accessories of 110V-3200Ah.Front & top covers packed in EPE sheet with stretch film. | 97.4 | 75.5 | 47.4 | 0.34857 | 127.3 | 155.8 | Stackable 1 tier | 85044090 | SEK | 37812.65 | MSC SABRINA | India | Visakhapatnam | Khalifa port | 2025-03-13 | 2025-04-01 | [6 empty] | 2025-10-24 | 2025-05-09 |  |  |  |  | 2025-10-28 |  | CASE_LIST | 1 | 1 | site | DAS | 2025-10-28 | site | 2 | 3 | -1 | 2 | 0.74 | 1 | 0.74 | HITACHI(HE) |  | 1 | 3 | 2 | 4 | Flow 4: Port → WH → MOSB → Site | DAS | HITACHI
4804 | PRL- CS-034-O | HVDC-ADOPT-HE-0327 | DAS | EQ-224 | 209157 | 1 | Indoor | Accessories of 110V-3200Ah.Front & top covers packed in EPE sheet with stretch film. | 97.4 | 75.5 | 47.4 | 0.34857 | 127.3 | 155.8 | Stackable 1 tier | 85044090 | SEK | 37812.65 | MSC SABRINA | India | Visakhapatnam | Khalifa port | 2025-03-13 | 2025-04-01 | [6 empty] | 2025-10-24 | 2025-05-09 |  |  |  |  | 2025-10-29 |  | CASE_LIST | 1 | 1 | site | DAS | 2025-10-29 | site | 2 | 3 | -1 | 2 | 0.74 | 1 | 0.74 | HITACHI(HE) |  | 1 | 3 | 2 | 4 | Flow 4: Port → WH → MOSB → Site | DAS | HITACHI
4805 | PRL- CS-034-O | HVDC-ADOPT-HE-0327 | DAS | EQ-224 | 209158 | 1 | Indoor | Accessories of 110V-3200Ah.Front & top covers packed in EPE sheet with stretch film. | 97.4 | 75.5 | 47.4 | 0.34857 | 127.3 | 155.8 | Stackable 1 tier | 85044090 | SEK | 37812.65 | MSC SABRINA | India | Visakhapatnam | Khalifa port | 2025-03-13 | 2025-04-01 | [6 empty] | 2025-10-24 | 2025-05-09 |  |  |  |  | 2025-10-28 |  | CASE_LIST | 1 | 1 | site | DAS | 2025-10-28 | site | 2 | 3 | -1 | 2 | 0.74 | 1 | 0.74 | HITACHI(HE) |  | 1 | 3 | 2 | 4 | Flow 4: Port → WH → MOSB → Site | DAS | HITACHI
4806 | PRL- CS-034-O | HVDC-ADOPT-HE-0327 | DAS | EQ-224 | 209159 | 1 | Indoor | Accessories of 110V-3200Ah.Front & top covers packed in EPE sheet with stretch film. | 97.4 | 75.5 | 47.4 | 0.34857 | 127.3 | 155.8 | Stackable 1 tier | 85044090 | SEK | 37812.65 | MSC SABRINA | India | Visakhapatnam | Khalifa port | 2025-03-13 | 2025-04-01 | [6 empty] | 2025-10-24 | 2025-05-09 |  |  |  |  | 2025-10-28 |  | CASE_LIST | 1 | 1 | site | DAS | 2025-10-28 | site | 2 | 3 | -1 | 2 | 0.74 | 1 | 0.74 | HITACHI(HE) |  | 1 | 3 | 2 | 4 | Flow 4: Port → WH → MOSB → Site | DAS | HITACHI
4807 | PRL- CS-034-O | HVDC-ADOPT-HE-0327 | DAS | EQ-224 | 209160 | 1 | Indoor | Accessories of 110V-3200Ah.Front & top covers packed in EPE sheet with stretch film. | 97.4 | 75.5 | 47.4 | 0.34857 | 127.3 | 155.8 | Stackable 1 tier | 85044090 | SEK | 37812.65 | MSC SABRINA | India | Visakhapatnam | Khalifa port | 2025-03-13 | 2025-04-01 | [6 empty] | 2025-10-24 | 2025-05-09 |  |  |  |  | 2025-10-28 |  | CASE_LIST | 1 | 1 | site | DAS | 2025-10-28 | site | 2 | 3 | -1 | 2 | 0.74 | 1 | 0.74 | HITACHI(HE) |  | 1 | 3 | 2 | 4 | Flow 4: Port → WH → MOSB → Site | DAS | HITACHI
4808 | PRL- CS-034-O | HVDC-ADOPT-HE-0327 | DAS | EQ-224 | 209161 | 1 | Indoor | Accessories of 110V-3200Ah.Front & top covers packed in EPE sheet with stretch film. | 97.4 | 75.5 | 47.4 | 0.34857 | 127.3 | 155.8 | Stackable 1 tier | 85044090 | SEK | 37812.65 | MSC SABRINA | India | Visakhapatnam | Khalifa port | 2025-03-13 | 2025-04-01 | [6 empty] | 2025-10-24 | 2025-05-09 |  |  |  |  | 2025-10-29 |  | CASE_LIST | 1 | 1 | site | DAS | 2025-10-29 | site | 2 | 3 | -1 | 2 | 0.74 | 1 | 0.74 | HITACHI(HE) |  | 1 | 3 | 2 | 4 | Flow 4: Port → WH → MOSB → Site | DAS | HITACHI
4809 | PRL- CS-034-O | HVDC-ADOPT-HE-0327 | SHU | EQ-224 | 191940 | 1 | Indoor | 3 Modules of 8V1200Ah (12 cells) | 101.5 | 80 | 83.5 | 0.67802 | 1006.1 | 1048.2 | Not stackable | 85044090 | SEK | 37812.65 | MSC SABRINA | India | Visakhapatnam | Khalifa port | 2025-03-13 | 2025-04-01 | [7 empty] | 2025-05-09 |  |  |  | 2025-09-16 |  |  | CASE_LIST | 1 | 1 | site | SHU | 2025-09-16 | site | 1 | 2 | 0 | 2 | 0.81 | 0 | 0.81 | HITACHI(HE) |  | 1 | 2 | 1 | 2 | Flow 2: Port → WH → Site | SHU | HITACHI
4810 | PRL- CS-034-O | HVDC-ADOPT-HE-0327 | SHU | EQ-224 | 191941 | 1 | Indoor | 3 Modules of 8V1200Ah (12 cells) | 101.5 | 80 | 83.5 | 0.67802 | 1006.1 | 1048.2 | Not stackable | 85044090 | SEK | 37812.65 | MSC SABRINA | India | Visakhapatnam | Khalifa port | 2025-03-13 | 2025-04-01 | [7 empty] | 2025-05-09 |  |  |  | 2025-08-25 |  |  | CASE_LIST | 1 | 1 | site | SHU | 2025-08-25 | site | 1 | 2 | 0 | 2 | 0.81 | 0 | 0.81 | HITACHI(HE) |  | 1 | 2 | 1 | 2 | Flow 2: Port → WH → Site | SHU | HITACHI
4811 | PRL- CS-034-O | HVDC-ADOPT-HE-0327 | SHU | EQ-224 | 191942 | 1 | Indoor | 3 Modules of 8V1200Ah (12 cells) | 101.5 | 80 | 83.5 | 0.67802 | 1006.1 | 1048.2 | Not stackable | 85044090 | SEK | 37812.65 | MSC SABRINA | India | Visakhapatnam | Khalifa port | 2025-03-13 | 2025-04-01 | [7 empty] | 2025-05-09 |  |  |  | 2025-08-27 |  |  | CASE_LIST | 1 | 1 | site | SHU | 2025-08-27 | site | 1 | 2 | 0 | 2 | 0.81 | 0 | 0.81 | HITACHI(HE) |  | 1 | 2 | 1 | 2 | Flow 2: Port → WH → Site | SHU | HITACHI
4812 | PRL- CS-034-O | HVDC-ADOPT-HE-0327 | SHU | EQ-224 | 191943 | 1 | Indoor | 3 Modules of 8V1200Ah (12 cells) | 101.5 | 80 | 83.5 | 0.67802 | 1006.1 | 1048.2 | Not stackable | 85044090 | SEK | 37812.65 | MSC SABRINA | India | Visakhapatnam | Khalifa port | 2025-03-13 | 2025-04-01 | [7 empty] | 2025-05-09 |  |  |  | 2025-08-25 |  |  | CASE_LIST | 1 | 1 | site | SHU | 2025-08-25 | site | 1 | 2 | 0 | 2 | 0.81 | 0 | 0.81 | HITACHI(HE) |  | 1 | 2 | 1 | 2 | Flow 2: Port → WH → Site | SHU | HITACHI
4813 | PRL- CS-034-O | HVDC-ADOPT-HE-0327 | SHU | EQ-224 | 191944 | 1 | Indoor | 3 Modules of 8V1200Ah (12 cells) | 101.5 | 80 | 83.5 | 0.67802 | 1006.1 | 1048.2 | Not stackable | 85044090 | SEK | 37812.65 | MSC SABRINA | India | Visakhapatnam | Khalifa port | 2025-03-13 | 2025-04-01 | [7 empty] | 2025-05-09 |  |  |  | 2025-08-27 |  |  | CASE_LIST | 1 | 1 | site | SHU | 2025-08-27 | site | 1 | 2 | 0 | 2 | 0.81 | 0 | 0.81 | HITACHI(HE) |  | 1 | 2 | 1 | 2 | Flow 2: Port → WH → Site | SHU | HITACHI
4814 | PRL- CS-034-O | HVDC-ADOPT-HE-0327 | SHU | EQ-224 | 191945 | 1 | Indoor | 3 Modules of 8V1200Ah (12 cells) | 101.5 | 80 | 83.5 | 0.67802 | 1006.1 | 1048.2 | Not stackable | 85044090 | SEK | 37812.65 | MSC SABRINA | India | Visakhapatnam | Khalifa port | 2025-03-13 | 2025-04-01 | [7 empty] | 2025-05-09 |  |  |  | 2025-08-25 |  |  | CASE_LIST | 1 | 1 | site | SHU | 2025-08-25 | site | 1 | 2 | 0 | 2 | 0.81 | 0 | 0.81 | HITACHI(HE) |  | 1 | 2 | 1 | 2 | Flow 2: Port → WH → Site | SHU | HITACHI
4815 | PRL- CS-034-O | HVDC-ADOPT-HE-0327 | SHU | EQ-224 | 191946 | 1 | Indoor | 3 Modules of 8V1200Ah (12 cells) | 101.5 | 80 | 83.5 | 0.67802 | 1006.1 | 1048.2 | Not stackable | 85044090 | SEK | 37812.65 | MSC SABRINA | India | Visakhapatnam | Khalifa port | 2025-03-13 | 2025-04-01 | [7 empty] | 2025-05-09 |  |  |  | 2025-08-27 |  |  | CASE_LIST | 1 | 1 | site | SHU | 2025-08-27 | site | 1 | 2 | 0 | 2 | 0.81 | 0 | 0.81 | HITACHI(HE) |  | 1 | 2 | 1 | 2 | Flow 2: Port → WH → Site | SHU | HITACHI
4816 | PRL- CS-034-O | HVDC-ADOPT-HE-0327 | SHU | EQ-224 | 191947 | 1 | Indoor | 3 Modules of 8V1200Ah (12 cells) | 101.5 | 80 | 83.5 | 0.67802 | 1006.1 | 1048.2 | Not stackable | 85044090 | SEK | 37812.65 | MSC SABRINA | India | Visakhapatnam | Khalifa port | 2025-03-13 | 2025-04-01 | [7 empty] | 2025-05-09 |  |  |  | 2025-08-27 |  |  | CASE_LIST | 1 | 1 | site | SHU | 2025-08-27 | site | 1 | 2 | 0 | 2 | 0.81 | 0 | 0.81 | HITACHI(HE) |  | 1 | 2 | 1 | 2 | Flow 2: Port → WH → Site | SHU | HITACHI
4817 | PRL- CS-034-O | HVDC-ADOPT-HE-0327 | SHU | EQ-224 | 191948 | 1 | Indoor | 3 Modules of 8V1200Ah (12 cells) | 101.5 | 80 | 83.5 | 0.67802 | 1006.1 | 1048.2 | Not stackable | 85044090 | SEK | 37812.65 | MSC SABRINA | India | Visakhapatnam | Khalifa port | 2025-03-13 | 2025-04-01 | [7 empty] | 2025-05-09 |  |  |  | 2025-08-27 |  |  | CASE_LIST | 1 | 1 | site | SHU | 2025-08-27 | site | 1 | 2 | 0 | 2 | 0.81 | 0 | 0.81 | HITACHI(HE) |  | 1 | 2 | 1 | 2 | Flow 2: Port → WH → Site | SHU | HITACHI
4818 | PRL- CS-034-O | HVDC-ADOPT-HE-0327 | SHU | EQ-224 | 191949 | 1 | Indoor | 3 Modules of 8V1200Ah (12 cells) | 101.5 | 80 | 83.5 | 0.67802 | 1006.1 | 1048.2 | Not stackable | 85044090 | SEK | 37812.65 | MSC SABRINA | India | Visakhapatnam | Khalifa port | 2025-03-13 | 2025-04-01 | [7 empty] | 2025-05-09 |  |  |  | 2025-08-25 |  |  | CASE_LIST | 1 | 1 | site | SHU | 2025-08-25 | site | 1 | 2 | 0 | 2 | 0.81 | 0 | 0.81 | HITACHI(HE) |  | 1 | 2 | 1 | 2 | Flow 2: Port → WH → Site | SHU | HITACHI
4819 | PRL- CS-034-O | HVDC-ADOPT-HE-0327 | SHU | EQ-224 | 191950 | 1 | Indoor | 3 Modules of 8V1200Ah (12 cells) | 101.5 | 80 | 83.5 | 0.67802 | 1006.1 | 1048.2 | Not stackable | 85044090 | SEK | 37812.65 | MSC SABRINA | India | Visakhapatnam | Khalifa port | 2025-03-13 | 2025-04-01 | [7 empty] | 2025-05-09 |  |  |  | 2025-08-27 |  |  | CASE_LIST | 1 | 1 | site | SHU | 2025-08-27 | site | 1 | 2 | 0 | 2 | 0.81 | 0 | 0.81 | HITACHI(HE) |  | 1 | 2 | 1 | 2 | Flow 2: Port → WH → Site | SHU | HITACHI
4820 | PRL- CS-034-O | HVDC-ADOPT-HE-0327 | SHU | EQ-224 | 191951 | 1 | Indoor | 3 Modules of 8V1200Ah (12 cells) | 101.5 | 80 | 83.5 | 0.67802 | 1006.1 | 1048.2 | Not stackable | 85044090 | SEK | 37812.65 | MSC SABRINA | India | Visakhapatnam | Khalifa port | 2025-03-13 | 2025-04-01 | [7 empty] | 2025-05-09 |  |  |  | 2025-08-27 |  |  | CASE_LIST | 1 | 1 | site | SHU | 2025-08-27 | site | 1 | 2 | 0 | 2 | 0.81 | 0 | 0.81 | HITACHI(HE) |  | 1 | 2 | 1 | 2 | Flow 2: Port → WH → Site | SHU | HITACHI
4821 | PRL- CS-034-O | HVDC-ADOPT-HE-0327 | SHU | EQ-224 | 191952 | 1 | Indoor | 3 Modules of 8V1200Ah (12 cells) | 101.5 | 80 | 83.5 | 0.67802 | 1006.1 | 1048.2 | Not stackable | 85044090 | SEK | 37812.65 | MSC SABRINA | India | Visakhapatnam | Khalifa port | 2025-03-13 | 2025-04-01 | [7 empty] | 2025-05-09 |  |  |  | 2025-08-25 |  |  | CASE_LIST | 1 | 1 | site | SHU | 2025-08-25 | site | 1 | 2 | 0 | 2 | 0.81 | 0 | 0.81 | HITACHI(HE) |  | 1 | 2 | 1 | 2 | Flow 2: Port → WH → Site | SHU | HITACHI
4822 | PRL- CS-034-O | HVDC-ADOPT-HE-0327 | SHU | EQ-224 | 191953 | 1 | Indoor | 3 Modules of 8V1200Ah (12 cells) | 101.5 | 80 | 83.5 | 0.67802 | 1006.1 | 1048.2 | Not stackable | 85044090 | SEK | 37812.65 | MSC SABRINA | India | Visakhapatnam | Khalifa port | 2025-03-13 | 2025-04-01 | [7 empty] | 2025-05-09 |  |  |  | 2025-08-27 |  |  | CASE_LIST | 1 | 1 | site | SHU | 2025-08-27 | site | 1 | 2 | 0 | 2 | 0.81 | 0 | 0.81 | HITACHI(HE) |  | 1 | 2 | 1 | 2 | Flow 2: Port → WH → Site | SHU | HITACHI
4823 | PRL- CS-034-O | HVDC-ADOPT-HE-0327 | SHU | EQ-224 | 191954 | 1 | Indoor | 3 Modules of 8V1200Ah (12 cells) | 101.5 | 80 | 83.5 | 0.67802 | 1006.1 | 1048.2 | Not stackable | 85044090 | SEK | 37812.65 | MSC SABRINA | India | Visakhapatnam | Khalifa port | 2025-03-13 | 2025-04-01 | [7 empty] | 2025-05-09 |  |  |  | 2025-08-27 |  |  | CASE_LIST | 1 | 1 | site | SHU | 2025-08-27 | site | 1 | 2 | 0 | 2 | 0.81 | 0 | 0.81 | HITACHI(HE) |  | 1 | 2 | 1 | 2 | Flow 2: Port → WH → Site | SHU | HITACHI
4824 | PRL- CS-034-O | HVDC-ADOPT-HE-0327 | SHU | EQ-224 | 191955 | 1 | Indoor | 3 Modules of 8V1200Ah (12 cells) | 101.5 | 80 | 83.5 | 0.67802 | 1006.1 | 1048.2 | Not stackable | 85044090 | SEK | 37812.65 | MSC SABRINA | India | Visakhapatnam | Khalifa port | 2025-03-13 | 2025-04-01 | [7 empty] | 2025-05-09 |  |  |  | 2025-08-25 |  |  | CASE_LIST | 1 | 1 | site | SHU | 2025-08-25 | site | 1 | 2 | 0 | 2 | 0.81 | 0 | 0.81 | HITACHI(HE) |  | 1 | 2 | 1 | 2 | Flow 2: Port → WH → Site | SHU | HITACHI
4825 | PRL- CS-034-O | HVDC-ADOPT-HE-0327 | SHU | EQ-224 | 191956 | 1 | Indoor | 3 Modules of 8V1200Ah (12 cells) | 101.5 | 80 | 83.5 | 0.67802 | 1006.1 | 1048.2 | Not stackable | 85044090 | SEK | 37812.65 | MSC SABRINA | India | Visakhapatnam | Khalifa port | 2025-03-13 | 2025-04-01 | [7 empty] | 2025-05-09 |  |  |  | 2025-08-25 |  |  | CASE_LIST | 1 | 1 | site | SHU | 2025-08-25 | site | 1 | 2 | 0 | 2 | 0.81 | 0 | 0.81 | HITACHI(HE) |  | 1 | 2 | 1 | 2 | Flow 2: Port → WH → Site | SHU | HITACHI
4826 | PRL- CS-034-O | HVDC-ADOPT-HE-0327 | SHU | EQ-224 | 191957 | 1 | Indoor | 3 Modules of 8V1200Ah (12 cells) | 101.5 | 80 | 83.5 | 0.67802 | 1006.1 | 1048.2 | Not stackable | 85044090 | SEK | 37812.65 | MSC SABRINA | India | Visakhapatnam | Khalifa port | 2025-03-13 | 2025-04-01 | [7 empty] | 2025-05-09 |  |  |  | 2025-08-25 |  |  | CASE_LIST | 1 | 1 | site | SHU | 2025-08-25 | site | 1 | 2 | 0 | 2 | 0.81 | 0 | 0.81 | HITACHI(HE) |  | 1 | 2 | 1 | 2 | Flow 2: Port → WH → Site | SHU | HITACHI
4827 | PRL- CS-034-O | HVDC-ADOPT-HE-0327 | SHU | EQ-224 | 191958 | 1 | Indoor | 3 Modules of 8V1200Ah (12 cells) | 101.5 | 80 | 83.5 | 0.67802 | 1006.1 | 1048.2 | Not stackable | 85044090 | SEK | 37812.65 | MSC SABRINA | India | Visakhapatnam | Khalifa port | 2025-03-13 | 2025-04-01 | [7 empty] | 2025-05-09 |  |  |  | 2025-08-27 |  |  | CASE_LIST | 1 | 1 | site | SHU | 2025-08-27 | site | 1 | 2 | 0 | 2 | 0.81 | 0 | 0.81 | HITACHI(HE) |  | 1 | 2 | 1 | 2 | Flow 2: Port → WH → Site | SHU | HITACHI
4828 | PRL- CS-034-O | HVDC-ADOPT-HE-0327 | SHU | EQ-224 | 191959 | 1 | Indoor | 3 Modules of 8V1200Ah (12 cells) | 101.5 | 80 | 83.5 | 0.67802 | 1006.1 | 1048.2 | Not stackable | 85044090 | SEK | 37812.65 | MSC SABRINA | India | Visakhapatnam | Khalifa port | 2025-03-13 | 2025-04-01 | [7 empty] | 2025-05-09 |  |  |  | 2025-08-27 |  |  | CASE_LIST | 1 | 1 | site | SHU | 2025-08-27 | site | 1 | 2 | 0 | 2 | 0.81 | 0 | 0.81 | HITACHI(HE) |  | 1 | 2 | 1 | 2 | Flow 2: Port → WH → Site | SHU | HITACHI
4829 | PRL- CS-034-O | HVDC-ADOPT-HE-0327 | SHU | EQ-224 | 191960 | 1 | Indoor | 3 Modules of 8V1200Ah (12 cells) | 101.5 | 80 | 83.5 | 0.67802 | 1006.1 | 1048.2 | Not stackable | 85044090 | SEK | 37812.65 | MSC SABRINA | India | Visakhapatnam | Khalifa port | 2025-03-13 | 2025-04-01 | [7 empty] | 2025-05-09 |  |  |  | 2025-08-25 |  |  | CASE_LIST | 1 | 1 | site | SHU | 2025-08-25 | site | 1 | 2 | 0 | 2 | 0.81 | 0 | 0.81 | HITACHI(HE) |  | 1 | 2 | 1 | 2 | Flow 2: Port → WH → Site | SHU | HITACHI
4830 | PRL- CS-034-O | HVDC-ADOPT-HE-0327 | SHU | EQ-224 | 191961 | 1 | Indoor | 3 Modules of 8V1200Ah (12 cells) | 101.5 | 80 | 83.5 | 0.67802 | 1006.1 | 1048.2 | Not stackable | 85044090 | SEK | 37812.65 | MSC SABRINA | India | Visakhapatnam | Khalifa port | 2025-03-13 | 2025-04-01 | [7 empty] | 2025-05-09 |  |  |  | 2025-08-27 |  |  | CASE_LIST | 1 | 1 | site | SHU | 2025-08-27 | site | 1 | 2 | 0 | 2 | 0.81 | 0 | 0.81 | HITACHI(HE) |  | 1 | 2 | 1 | 2 | Flow 2: Port → WH → Site | SHU | HITACHI
4831 | PRL- CS-034-O | HVDC-ADOPT-HE-0327 | SHU | EQ-224 | 191962 | 1 | Indoor | 3 Modules of 8V1200Ah (12 cells) | 101.5 | 80 | 83.5 | 0.67802 | 1006.1 | 1048.2 | Not stackable | 85044090 | SEK | 37812.65 | MSC SABRINA | India | Visakhapatnam | Khalifa port | 2025-03-13 | 2025-04-01 | [7 empty] | 2025-05-09 |  |  |  | 2025-08-25 |  |  | CASE_LIST | 1 | 1 | site | SHU | 2025-08-25 | site | 1 | 2 | 0 | 2 | 0.81 | 0 | 0.81 | HITACHI(HE) |  | 1 | 2 | 1 | 2 | Flow 2: Port → WH → Site | SHU | HITACHI
4832 | PRL- CS-034-O | HVDC-ADOPT-HE-0327 | SHU | EQ-224 | 191963 | 1 | Indoor | 3 Modules of 8V1200Ah (12 cells) | 101.5 | 80 | 83.5 | 0.67802 | 1006.1 | 1048.2 | Not stackable | 85044090 | SEK | 37812.65 | MSC SABRINA | India | Visakhapatnam | Khalifa port | 2025-03-13 | 2025-04-01 | [7 empty] | 2025-05-09 |  |  |  | 2025-08-25 |  |  | CASE_LIST | 1 | 1 | site | SHU | 2025-08-25 | site | 1 | 2 | 0 | 2 | 0.81 | 0 | 0.81 | HITACHI(HE) |  | 1 | 2 | 1 | 2 | Flow 2: Port → WH → Site | SHU | HITACHI
4833 | PRL- CS-034-O | HVDC-ADOPT-HE-0327 | SHU | EQ-224 | 191964 | 1 | Indoor | 3 Modules of 8V1200Ah (12 cells) | 101.5 | 80 | 83.5 | 0.67802 | 1006.1 | 1048.2 | Not stackable | 85044090 | SEK | 37812.65 | MSC SABRINA | India | Visakhapatnam | Khalifa port | 2025-03-13 | 2025-04-01 | [7 empty] | 2025-05-09 |  |  |  | 2025-09-16 |  |  | CASE_LIST | 1 | 1 | site | SHU | 2025-09-16 | site | 1 | 2 | 0 | 2 | 0.81 | 0 | 0.81 | HITACHI(HE) |  | 1 | 2 | 1 | 2 | Flow 2: Port → WH → Site | SHU | HITACHI
4834 | PRL- CS-034-O | HVDC-ADOPT-HE-0327 | SHU | EQ-224 | 191965 | 1 | Indoor | 3 Modules of 8V1200Ah (12 cells) | 101.5 | 80 | 83.5 | 0.67802 | 1006.1 | 1048.2 | Not stackable | 85044090 | SEK | 37812.65 | MSC SABRINA | India | Visakhapatnam | Khalifa port | 2025-03-13 | 2025-04-01 | [7 empty] | 2025-05-09 |  |  |  | 2025-08-25 |  |  | CASE_LIST | 1 | 1 | site | SHU | 2025-08-25 | site | 1 | 2 | 0 | 2 | 0.81 | 0 | 0.81 | HITACHI(HE) |  | 1 | 2 | 1 | 2 | Flow 2: Port → WH → Site | SHU | HITACHI
4835 | PRL- CS-034-O | HVDC-ADOPT-HE-0327 | SHU | EQ-224 | 191966 | 1 | Indoor | 3 Modules of 8V1200Ah (12 cells) | 101.5 | 80 | 83.5 | 0.67802 | 1006.1 | 1048.2 | Not stackable | 85044090 | SEK | 37812.65 | MSC SABRINA | India | Visakhapatnam | Khalifa port | 2025-03-13 | 2025-04-01 | [7 empty] | 2025-05-09 |  |  |  | 2025-08-25 |  |  | CASE_LIST | 1 | 1 | site | SHU | 2025-08-25 | site | 1 | 2 | 0 | 2 | 0.81 | 0 | 0.81 | HITACHI(HE) |  | 1 | 2 | 1 | 2 | Flow 2: Port → WH → Site | SHU | HITACHI
4836 | PRL- CS-034-O | HVDC-ADOPT-HE-0327 | SHU | EQ-224 | 191967 | 1 | Indoor | 3 Modules of 8V1200Ah (12 cells) | 101.5 | 80 | 83.5 | 0.67802 | 1006.1 | 1048.2 | Not stackable | 85044090 | SEK | 37812.65 | MSC SABRINA | India | Visakhapatnam | Khalifa port | 2025-03-13 | 2025-04-01 | [7 empty] | 2025-05-09 |  |  |  | 2025-08-25 |  |  | CASE_LIST | 1 | 1 | site | SHU | 2025-08-25 | site | 1 | 2 | 0 | 2 | 0.81 | 0 | 0.81 | HITACHI(HE) |  | 1 | 2 | 1 | 2 | Flow 2: Port → WH → Site | SHU | HITACHI
4837 | PRL- CS-034-O | HVDC-ADOPT-HE-0327 | SHU | EQ-224 | 191968 | 1 | Indoor | 3 Modules of 8V1200Ah (12 cells) | 101.5 | 80 | 83.5 | 0.67802 | 1006.1 | 1048.2 | Not stackable | 85044090 | SEK | 37812.65 | MSC SABRINA | India | Visakhapatnam | Khalifa port | 2025-03-13 | 2025-04-01 | [7 empty] | 2025-05-09 |  |  |  | 2025-08-25 |  |  | CASE_LIST | 1 | 1 | site | SHU | 2025-08-25 | site | 1 | 2 | 0 | 2 | 0.81 | 0 | 0.81 | HITACHI(HE) |  | 1 | 2 | 1 | 2 | Flow 2: Port → WH → Site | SHU | HITACHI
4838 | PRL- CS-034-O | HVDC-ADOPT-HE-0327 | SHU | EQ-224 | 191969 | 1 | Indoor | 3 Modules of 8V1200Ah (12 cells) | 101.5 | 80 | 83.5 | 0.67802 | 1006.1 | 1048.2 | Not stackable | 85044090 | SEK | 37812.65 | MSC SABRINA | India | Visakhapatnam | Khalifa port | 2025-03-13 | 2025-04-01 | [7 empty] | 2025-05-09 |  |  |  | 2025-08-25 |  |  | CASE_LIST | 1 | 1 | site | SHU | 2025-08-25 | site | 1 | 2 | 0 | 2 | 0.81 | 0 | 0.81 | HITACHI(HE) |  | 1 | 2 | 1 | 2 | Flow 2: Port → WH → Site | SHU | HITACHI
4839 | PRL- CS-034-O | HVDC-ADOPT-HE-0327 | SHU | EQ-224 | 191970 | 1 | Indoor | 3 Modules of 6V1200Ah ( 09 cells) with compression plates | 82.4 | 37 | 83.5 | 0.25457 | 789.8 | 813.9 | Not stackable | 85044090 | SEK | 37812.65 | MSC SABRINA | India | Visakhapatnam | Khalifa port | 2025-03-13 | 2025-04-01 | [7 empty] | 2025-05-09 |  |  |  | 2025-08-25 |  |  | CASE_LIST | 1 | 1 | site | SHU | 2025-08-25 | site | 1 | 2 | 0 | 2 | 0.3 | 0 | 0.3 | HITACHI(HE) |  | 1 | 2 | 1 | 2 | Flow 2: Port → WH → Site | SHU | HITACHI
4840 | PRL- CS-034-O | HVDC-ADOPT-HE-0327 | SHU | EQ-224 | 191971 | 1 | Indoor | 3 Modules of 6V1200Ah ( 09 cells) with compression plates | 82.4 | 37 | 83.5 | 0.25457 | 789.8 | 813.9 | Not stackable | 85044090 | SEK | 37812.65 | MSC SABRINA | India | Visakhapatnam | Khalifa port | 2025-03-13 | 2025-04-01 | [7 empty] | 2025-05-09 |  |  |  | 2025-08-27 |  |  | CASE_LIST | 1 | 1 | site | SHU | 2025-08-27 | site | 1 | 2 | 0 | 2 | 0.3 | 0 | 0.3 | HITACHI(HE) |  | 1 | 2 | 1 | 2 | Flow 2: Port → WH → Site | SHU | HITACHI
4841 | PRL- CS-034-O | HVDC-ADOPT-HE-0327 | SHU | EQ-224 | 191972 | 1 | Indoor | Accessories of 400V-1200Ah.Front & top covers packed in EPE sheet with stretch film. | 97.4 | 75.5 | 34.4 | 0.25297 | 147 | 172.1 | Stackable 1 tier | 85044090 | SEK | 37812.65 | MSC SABRINA | India | Visakhapatnam | Khalifa port | 2025-03-13 | 2025-04-01 | [7 empty] | 2025-05-09 |  |  |  | 2025-08-25 |  |  | CASE_LIST | 1 | 1 | site | SHU | 2025-08-25 | site | 1 | 2 | 0 | 2 | 0.74 | 1 | 0.74 | HITACHI(HE) |  | 1 | 2 | 1 | 2 | Flow 2: Port → WH → Site | SHU | HITACHI
4842 | PRL- CS-034-O | HVDC-ADOPT-HE-0327 | SHU | EQ-224 | 191973 | 1 | Indoor | Accessories of 400V-1200Ah.Front & top covers packed in EPE sheet with stretch film. | 97.4 | 75.5 | 34.4 | 0.25297 | 147 | 172.1 | Stackable 1 tier | 85044090 | SEK | 37812.65 | MSC SABRINA | India | Visakhapatnam | Khalifa port | 2025-03-13 | 2025-04-01 | [7 empty] | 2025-05-09 |  |  |  | 2025-08-27 |  |  | CASE_LIST | 1 | 1 | site | SHU | 2025-08-27 | site | 1 | 2 | 0 | 2 | 0.74 | 1 | 0.74 | HITACHI(HE) |  | 1 | 2 | 1 | 2 | Flow 2: Port → WH → Site | SHU | HITACHI
4843 | PRL- CS-034-O | HVDC-ADOPT-HE-0327 | SHU | EQ-224 | 191974 | 1 | Indoor | Accessories of 400V-1200Ah.Front & top covers packed in EPE sheet with stretch film. | 97.4 | 75.5 | 34.4 | 0.25297 | 147 | 172.1 | Stackable 1 tier | 85044090 | SEK | 37812.65 | MSC SABRINA | India | Visakhapatnam | Khalifa port | 2025-03-13 | 2025-04-01 | [7 empty] | 2025-05-09 |  |  |  | 2025-08-25 |  |  | CASE_LIST | 1 | 1 | site | SHU | 2025-08-25 | site | 1 | 2 | 0 | 2 | 0.74 | 1 | 0.74 | HITACHI(HE) |  | 1 | 2 | 1 | 2 | Flow 2: Port → WH → Site | SHU | HITACHI
4844 | PRL- CS-034-O | HVDC-ADOPT-HE-0327 | SHU | EQ-224 | 191975 | 1 | Indoor | Accessories of 400V-1200Ah.Front & top covers packed in EPE sheet with stretch film. | 97.4 | 75.5 | 34.4 | 0.25297 | 147 | 172.1 | Stackable 1 tier | 85044090 | SEK | 37812.65 | MSC SABRINA | India | Visakhapatnam | Khalifa port | 2025-03-13 | 2025-04-01 | [7 empty] | 2025-05-09 |  |  |  | 2025-08-27 |  |  | CASE_LIST | 1 | 1 | site | SHU | 2025-08-27 | site | 1 | 2 | 0 | 2 | 0.74 | 1 | 0.74 | HITACHI(HE) |  | 1 | 2 | 1 | 2 | Flow 2: Port → WH → Site | SHU | HITACHI
4845 | PRL- CS-034-O | HVDC-ADOPT-HE-0327 | SHU | EQ-224 | 191976 | 1 | Indoor | Accessories of 400V-1200Ah.Front & top covers packed in EPE sheet with stretch film. | 97.4 | 75.5 | 34.4 | 0.25297 | 147 | 172.1 | Stackable 1 tier | 85044090 | SEK | 37812.65 | MSC SABRINA | India | Visakhapatnam | Khalifa port | 2025-03-13 | 2025-04-01 | [7 empty] | 2025-05-09 |  |  |  | 2025-08-27 |  |  | CASE_LIST | 1 | 1 | site | SHU | 2025-08-27 | site | 1 | 2 | 0 | 2 | 0.74 | 1 | 0.74 | HITACHI(HE) |  | 1 | 2 | 1 | 2 | Flow 2: Port → WH → Site | SHU | HITACHI
4846 | PRL- CS-034-O | HVDC-ADOPT-HE-0327 | SHU | EQ-224 | 191977 | 1 | Indoor | Accessories of 400V-1200Ah.Front & top covers packed in EPE sheet with stretch film. | 97.4 | 75.5 | 34.4 | 0.25297 | 147 | 172.1 | Stackable 1 tier | 85044090 | SEK | 37812.65 | MSC SABRINA | India | Visakhapatnam | Khalifa port | 2025-03-13 | 2025-04-01 | [7 empty] | 2025-05-09 |  |  |  | 2025-08-25 |  |  | CASE_LIST | 1 | 1 | site | SHU | 2025-08-25 | site | 1 | 2 | 0 | 2 | 0.74 | 1 | 0.74 | HITACHI(HE) |  | 1 | 2 | 1 | 2 | Flow 2: Port → WH → Site | SHU | HITACHI
4847 | PRL- CS-034-O | HVDC-ADOPT-HE-0327 | SHU | EQ-224 | 191978 | 1 | Indoor | 3 Modules of 8V1600Ah (12 cells) | 101.5 | 83.4 | 83.5 | 0.70684 | 1245 | 1292.9 | Not stackable | 85044090 | SEK | 37812.65 | MSC SABRINA | India | Visakhapatnam | Khalifa port | 2025-03-13 | 2025-04-01 | [7 empty] | 2025-05-09 |  |  |  | 2025-09-16 |  |  | CASE_LIST | 1 | 1 | site | SHU | 2025-09-16 | site | 1 | 2 | 0 | 2 | 0.85 | 0 | 0.85 | HITACHI(HE) |  | 1 | 2 | 1 | 2 | Flow 2: Port → WH → Site | SHU | HITACHI
4848 | PRL- CS-034-O | HVDC-ADOPT-HE-0327 | SHU | EQ-224 | 191979 | 1 | Indoor | 3 Modules of 8V1600Ah (12 cells) | 101.5 | 83.4 | 83.5 | 0.70684 | 1245 | 1292.9 | Not stackable | 85044090 | SEK | 37812.65 | MSC SABRINA | India | Visakhapatnam | Khalifa port | 2025-03-13 | 2025-04-01 | [7 empty] | 2025-05-09 |  |  |  | 2025-09-16 |  |  | CASE_LIST | 1 | 1 | site | SHU | 2025-09-16 | site | 1 | 2 | 0 | 2 | 0.85 | 0 | 0.85 | HITACHI(HE) |  | 1 | 2 | 1 | 2 | Flow 2: Port → WH → Site | SHU | HITACHI
4849 | PRL- CS-034-O | HVDC-ADOPT-HE-0327 | SHU | EQ-224 | 191980 | 1 | Indoor | 3 Modules of 8V1600Ah (12 cells) | 101.5 | 83.4 | 83.5 | 0.70684 | 1245 | 1292.9 | Not stackable | 85044090 | SEK | 37812.65 | MSC SABRINA | India | Visakhapatnam | Khalifa port | 2025-03-13 | 2025-04-01 | [7 empty] | 2025-05-09 |  |  |  | 2025-09-16 |  |  | CASE_LIST | 1 | 1 | site | SHU | 2025-09-16 | site | 1 | 2 | 0 | 2 | 0.85 | 0 | 0.85 | HITACHI(HE) |  | 1 | 2 | 1 | 2 | Flow 2: Port → WH → Site | SHU | HITACHI
4850 | PRL- CS-034-O | HVDC-ADOPT-HE-0327 | SHU | EQ-224 | 191981 | 1 | Indoor | 3 Modules of 8V1600Ah (12 cells) | 101.5 | 83.4 | 83.5 | 0.70684 | 1245 | 1292.9 | Not stackable | 85044090 | SEK | 37812.65 | MSC SABRINA | India | Visakhapatnam | Khalifa port | 2025-03-13 | 2025-04-01 | [7 empty] | 2025-05-09 |  |  |  | 2025-09-16 |  |  | CASE_LIST | 1 | 1 | site | SHU | 2025-09-16 | site | 1 | 2 | 0 | 2 | 0.85 | 0 | 0.85 | HITACHI(HE) |  | 1 | 2 | 1 | 2 | Flow 2: Port → WH → Site | SHU | HITACHI
4851 | PRL- CS-034-O | HVDC-ADOPT-HE-0327 | SHU | EQ-224 | 191982 | 1 | Indoor | 3 Modules of 8V1600Ah (12 cells) | 101.5 | 83.4 | 83.5 | 0.70684 | 1245 | 1292.9 | Not stackable | 85044090 | SEK | 37812.65 | MSC SABRINA | India | Visakhapatnam | Khalifa port | 2025-03-13 | 2025-04-01 | [7 empty] | 2025-05-09 |  |  |  | 2025-09-16 |  |  | CASE_LIST | 1 | 1 | site | SHU | 2025-09-16 | site | 1 | 2 | 0 | 2 | 0.85 | 0 | 0.85 | HITACHI(HE) |  | 1 | 2 | 1 | 2 | Flow 2: Port → WH → Site | SHU | HITACHI
4852 | PRL- CS-034-O | HVDC-ADOPT-HE-0327 | SHU | EQ-224 | 191983 | 1 | Indoor | 3 Modules of 8V1600Ah (12 cells) | 101.5 | 83.4 | 83.5 | 0.70684 | 1245 | 1292.9 | Not stackable | 85044090 | SEK | 37812.65 | MSC SABRINA | India | Visakhapatnam | Khalifa port | 2025-03-13 | 2025-04-01 | [7 empty] | 2025-05-09 |  |  |  | 2025-09-16 |  |  | CASE_LIST | 1 | 1 | site | SHU | 2025-09-16 | site | 1 | 2 | 0 | 2 | 0.85 | 0 | 0.85 | HITACHI(HE) |  | 1 | 2 | 1 | 2 | Flow 2: Port → WH → Site | SHU | HITACHI
4853 | PRL- CS-034-O | HVDC-ADOPT-HE-0327 | SHU | EQ-224 | 191984 | 1 | Indoor | 3 Modules of 8V1600Ah (12 cells) | 101.5 | 83.4 | 83.5 | 0.70684 | 1245 | 1292.9 | Not stackable | 85044090 | SEK | 37812.65 | MSC SABRINA | India | Visakhapatnam | Khalifa port | 2025-03-13 | 2025-04-01 | [7 empty] | 2025-05-09 |  |  |  | 2025-09-16 |  |  | CASE_LIST | 1 | 1 | site | SHU | 2025-09-16 | site | 1 | 2 | 0 | 2 | 0.85 | 0 | 0.85 | HITACHI(HE) |  | 1 | 2 | 1 | 2 | Flow 2: Port → WH → Site | SHU | HITACHI
4854 | PRL- CS-034-O | HVDC-ADOPT-HE-0327 | SHU | EQ-224 | 191985 | 1 | Indoor | 3 Modules of 8V1600Ah (12 cells) | 101.5 | 83.4 | 83.5 | 0.70684 | 1245 | 1292.9 | Not stackable | 85044090 | SEK | 37812.65 | MSC SABRINA | India | Visakhapatnam | Khalifa port | 2025-03-13 | 2025-04-01 | [7 empty] | 2025-05-09 |  |  |  | 2025-09-16 |  |  | CASE_LIST | 1 | 1 | site | SHU | 2025-09-16 | site | 1 | 2 | 0 | 2 | 0.85 | 0 | 0.85 | HITACHI(HE) |  | 1 | 2 | 1 | 2 | Flow 2: Port → WH → Site | SHU | HITACHI
4855 | PRL- CS-034-O | HVDC-ADOPT-HE-0327 | SHU | EQ-224 | 191986 | 1 | Indoor | 3 Modules of 8V1600Ah (12 cells) | 101.5 | 83.4 | 83.5 | 0.70684 | 1245 | 1292.9 | Not stackable | 85044090 | SEK | 37812.65 | MSC SABRINA | India | Visakhapatnam | Khalifa port | 2025-03-13 | 2025-04-01 | [7 empty] | 2025-05-09 |  |  |  | 2025-09-16 |  |  | CASE_LIST | 1 | 1 | site | SHU | 2025-09-16 | site | 1 | 2 | 0 | 2 | 0.85 | 0 | 0.85 | HITACHI(HE) |  | 1 | 2 | 1 | 2 | Flow 2: Port → WH → Site | SHU | HITACHI
4856 | PRL- CS-034-O | HVDC-ADOPT-HE-0327 | SHU | EQ-224 | 191987 | 1 | Indoor | 3 Modules of 8V1600Ah (12 cells) | 101.5 | 83.4 | 83.5 | 0.70684 | 1245 | 1292.9 | Not stackable | 85044090 | SEK | 37812.65 | MSC SABRINA | India | Visakhapatnam | Khalifa port | 2025-03-13 | 2025-04-01 | [7 empty] | 2025-05-09 |  |  |  | 2025-09-16 |  |  | CASE_LIST | 1 | 1 | site | SHU | 2025-09-16 | site | 1 | 2 | 0 | 2 | 0.85 | 0 | 0.85 | HITACHI(HE) |  | 1 | 2 | 1 | 2 | Flow 2: Port → WH → Site | SHU | HITACHI
4857 | PRL- CS-034-O | HVDC-ADOPT-HE-0327 | SHU | EQ-224 | 191988 | 1 | Indoor | 3 Modules of 8V1600Ah (12 cells) | 101.5 | 83.4 | 83.5 | 0.70684 | 1245 | 1292.9 | Not stackable | 85044090 | SEK | 37812.65 | MSC SABRINA | India | Visakhapatnam | Khalifa port | 2025-03-13 | 2025-04-01 | [7 empty] | 2025-05-09 |  |  |  | 2025-09-16 |  |  | CASE_LIST | 1 | 1 | site | SHU | 2025-09-16 | site | 1 | 2 | 0 | 2 | 0.85 | 0 | 0.85 | HITACHI(HE) |  | 1 | 2 | 1 | 2 | Flow 2: Port → WH → Site | SHU | HITACHI
4858 | PRL- CS-034-O | HVDC-ADOPT-HE-0327 | SHU | EQ-224 | 191989 | 1 | Indoor | 3 Modules of 8V1600Ah (12 cells) | 101.5 | 83.4 | 83.5 | 0.70684 | 1245 | 1292.9 | Not stackable | 85044090 | SEK | 37812.65 | MSC SABRINA | India | Visakhapatnam | Khalifa port | 2025-03-13 | 2025-04-01 | [7 empty] | 2025-05-09 |  |  |  | 2025-09-16 |  |  | CASE_LIST | 1 | 1 | site | SHU | 2025-09-16 | site | 1 | 2 | 0 | 2 | 0.85 | 0 | 0.85 | HITACHI(HE) |  | 1 | 2 | 1 | 2 | Flow 2: Port → WH → Site | SHU | HITACHI
4859 | PRL- CS-034-O | HVDC-ADOPT-HE-0327 | SHU | EQ-224 | 191990 | 1 | Indoor | 2 Modules of 8V1600Ah & 1 Module of 6V-1600Ah (11 cells) with compression plate | 101.5 | 83.4 | 83.5 | 0.70684 | 1154.1 | 1202 | Not stackable | 85044090 | SEK | 37812.65 | MSC SABRINA | India | Visakhapatnam | Khalifa port | 2025-03-13 | 2025-04-01 | [7 empty] | 2025-05-09 |  |  |  | 2025-09-16 |  |  | CASE_LIST | 1 | 1 | site | SHU | 2025-09-16 | site | 1 | 2 | 0 | 2 | 0.85 | 0 | 0.85 | HITACHI(HE) |  | 1 | 2 | 1 | 2 | Flow 2: Port → WH → Site | SHU | HITACHI
4860 | PRL- CS-034-O | HVDC-ADOPT-HE-0327 | SHU | EQ-224 | 191991 | 1 | Indoor | 2 Modules of 8V1600Ah & 1 Module of 6V-1600Ah (11 cells) with compression plate | 101.5 | 83.4 | 83.5 | 0.70684 | 1154.1 | 1202 | Not stackable | 85044090 | SEK | 37812.65 | MSC SABRINA | India | Visakhapatnam | Khalifa port | 2025-03-13 | 2025-04-01 | [7 empty] | 2025-05-09 |  |  |  | 2025-09-16 |  |  | CASE_LIST | 1 | 1 | site | SHU | 2025-09-16 | site | 1 | 2 | 0 | 2 | 0.85 | 0 | 0.85 | HITACHI(HE) |  | 1 | 2 | 1 | 2 | Flow 2: Port → WH → Site | SHU | HITACHI
4861 | PRL- CS-034-O | HVDC-ADOPT-HE-0327 | SHU | EQ-224 | 191992 | 1 | Indoor | 2 Modules of 8V1600Ah & 1 Module of 6V-1600Ah (11 cells) with compression plate | 101.5 | 83.4 | 83.5 | 0.70684 | 1154.1 | 1202 | Not stackable | 85044090 | SEK | 37812.65 | MSC SABRINA | India | Visakhapatnam | Khalifa port | 2025-03-13 | 2025-04-01 | [7 empty] | 2025-05-09 |  |  |  | 2025-09-16 |  |  | CASE_LIST | 1 | 1 | site | SHU | 2025-09-16 | site | 1 | 2 | 0 | 2 | 0.85 | 0 | 0.85 | HITACHI(HE) |  | 1 | 2 | 1 | 2 | Flow 2: Port → WH → Site | SHU | HITACHI
4862 | PRL- CS-034-O | HVDC-ADOPT-HE-0327 | SHU | EQ-224 | 191993 | 1 | Indoor | 2 Modules of 8V1600Ah & 1 Module of 6V-1600Ah (11 cells) with compression plate | 101.5 | 83.4 | 83.5 | 0.70684 | 1154.1 | 1202 | Not stackable | 85044090 | SEK | 37812.65 | MSC SABRINA | India | Visakhapatnam | Khalifa port | 2025-03-13 | 2025-04-01 | [7 empty] | 2025-05-09 |  |  |  | 2025-09-16 |  |  | CASE_LIST | 1 | 1 | site | SHU | 2025-09-16 | site | 1 | 2 | 0 | 2 | 0.85 | 0 | 0.85 | HITACHI(HE) |  | 1 | 2 | 1 | 2 | Flow 2: Port → WH → Site | SHU | HITACHI
4863 | PRL- CS-034-O | HVDC-ADOPT-HE-0327 | SHU | EQ-224 | 191994 | 1 | Indoor | 2 Modules of 8V1600Ah & 1 Module of 2V-1600Ah (09 cells) with compression plate | 101.5 | 83.4 | 83.5 | 0.70684 | 972 | 1019.9 | Not stackable | 85044090 | SEK | 37812.65 | MSC SABRINA | India | Visakhapatnam | Khalifa port | 2025-03-13 | 2025-04-01 | [7 empty] | 2025-05-09 |  |  |  | 2025-09-16 |  |  | CASE_LIST | 1 | 1 | site | SHU | 2025-09-16 | site | 1 | 2 | 0 | 2 | 0.85 | 0 | 0.85 | HITACHI(HE) |  | 1 | 2 | 1 | 2 | Flow 2: Port → WH → Site | SHU | HITACHI
4864 | PRL- CS-034-O | HVDC-ADOPT-HE-0327 | SHU | EQ-224 | 191995 | 1 | Indoor | 2 Modules of 8V1600Ah & 1 Module of 2V-1600Ah (09 cells) with compression plate | 101.5 | 83.4 | 83.5 | 0.70684 | 972 | 1019.9 | Not stackable | 85044090 | SEK | 37812.65 | MSC SABRINA | India | Visakhapatnam | Khalifa port | 2025-03-13 | 2025-04-01 | [7 empty] | 2025-05-09 |  |  |  | 2025-09-16 |  |  | CASE_LIST | 1 | 1 | site | SHU | 2025-09-16 | site | 1 | 2 | 0 | 2 | 0.85 | 0 | 0.85 | HITACHI(HE) |  | 1 | 2 | 1 | 2 | Flow 2: Port → WH → Site | SHU | HITACHI
4865 | PRL- CS-034-O | HVDC-ADOPT-HE-0327 | SHU | EQ-224 | 191996 | 1 | Indoor | 2 Modules of 8V1600Ah & 1 Module of 2V-1600Ah (09 cells) with compression plate | 101.5 | 83.4 | 83.5 | 0.70684 | 972 | 1019.9 | Not stackable | 85044090 | SEK | 37812.65 | MSC SABRINA | India | Visakhapatnam | Khalifa port | 2025-03-13 | 2025-04-01 | [7 empty] | 2025-05-09 |  |  |  | 2025-09-16 |  |  | CASE_LIST | 1 | 1 | site | SHU | 2025-09-16 | site | 1 | 2 | 0 | 2 | 0.85 | 0 | 0.85 | HITACHI(HE) |  | 1 | 2 | 1 | 2 | Flow 2: Port → WH → Site | SHU | HITACHI
4866 | PRL- CS-034-O | HVDC-ADOPT-HE-0327 | SHU | EQ-224 | 191997 | 1 | Indoor | 2 Modules of 8V1600Ah & 1 Module of 2V-1600Ah (09 cells) with compression plate | 101.5 | 83.4 | 83.5 | 0.70684 | 972 | 1019.9 | Not stackable | 85044090 | SEK | 37812.65 | MSC SABRINA | India | Visakhapatnam | Khalifa port | 2025-03-13 | 2025-04-01 | [7 empty] | 2025-05-09 |  |  |  | 2025-09-16 |  |  | CASE_LIST | 1 | 1 | site | SHU | 2025-09-16 | site | 1 | 2 | 0 | 2 | 0.85 | 0 | 0.85 | HITACHI(HE) |  | 1 | 2 | 1 | 2 | Flow 2: Port → WH → Site | SHU | HITACHI
4867 | PRL- CS-034-O | HVDC-ADOPT-HE-0327 | SHU | EQ-224 | 191998 | 1 | Indoor | 1 Module of 2V1600Ah ( 01 cells) with compression plate | 82.6 | 42 | 83.5 | 0.28968 | 142 | 168.4 | Not stackable | 85044090 | SEK | 37812.65 | MSC SABRINA | India | Visakhapatnam | Khalifa port | 2025-03-13 | 2025-04-01 | [7 empty] | 2025-05-09 |  |  |  | 2025-09-16 |  |  | CASE_LIST | 1 | 1 | site | SHU | 2025-09-16 | site | 1 | 2 | 0 | 2 | 0.35 | 0 | 0.35 | HITACHI(HE) |  | 1 | 2 | 1 | 2 | Flow 2: Port → WH → Site | SHU | HITACHI
4868 | PRL- CS-034-O | HVDC-ADOPT-HE-0327 | SHU | EQ-224 | 191999 | 1 | Indoor | 1 Module of 2V1600Ah ( 01 cells) with compression plate | 82.6 | 42 | 83.5 | 0.28968 | 142 | 168.4 | Not stackable | 85044090 | SEK | 37812.65 | MSC SABRINA | India | Visakhapatnam | Khalifa port | 2025-03-13 | 2025-04-01 | [7 empty] | 2025-05-09 |  |  |  | 2025-09-16 |  |  | CASE_LIST | 1 | 1 | site | SHU | 2025-09-16 | site | 1 | 2 | 0 | 2 | 0.35 | 0 | 0.35 | HITACHI(HE) |  | 1 | 2 | 1 | 2 | Flow 2: Port → WH → Site | SHU | HITACHI
4869 | PRL- CS-034-O | HVDC-ADOPT-HE-0327 | SHU | EQ-224 | 192000 | 1 | Indoor | 1 Module of 2V1600Ah ( 01 cells) with compression plate | 82.6 | 42 | 83.5 | 0.28968 | 142 | 168.4 | Not stackable | 85044090 | SEK | 37812.65 | MSC SABRINA | India | Visakhapatnam | Khalifa port | 2025-03-13 | 2025-04-01 | [7 empty] | 2025-05-09 |  |  |  | 2025-09-16 |  |  | CASE_LIST | 1 | 1 | site | SHU | 2025-09-16 | site | 1 | 2 | 0 | 2 | 0.35 | 0 | 0.35 | HITACHI(HE) |  | 1 | 2 | 1 | 2 | Flow 2: Port → WH → Site | SHU | HITACHI
4870 | PRL- CS-034-O | HVDC-ADOPT-HE-0327 | SHU | EQ-224 | 192001 | 1 | Indoor | 1 Module of 2V1600Ah ( 01 cells) with compression plate | 82.6 | 42 | 83.5 | 0.28968 | 142 | 168.4 | Not stackable | 85044090 | SEK | 37812.65 | MSC SABRINA | India | Visakhapatnam | Khalifa port | 2025-03-13 | 2025-04-01 | [7 empty] | 2025-05-09 |  |  |  | 2025-09-16 |  |  | CASE_LIST | 1 | 1 | site | SHU | 2025-09-16 | site | 1 | 2 | 0 | 2 | 0.35 | 0 | 0.35 | HITACHI(HE) |  | 1 | 2 | 1 | 2 | Flow 2: Port → WH → Site | SHU | HITACHI
4871 | PRL- CS-034-O | HVDC-ADOPT-HE-0327 | SHU | EQ-224 | 192002 | 1 | Indoor | Accessories of 110V-3200Ah.Front & top covers packed in EPE sheet with stretch film. | 97.4 | 75.5 | 47.4 | 0.34857 | 127.3 | 155.8 | Stackable 1 tier | 85044090 | SEK | 37812.65 | MSC SABRINA | India | Visakhapatnam | Khalifa port | 2025-03-13 | 2025-04-01 | [7 empty] | 2025-05-09 |  |  |  | 2025-08-25 |  |  | CASE_LIST | 1 | 1 | site | SHU | 2025-08-25 | site | 1 | 2 | 0 | 2 | 0.74 | 1 | 0.74 | HITACHI(HE) |  | 1 | 2 | 1 | 2 | Flow 2: Port → WH → Site | SHU | HITACHI
4872 | PRL- CS-034-O | HVDC-ADOPT-HE-0327 | SHU | EQ-224 | 192003 | 1 | Indoor | Accessories of 110V-3200Ah.Front & top covers packed in EPE sheet with stretch film. | 97.4 | 75.5 | 47.4 | 0.34857 | 127.3 | 155.8 | Stackable 1 tier | 85044090 | SEK | 37812.65 | MSC SABRINA | India | Visakhapatnam | Khalifa port | 2025-03-13 | 2025-04-01 | [7 empty] | 2025-05-09 |  |  |  | 2025-08-27 |  |  | CASE_LIST | 1 | 1 | site | SHU | 2025-08-27 | site | 1 | 2 | 0 | 2 | 0.74 | 1 | 0.74 | HITACHI(HE) |  | 1 | 2 | 1 | 2 | Flow 2: Port → WH → Site | SHU | HITACHI
4873 | PRL- CS-034-O | HVDC-ADOPT-HE-0327 | SHU | EQ-224 | 192004 | 1 | Indoor | Accessories of 110V-3200Ah.Front & top covers packed in EPE sheet with stretch film. | 97.4 | 75.5 | 47.4 | 0.34857 | 127.3 | 155.8 | Stackable 1 tier | 85044090 | SEK | 37812.65 | MSC SABRINA | India | Visakhapatnam | Khalifa port | 2025-03-13 | 2025-04-01 | [7 empty] | 2025-05-09 |  |  |  | 2025-08-25 |  |  | CASE_LIST | 1 | 1 | site | SHU | 2025-08-25 | site | 1 | 2 | 0 | 2 | 0.74 | 1 | 0.74 | HITACHI(HE) |  | 1 | 2 | 1 | 2 | Flow 2: Port → WH → Site | SHU | HITACHI
4874 | PRL- CS-034-O | HVDC-ADOPT-HE-0327 | SHU | EQ-224 | 192005 | 1 | Indoor | Accessories of 110V-3200Ah.Front & top covers packed in EPE sheet with stretch film. | 97.4 | 75.5 | 47.4 | 0.34857 | 127.3 | 155.8 | Stackable 1 tier | 85044090 | SEK | 37812.65 | MSC SABRINA | India | Visakhapatnam | Khalifa port | 2025-03-13 | 2025-04-01 | [7 empty] | 2025-05-09 |  |  |  | 2025-08-25 |  |  | CASE_LIST | 1 | 1 | site | SHU | 2025-08-25 | site | 1 | 2 | 0 | 2 | 0.74 | 1 | 0.74 | HITACHI(HE) |  | 1 | 2 | 1 | 2 | Flow 2: Port → WH → Site | SHU | HITACHI
4875 | PRL- CS-034-O | HVDC-ADOPT-HE-0327 | SHU | EQ-224 | 192006 | 1 | Indoor | Accessories of 110V-3200Ah.Front & top covers packed in EPE sheet with stretch film. | 97.4 | 75.5 | 47.4 | 0.34857 | 127.3 | 155.8 | Stackable 1 tier | 85044090 | SEK | 37812.65 | MSC SABRINA | India | Visakhapatnam | Khalifa port | 2025-03-13 | 2025-04-01 | [7 empty] | 2025-05-09 |  |  |  | 2025-08-27 |  |  | CASE_LIST | 1 | 1 | site | SHU | 2025-08-27 | site | 1 | 2 | 0 | 2 | 0.74 | 1 | 0.74 | HITACHI(HE) |  | 1 | 2 | 1 | 2 | Flow 2: Port → WH → Site | SHU | HITACHI
4876 | PRL- CS-034-O | HVDC-ADOPT-HE-0327 | SHU | EQ-224 | 192007 | 1 | Indoor | Accessories of 110V-3200Ah.Front & top covers packed in EPE sheet with stretch film. | 97.4 | 75.5 | 47.4 | 0.34857 | 127.3 | 155.8 | Stackable 1 tier | 85044090 | SEK | 37812.65 | MSC SABRINA | India | Visakhapatnam | Khalifa port | 2025-03-13 | 2025-04-01 | [7 empty] | 2025-05-09 |  |  |  | 2025-08-25 |  |  | CASE_LIST | 1 | 1 | site | SHU | 2025-08-25 | site | 1 | 2 | 0 | 2 | 0.74 | 1 | 0.74 | HITACHI(HE) |  | 1 | 2 | 1 | 2 | Flow 2: Port → WH → Site | SHU | HITACHI
4877 | PRL- CS-034-O | HVDC-ADOPT-HE-0327 | SHU | EQ-224 | 192008 | 1 | Indoor | 3 Modules of 8V1600Ah (12 cells) | 101.5 | 83.4 | 83.5 | 0.70684 | 1245 | 1292.9 | Not stackable | 85044090 | SEK | 37812.65 | MSC SABRINA | India | Visakhapatnam | Khalifa port | 2025-03-13 | 2025-04-01 | [7 empty] | 2025-05-09 |  |  |  | 2025-09-17 |  |  | CASE_LIST | 1 | 1 | site | SHU | 2025-09-17 | site | 1 | 2 | 0 | 2 | 0.85 | 0 | 0.85 | HITACHI(HE) |  | 1 | 2 | 1 | 2 | Flow 2: Port → WH → Site | SHU | HITACHI
4878 | PRL- CS-034-O | HVDC-ADOPT-HE-0327 | SHU | EQ-224 | 192009 | 1 | Indoor | 3 Modules of 8V1600Ah (12 cells) | 101.5 | 83.4 | 83.5 | 0.70684 | 1245 | 1292.9 | Not stackable | 85044090 | SEK | 37812.65 | MSC SABRINA | India | Visakhapatnam | Khalifa port | 2025-03-13 | 2025-04-01 | [7 empty] | 2025-05-09 |  |  |  | 2025-09-17 |  |  | CASE_LIST | 1 | 1 | site | SHU | 2025-09-17 | site | 1 | 2 | 0 | 2 | 0.85 | 0 | 0.85 | HITACHI(HE) |  | 1 | 2 | 1 | 2 | Flow 2: Port → WH → Site | SHU | HITACHI
4879 | PRL- CS-034-O | HVDC-ADOPT-HE-0327 | SHU | EQ-224 | 192010 | 1 | Indoor | 3 Modules of 8V1600Ah (12 cells) | 101.5 | 83.4 | 83.5 | 0.70684 | 1245 | 1292.9 | Not stackable | 85044090 | SEK | 37812.65 | MSC SABRINA | India | Visakhapatnam | Khalifa port | 2025-03-13 | 2025-04-01 | [7 empty] | 2025-05-09 |  |  |  | 2025-09-17 |  |  | CASE_LIST | 1 | 1 | site | SHU | 2025-09-17 | site | 1 | 2 | 0 | 2 | 0.85 | 0 | 0.85 | HITACHI(HE) |  | 1 | 2 | 1 | 2 | Flow 2: Port → WH → Site | SHU | HITACHI
4880 | PRL- CS-034-O | HVDC-ADOPT-HE-0327 | SHU | EQ-224 | 192011 | 1 | Indoor | 3 Modules of 8V1600Ah (12 cells) | 101.5 | 83.4 | 83.5 | 0.70684 | 1245 | 1292.9 | Not stackable | 85044090 | SEK | 37812.65 | MSC SABRINA | India | Visakhapatnam | Khalifa port | 2025-03-13 | 2025-04-01 | [7 empty] | 2025-05-09 |  |  |  | 2025-09-17 |  |  | CASE_LIST | 1 | 1 | site | SHU | 2025-09-17 | site | 1 | 2 | 0 | 2 | 0.85 | 0 | 0.85 | HITACHI(HE) |  | 1 | 2 | 1 | 2 | Flow 2: Port → WH → Site | SHU | HITACHI
4881 | PRL- CS-034-O | HVDC-ADOPT-HE-0327 | SHU | EQ-224 | 192012 | 1 | Indoor | 3 Modules of 8V1600Ah (12 cells) | 101.5 | 83.4 | 83.5 | 0.70684 | 1245 | 1292.9 | Not stackable | 85044090 | SEK | 37812.65 | MSC SABRINA | India | Visakhapatnam | Khalifa port | 2025-03-13 | 2025-04-01 | [7 empty] | 2025-05-09 |  |  |  | 2025-09-17 |  |  | CASE_LIST | 1 | 1 | site | SHU | 2025-09-17 | site | 1 | 2 | 0 | 2 | 0.85 | 0 | 0.85 | HITACHI(HE) |  | 1 | 2 | 1 | 2 | Flow 2: Port → WH → Site | SHU | HITACHI
4882 | PRL- CS-034-O | HVDC-ADOPT-HE-0327 | SHU | EQ-224 | 192013 | 1 | Indoor | 3 Modules of 8V1600Ah (12 cells) | 101.5 | 83.4 | 83.5 | 0.70684 | 1245 | 1292.9 | Not stackable | 85044090 | SEK | 37812.65 | MSC SABRINA | India | Visakhapatnam | Khalifa port | 2025-03-13 | 2025-04-01 | [7 empty] | 2025-05-09 |  |  |  | 2025-09-17 |  |  | CASE_LIST | 1 | 1 | site | SHU | 2025-09-17 | site | 1 | 2 | 0 | 2 | 0.85 | 0 | 0.85 | HITACHI(HE) |  | 1 | 2 | 1 | 2 | Flow 2: Port → WH → Site | SHU | HITACHI
4883 | PRL- CS-034-O | HVDC-ADOPT-HE-0327 | SHU | EQ-224 | 192014 | 1 | Indoor | 3 Modules of 8V1600Ah (12 cells) | 101.5 | 83.4 | 83.5 | 0.70684 | 1245 | 1292.9 | Not stackable | 85044090 | SEK | 37812.65 | MSC SABRINA | India | Visakhapatnam | Khalifa port | 2025-03-13 | 2025-04-01 | [7 empty] | 2025-05-09 |  |  |  | 2025-09-17 |  |  | CASE_LIST | 1 | 1 | site | SHU | 2025-09-17 | site | 1 | 2 | 0 | 2 | 0.85 | 0 | 0.85 | HITACHI(HE) |  | 1 | 2 | 1 | 2 | Flow 2: Port → WH → Site | SHU | HITACHI
4884 | PRL- CS-034-O | HVDC-ADOPT-HE-0327 | SHU | EQ-224 | 192015 | 1 | Indoor | 3 Modules of 8V1600Ah (12 cells) | 101.5 | 83.4 | 83.5 | 0.70684 | 1245 | 1292.9 | Not stackable | 85044090 | SEK | 37812.65 | MSC SABRINA | India | Visakhapatnam | Khalifa port | 2025-03-13 | 2025-04-01 | [7 empty] | 2025-05-09 |  |  |  | 2025-09-17 |  |  | CASE_LIST | 1 | 1 | site | SHU | 2025-09-17 | site | 1 | 2 | 0 | 2 | 0.85 | 0 | 0.85 | HITACHI(HE) |  | 1 | 2 | 1 | 2 | Flow 2: Port → WH → Site | SHU | HITACHI
4885 | PRL- CS-034-O | HVDC-ADOPT-HE-0327 | SHU | EQ-224 | 192016 | 1 | Indoor | 3 Modules of 8V1600Ah (12 cells) | 101.5 | 83.4 | 83.5 | 0.70684 | 1245 | 1292.9 | Not stackable | 85044090 | SEK | 37812.65 | MSC SABRINA | India | Visakhapatnam | Khalifa port | 2025-03-13 | 2025-04-01 | [7 empty] | 2025-05-09 |  |  |  | 2025-09-17 |  |  | CASE_LIST | 1 | 1 | site | SHU | 2025-09-17 | site | 1 | 2 | 0 | 2 | 0.85 | 0 | 0.85 | HITACHI(HE) |  | 1 | 2 | 1 | 2 | Flow 2: Port → WH → Site | SHU | HITACHI
4886 | PRL- CS-034-O | HVDC-ADOPT-HE-0327 | SHU | EQ-224 | 192017 | 1 | Indoor | 3 Modules of 8V1600Ah (12 cells) | 101.5 | 83.4 | 83.5 | 0.70684 | 1245 | 1292.9 | Not stackable | 85044090 | SEK | 37812.65 | MSC SABRINA | India | Visakhapatnam | Khalifa port | 2025-03-13 | 2025-04-01 | [7 empty] | 2025-05-09 |  |  |  | 2025-09-17 |  |  | CASE_LIST | 1 | 1 | site | SHU | 2025-09-17 | site | 1 | 2 | 0 | 2 | 0.85 | 0 | 0.85 | HITACHI(HE) |  | 1 | 2 | 1 | 2 | Flow 2: Port → WH → Site | SHU | HITACHI
4887 | PRL- CS-034-O | HVDC-ADOPT-HE-0327 | SHU | EQ-224 | 192018 | 1 | Indoor | 3 Modules of 8V1600Ah (12 cells) | 101.5 | 83.4 | 83.5 | 0.70684 | 1245 | 1292.9 | Not stackable | 85044090 | SEK | 37812.65 | MSC SABRINA | India | Visakhapatnam | Khalifa port | 2025-03-13 | 2025-04-01 | [7 empty] | 2025-05-09 |  |  |  | 2025-09-17 |  |  | CASE_LIST | 1 | 1 | site | SHU | 2025-09-17 | site | 1 | 2 | 0 | 2 | 0.85 | 0 | 0.85 | HITACHI(HE) |  | 1 | 2 | 1 | 2 | Flow 2: Port → WH → Site | SHU | HITACHI
4888 | PRL- CS-034-O | HVDC-ADOPT-HE-0327 | SHU | EQ-224 | 192019 | 1 | Indoor | 3 Modules of 8V1600Ah (12 cells) | 101.5 | 83.4 | 83.5 | 0.70684 | 1245 | 1292.9 | Not stackable | 85044090 | SEK | 37812.65 | MSC SABRINA | India | Visakhapatnam | Khalifa port | 2025-03-13 | 2025-04-01 | [7 empty] | 2025-05-09 |  |  |  | 2025-09-17 |  |  | CASE_LIST | 1 | 1 | site | SHU | 2025-09-17 | site | 1 | 2 | 0 | 2 | 0.85 | 0 | 0.85 | HITACHI(HE) |  | 1 | 2 | 1 | 2 | Flow 2: Port → WH → Site | SHU | HITACHI
4889 | PRL- CS-034-O | HVDC-ADOPT-HE-0327 | SHU | EQ-224 | 192020 | 1 | Indoor | 2 Modules of 8V1600Ah & 1 Module of 6V-1600Ah (11 cells) with compression plate | 101.5 | 83.4 | 83.5 | 0.70684 | 1154.1 | 1202 | Not stackable | 85044090 | SEK | 37812.65 | MSC SABRINA | India | Visakhapatnam | Khalifa port | 2025-03-13 | 2025-04-01 | [7 empty] | 2025-05-09 |  |  |  | 2025-09-16 |  |  | CASE_LIST | 1 | 1 | site | SHU | 2025-09-16 | site | 1 | 2 | 0 | 2 | 0.85 | 0 | 0.85 | HITACHI(HE) |  | 1 | 2 | 1 | 2 | Flow 2: Port → WH → Site | SHU | HITACHI
4890 | PRL- CS-034-O | HVDC-ADOPT-HE-0327 | SHU | EQ-224 | 192021 | 1 | Indoor | 2 Modules of 8V1600Ah & 1 Module of 6V-1600Ah (11 cells) with compression plate | 101.5 | 83.4 | 83.5 | 0.70684 | 1154.1 | 1202 | Not stackable | 85044090 | SEK | 37812.65 | MSC SABRINA | India | Visakhapatnam | Khalifa port | 2025-03-13 | 2025-04-01 | [7 empty] | 2025-05-09 |  |  |  | 2025-09-16 |  |  | CASE_LIST | 1 | 1 | site | SHU | 2025-09-16 | site | 1 | 2 | 0 | 2 | 0.85 | 0 | 0.85 | HITACHI(HE) |  | 1 | 2 | 1 | 2 | Flow 2: Port → WH → Site | SHU | HITACHI
4891 | PRL- CS-034-O | HVDC-ADOPT-HE-0327 | SHU | EQ-224 | 192022 | 1 | Indoor | 2 Modules of 8V1600Ah & 1 Module of 6V-1600Ah (11 cells) with compression plate | 101.5 | 83.4 | 83.5 | 0.70684 | 1154.1 | 1202 | Not stackable | 85044090 | SEK | 37812.65 | MSC SABRINA | India | Visakhapatnam | Khalifa port | 2025-03-13 | 2025-04-01 | [7 empty] | 2025-05-09 |  |  |  | 2025-09-16 |  |  | CASE_LIST | 1 | 1 | site | SHU | 2025-09-16 | site | 1 | 2 | 0 | 2 | 0.85 | 0 | 0.85 | HITACHI(HE) |  | 1 | 2 | 1 | 2 | Flow 2: Port → WH → Site | SHU | HITACHI
4892 | PRL- CS-034-O | HVDC-ADOPT-HE-0327 | SHU | EQ-224 | 192023 | 1 | Indoor | 2 Modules of 8V1600Ah & 1 Module of 6V-1600Ah (11 cells) with compression plate | 101.5 | 83.4 | 83.5 | 0.70684 | 1154.1 | 1202 | Not stackable | 85044090 | SEK | 37812.65 | MSC SABRINA | India | Visakhapatnam | Khalifa port | 2025-03-13 | 2025-04-01 | [7 empty] | 2025-05-09 |  |  |  | 2025-09-16 |  |  | CASE_LIST | 1 | 1 | site | SHU | 2025-09-16 | site | 1 | 2 | 0 | 2 | 0.85 | 0 | 0.85 | HITACHI(HE) |  | 1 | 2 | 1 | 2 | Flow 2: Port → WH → Site | SHU | HITACHI
4893 | PRL- CS-034-O | HVDC-ADOPT-HE-0327 | SHU | EQ-224 | 192024 | 1 | Indoor | 2 Modules of 8V1600Ah & 1 Module of 2V-1600Ah (09 cells) with compression plate | 101.5 | 83.4 | 83.5 | 0.70684 | 972 | 1019.9 | Not stackable | 85044090 | SEK | 37812.65 | MSC SABRINA | India | Visakhapatnam | Khalifa port | 2025-03-13 | 2025-04-01 | [7 empty] | 2025-05-09 |  |  |  | 2025-09-16 |  |  | CASE_LIST | 1 | 1 | site | SHU | 2025-09-16 | site | 1 | 2 | 0 | 2 | 0.85 | 0 | 0.85 | HITACHI(HE) |  | 1 | 2 | 1 | 2 | Flow 2: Port → WH → Site | SHU | HITACHI
4894 | PRL- CS-034-O | HVDC-ADOPT-HE-0327 | SHU | EQ-224 | 192025 | 1 | Indoor | 2 Modules of 8V1600Ah & 1 Module of 2V-1600Ah (09 cells) with compression plate | 101.5 | 83.4 | 83.5 | 0.70684 | 972 | 1019.9 | Not stackable | 85044090 | SEK | 37812.65 | MSC SABRINA | India | Visakhapatnam | Khalifa port | 2025-03-13 | 2025-04-01 | [7 empty] | 2025-05-09 |  |  |  | 2025-09-16 |  |  | CASE_LIST | 1 | 1 | site | SHU | 2025-09-16 | site | 1 | 2 | 0 | 2 | 0.85 | 0 | 0.85 | HITACHI(HE) |  | 1 | 2 | 1 | 2 | Flow 2: Port → WH → Site | SHU | HITACHI
4895 | PRL- CS-034-O | HVDC-ADOPT-HE-0327 | SHU | EQ-224 | 192026 | 1 | Indoor | 2 Modules of 8V1600Ah & 1 Module of 2V-1600Ah (09 cells) with compression plate | 101.5 | 83.4 | 83.5 | 0.70684 | 972 | 1019.9 | Not stackable | 85044090 | SEK | 37812.65 | MSC SABRINA | India | Visakhapatnam | Khalifa port | 2025-03-13 | 2025-04-01 | [7 empty] | 2025-05-09 |  |  |  | 2025-09-16 |  |  | CASE_LIST | 1 | 1 | site | SHU | 2025-09-16 | site | 1 | 2 | 0 | 2 | 0.85 | 0 | 0.85 | HITACHI(HE) |  | 1 | 2 | 1 | 2 | Flow 2: Port → WH → Site | SHU | HITACHI
4896 | PRL- CS-034-O | HVDC-ADOPT-HE-0327 | SHU | EQ-224 | 192027 | 1 | Indoor | 2 Modules of 8V1600Ah & 1 Module of 2V-1600Ah (09 cells) with compression plate | 101.5 | 83.4 | 83.5 | 0.70684 | 972 | 1019.9 | Not stackable | 85044090 | SEK | 37812.65 | MSC SABRINA | India | Visakhapatnam | Khalifa port | 2025-03-13 | 2025-04-01 | [7 empty] | 2025-05-09 |  |  |  | 2025-09-16 |  |  | CASE_LIST | 1 | 1 | site | SHU | 2025-09-16 | site | 1 | 2 | 0 | 2 | 0.85 | 0 | 0.85 | HITACHI(HE) |  | 1 | 2 | 1 | 2 | Flow 2: Port → WH → Site | SHU | HITACHI
4897 | PRL- CS-034-O | HVDC-ADOPT-HE-0327 | SHU | EQ-224 | 192028 | 1 | Indoor | 1 Module of 2V1600Ah ( 01 cells) with compression plate | 82.6 | 42 | 83.5 | 0.28968 | 142 | 168.4 | Not stackable | 85044090 | SEK | 37812.65 | MSC SABRINA | India | Visakhapatnam | Khalifa port | 2025-03-13 | 2025-04-01 | [7 empty] | 2025-05-09 |  |  |  | 2025-09-16 |  |  | CASE_LIST | 1 | 1 | site | SHU | 2025-09-16 | site | 1 | 2 | 0 | 2 | 0.35 | 0 | 0.35 | HITACHI(HE) |  | 1 | 2 | 1 | 2 | Flow 2: Port → WH → Site | SHU | HITACHI
4898 | PRL- CS-034-O | HVDC-ADOPT-HE-0327 | SHU | EQ-224 | 192029 | 1 | Indoor | 1 Module of 2V1600Ah ( 01 cells) with compression plate | 82.6 | 42 | 83.5 | 0.28968 | 142 | 168.4 | Not stackable | 85044090 | SEK | 37812.65 | MSC SABRINA | India | Visakhapatnam | Khalifa port | 2025-03-13 | 2025-04-01 | [7 empty] | 2025-05-09 | [6 empty] | CASE_LIST | 1 |  | warehouse | Hauler Indoor | 2025-05-09 | warehouse | 1 | 1 | -1 | 0 | 0.35 | 0 | 0.35 | HITACHI(HE) |  | 0 | 1 | 1 | 2 | Flow 2: Port → WH → Site | Hauler Indoor | HITACHI
4899 | PRL- CS-034-O | HVDC-ADOPT-HE-0327 | SHU | EQ-224 | 192030 | 1 | Indoor | 1 Module of 2V1600Ah ( 01 cells) with compression plate | 82.6 | 42 | 83.5 | 0.28968 | 142 | 168.4 | Not stackable | 85044090 | SEK | 37812.65 | MSC SABRINA | India | Visakhapatnam | Khalifa port | 2025-03-13 | 2025-04-01 | [7 empty] | 2025-05-09 |  |  |  | 2025-09-16 |  |  | CASE_LIST | 1 | 1 | site | SHU | 2025-09-16 | site | 1 | 2 | 0 | 2 | 0.35 | 0 | 0.35 | HITACHI(HE) |  | 1 | 2 | 1 | 2 | Flow 2: Port → WH → Site | SHU | HITACHI
4900 | PRL- CS-034-O | HVDC-ADOPT-HE-0327 | SHU | EQ-224 | 192031 | 1 | Indoor | 1 Module of 2V1600Ah ( 01 cells) with compression plate | 82.6 | 42 | 83.5 | 0.28968 | 142 | 168.4 | Not stackable | 85044090 | SEK | 37812.65 | MSC SABRINA | India | Visakhapatnam | Khalifa port | 2025-03-13 | 2025-04-01 | [7 empty] | 2025-05-09 |  |  |  | 2025-09-16 |  |  | CASE_LIST | 1 | 1 | site | SHU | 2025-09-16 | site | 1 | 2 | 0 | 2 | 0.35 | 0 | 0.35 | HITACHI(HE) |  | 1 | 2 | 1 | 2 | Flow 2: Port → WH → Site | SHU | HITACHI
4901 | PRL- CS-034-O | HVDC-ADOPT-HE-0327 | SHU | EQ-224 | 192032 | 1 | Indoor | Accessories of 110V-3200Ah.Front & top covers packed in EPE sheet with stretch film. | 97.4 | 75.5 | 47.4 | 0.34857 | 127.3 | 155.8 | Stackable 1 tier | 85044090 | SEK | 37812.65 | MSC SABRINA | India | Visakhapatnam | Khalifa port | 2025-03-13 | 2025-04-01 | [7 empty] | 2025-05-09 |  |  |  | 2025-08-27 |  |  | CASE_LIST | 1 | 1 | site | SHU | 2025-08-27 | site | 1 | 2 | 0 | 2 | 0.74 | 1 | 0.74 | HITACHI(HE) |  | 1 | 2 | 1 | 2 | Flow 2: Port → WH → Site | SHU | HITACHI
4902 | PRL- CS-034-O | HVDC-ADOPT-HE-0327 | SHU | EQ-224 | 192033 | 1 | Indoor | Accessories of 110V-3200Ah.Front & top covers packed in EPE sheet with stretch film. | 97.4 | 75.5 | 47.4 | 0.34857 | 127.3 | 155.8 | Stackable 1 tier | 85044090 | SEK | 37812.65 | MSC SABRINA | India | Visakhapatnam | Khalifa port | 2025-03-13 | 2025-04-01 | [7 empty] | 2025-05-09 |  |  |  | 2025-08-27 |  |  | CASE_LIST | 1 | 1 | site | SHU | 2025-08-27 | site | 1 | 2 | 0 | 2 | 0.74 | 1 | 0.74 | HITACHI(HE) |  | 1 | 2 | 1 | 2 | Flow 2: Port → WH → Site | SHU | HITACHI
4903 | PRL- CS-034-O | HVDC-ADOPT-HE-0327 | SHU | EQ-224 | 192034 | 1 | Indoor | Accessories of 110V-3200Ah.Front & top covers packed in EPE sheet with stretch film. | 97.4 | 75.5 | 47.4 | 0.34857 | 127.3 | 155.8 | Stackable 1 tier | 85044090 | SEK | 37812.65 | MSC SABRINA | India | Visakhapatnam | Khalifa port | 2025-03-13 | 2025-04-01 | [7 empty] | 2025-05-09 |  |  |  | 2025-08-27 |  |  | CASE_LIST | 1 | 1 | site | SHU | 2025-08-27 | site | 1 | 2 | 0 | 2 | 0.74 | 1 | 0.74 | HITACHI(HE) |  | 1 | 2 | 1 | 2 | Flow 2: Port → WH → Site | SHU | HITACHI
4904 | PRL- CS-034-O | HVDC-ADOPT-HE-0327 | SHU | EQ-224 | 192035 | 1 | Indoor | Accessories of 110V-3200Ah.Front & top covers packed in EPE sheet with stretch film. | 97.4 | 75.5 | 47.4 | 0.34857 | 127.3 | 155.8 | Stackable 1 tier | 85044090 | SEK | 37812.65 | MSC SABRINA | India | Visakhapatnam | Khalifa port | 2025-03-13 | 2025-04-01 | [7 empty] | 2025-05-09 |  |  |  | 2025-08-27 |  |  | CASE_LIST | 1 | 1 | site | SHU | 2025-08-27 | site | 1 | 2 | 0 | 2 | 0.74 | 1 | 0.74 | HITACHI(HE) |  | 1 | 2 | 1 | 2 | Flow 2: Port → WH → Site | SHU | HITACHI
4905 | PRL- CS-034-O | HVDC-ADOPT-HE-0327 | SHU | EQ-224 | 192036 | 1 | Indoor | Accessories of 110V-3200Ah.Front & top covers packed in EPE sheet with stretch film. | 97.4 | 75.5 | 47.4 | 0.34857 | 127.3 | 155.8 | Stackable 1 tier | 85044090 | SEK | 37812.65 | MSC SABRINA | India | Visakhapatnam | Khalifa port | 2025-03-13 | 2025-04-01 | [7 empty] | 2025-05-09 |  |  |  | 2025-08-27 |  |  | CASE_LIST | 1 | 1 | site | SHU | 2025-08-27 | site | 1 | 2 | 0 | 2 | 0.74 | 1 | 0.74 | HITACHI(HE) |  | 1 | 2 | 1 | 2 | Flow 2: Port → WH → Site | SHU | HITACHI
4906 | PRL- CS-034-O | HVDC-ADOPT-HE-0327 | SHU | EQ-224 | 192037 | 1 | Indoor | Accessories of 110V-3200Ah.Front & top covers packed in EPE sheet with stretch film. | 97.4 | 75.5 | 47.4 | 0.34857 | 127.3 | 155.8 | Stackable 1 tier | 85044090 | SEK | 37812.65 | MSC SABRINA | India | Visakhapatnam | Khalifa port | 2025-03-13 | 2025-04-01 | [7 empty] | 2025-05-09 |  |  |  | 2025-08-27 |  |  | CASE_LIST | 1 | 1 | site | SHU | 2025-08-27 | site | 1 | 2 | 0 | 2 | 0.74 | 1 | 0.74 | HITACHI(HE) |  | 1 | 2 | 1 | 2 | Flow 2: Port → WH → Site | SHU | HITACHI
4166 | PRL-DAS-031-A4 | HVDC-ADOPT-HE-0326 | DAS | EQ-101 | 208361 | 1 | Indoor | Control Cubicle Transformer Switchyard Interface x4A | 253 | 273 | 105 | 7.252 | 490 | 1080 | Stackable 2 tier | 85431098 | SEK | 566635 | EY918 | Denmark | Billund | Abu Dhabi Airport | 2025-03-21 | 2025-03-25 | [6 empty] | 2025-03-27 | [5 empty] | 2025-04-19 |  | CASE_LIST | 1 | 1 | site | DAS | 2025-04-19 | site | 1 | 2 | 0 | 2 | 6.91 | 2 | 6.91 | HITACHI(HE) |  | 1 | 2 | 1 | 3 | Flow 3: Port → MOSB → Site | DAS | HITACHI
4167 | PRL-DAS-031-A4 | HVDC-ADOPT-HE-0326 | DAS | EQ-101 | 208362 | 1 | Indoor | Control Cubicle Transformer Switchyard Interface x4B | 253 | 273 | 105 | 7.252 | 490 | 1080 | Stackable 2 tier | 85431098 | SEK | 566635 | EY918 | Denmark | Billund | Abu Dhabi Airport | 2025-03-21 | 2025-03-25 | [6 empty] | 2025-03-27 | [5 empty] | 2025-04-19 |  | CASE_LIST | 1 | 1 | site | DAS | 2025-04-19 | site | 1 | 2 | 0 | 2 | 6.91 | 2 | 6.91 | HITACHI(HE) |  | 1 | 2 | 1 | 3 | Flow 3: Port → MOSB → Site | DAS | HITACHI
4530 | PRL-DAS-031-O3 | HVDC-ADOPT-HE-0325-2 | DAS | EQ-101 | 208355 | 1 | Indoor | Control Cubicle Station Control and Monitoring 1 | 253 | 113 | 146 | 4.174 | 300 | 550 | Stackable 3 tier | 85371098 | SEK | 566635 | MSC LORETO | SWEDEN | Gothenburg | Khalifa port | 2025-03-21 | 2025-05-06 |  |  | 2025-05-26 | [9 empty] | 2025-06-27 |  | CASE_LIST | 1 | 1 | site | DAS | 2025-06-27 | site | 1 | 2 | 0 | 2 | 2.86 | 3 | 2.86 | HITACHI(HE) |  | 1 | 2 | 1 | 2 | Flow 2: Port → WH → Site | DAS | HITACHI
4531 | PRL-DAS-031-O3 | HVDC-ADOPT-HE-0325-2 | DAS | EQ-101 | 208356 | 1 | Indoor | Control Cubicle Station Control and Monitoring 2 | 253 | 113 | 146 | 4.174 | 300 | 550 | Stackable 3 tier | 85371098 | SEK | 566635 | MSC LORETO | SWEDEN | Gothenburg | Khalifa port | 2025-03-21 | 2025-05-06 |  |  | 2025-05-26 | [9 empty] | 2025-06-27 |  | CASE_LIST | 1 | 1 | site | DAS | 2025-06-27 | site | 1 | 2 | 0 | 2 | 2.86 | 3 | 2.86 | HITACHI(HE) |  | 1 | 2 | 1 | 2 | Flow 2: Port → WH → Site | DAS | HITACHI
4532 | PRL-DAS-031-O3 | HVDC-ADOPT-HE-0325-2 | DAS | EQ-101 | 208357 | 1 | Indoor | Control Cubicle Station Control and Monitoring 3 | 253 | 113 | 146 | 4.174 | 300 | 550 | Stackable 3 tier | 85371098 | SEK | 566635 | MSC LORETO | SWEDEN | Gothenburg | Khalifa port | 2025-03-21 | 2025-05-06 |  |  | 2025-05-26 | [9 empty] | 2025-06-27 |  | CASE_LIST | 1 | 1 | site | DAS | 2025-06-27 | site | 1 | 2 | 0 | 2 | 2.86 | 3 | 2.86 | HITACHI(HE) |  | 1 | 2 | 1 | 2 | Flow 2: Port → WH → Site | DAS | HITACHI
4533 | PRL-DAS-031-O3 | HVDC-ADOPT-HE-0325-2 | DAS | EQ-101 | 208358 | 1 | Indoor | Control Cubicle Pole Control and Protection 1A | 253 | 113 | 105 | 3.002 | 220 | 450 | Stackable 3 tier | 85371098 | SEK | 566635 | MSC LORETO | SWEDEN | Gothenburg | Khalifa port | 2025-03-21 | 2025-05-06 |  |  | 2025-05-26 | [9 empty] | 2025-06-27 |  | CASE_LIST | 1 | 1 | site | DAS | 2025-06-27 | site | 1 | 2 | 0 | 2 | 2.86 | 3 | 2.86 | HITACHI(HE) |  | 1 | 2 | 1 | 2 | Flow 2: Port → WH → Site | DAS | HITACHI
4534 | PRL-DAS-031-O3 | HVDC-ADOPT-HE-0325-2 | DAS | EQ-101 | 209167 | 1 | Indoor | Control Equipment DELL Server | 100 | 60 | 73 | 0.438 | 108 | 131 | Stackable 3 tier | 85371098 | SEK | 566635 | MSC LORETO | SWEDEN | Gothenburg | Khalifa port | 2025-03-21 | 2025-05-06 |  |  | 2025-05-26 |  |  |  | 2025-06-10 | [5 empty] | 2025-06-13 |  | CASE_LIST | 1 | 1 | site | DAS | 2025-06-13 | site | 2 | 3 | -1 | 2 | 0.6 | 3 | 0.6 | HITACHI(HE) |  | 1 | 3 | 2 | 4 | Flow 4: Port → WH → MOSB → Site | DAS | HITACHI
4535 | PRL-DAS-031-O3 | HVDC-ADOPT-HE-0325-2 | DAS | EQ-101 | 209168 | 1 | Indoor | Control Equipment DELL Server | 100 | 60 | 73 | 0.438 | 108 | 131 | Stackable 3 tier | 85371098 | SEK | 566635 | MSC LORETO | SWEDEN | Gothenburg | Khalifa port | 2025-03-21 | 2025-05-06 |  |  | 2025-05-26 |  |  |  | 2025-06-10 | [5 empty] | 2025-06-13 |  | CASE_LIST | 1 | 1 | site | DAS | 2025-06-13 | site | 2 | 3 | -1 | 2 | 0.6 | 3 | 0.6 | HITACHI(HE) |  | 1 | 3 | 2 | 4 | Flow 4: Port → WH → MOSB → Site | DAS | HITACHI
4536 | PRL-DAS-031-O3 | HVDC-ADOPT-HE-0325-2 | DAS | EQ-101 | 209169 | 1 | Indoor | Control Equipment DELL Server | 100 | 60 | 73 | 0.438 | 72 | 95 | Stackable 3 tier | 85371098 | SEK | 566635 | MSC LORETO | SWEDEN | Gothenburg | Khalifa port | 2025-03-21 | 2025-05-06 |  |  | 2025-05-26 |  |  |  | 2025-06-10 | [5 empty] | 2025-06-13 |  | CASE_LIST | 1 | 1 | site | DAS | 2025-06-13 | site | 2 | 3 | -1 | 2 | 0.6 | 3 | 0.6 | HITACHI(HE) |  | 1 | 3 | 2 | 4 | Flow 4: Port → WH → MOSB → Site | DAS | HITACHI
4537 | PRL-DAS-031-O3 | HVDC-ADOPT-HE-0325-2 | DAS | EQ-101 | 208281 | 1 | Indoor | Control Equipment SCE | 120 | 80 | 73 | 0.701 | 80 | 105 | Stackable 3 tier | 85371098 | SEK | 566635 | MSC LORETO | SWEDEN | Gothenburg | Khalifa port | 2025-03-21 | 2025-05-06 |  |  | 2025-05-26 |  |  |  | 2025-06-10 | [5 empty] | 2025-06-13 |  | CASE_LIST | 1 | 1 | site | DAS | 2025-06-13 | site | 2 | 3 | -1 | 2 | 0.96 | 3 | 0.96 | HITACHI(HE) |  | 1 | 3 | 2 | 4 | Flow 4: Port → WH → MOSB → Site | DAS | HITACHI
4538 | PRL-DAS-031-O3 | HVDC-ADOPT-HE-0325-2 | DAS | EQ-101 | 208282 | 1 | Indoor | Control Equipment SCE | 120 | 80 | 73 | 0.701 | 50 | 75 | Stackable 3 tier | 85371098 | SEK | 566635 | MSC LORETO | SWEDEN | Gothenburg | Khalifa port | 2025-03-21 | 2025-05-06 |  |  | 2025-05-26 |  |  |  | 2025-06-10 | [5 empty] | 2025-06-13 |  | CASE_LIST | 1 | 1 | site | DAS | 2025-06-13 | site | 2 | 3 | -1 | 2 | 0.96 | 3 | 0.96 | HITACHI(HE) |  | 1 | 3 | 2 | 4 | Flow 4: Port → WH → MOSB → Site | DAS | HITACHI
4512 | PRL-DAS-031-O2 | HVDC-ADOPT-HE-0325-1 | DAS | EQ-101 | 208374 | 1 | Indoor | Control Cubicle Auxiliary Interface 12B | 253 | 193 | 105 | 5.127 | 330 | 680 | Stackable 2 tier | 85421098 | SEK | 566635 | MSC LORETO | SWEDEN | Gothenburg | Khalifa port | 2025-03-21 | 2025-05-06 |  |  | 2025-05-26 |  |  |  | 2025-06-04 | [5 empty] | 2025-06-10 |  | CASE_LIST | 1 | 1 | site | DAS | 2025-06-10 | site | 2 | 3 | -1 | 2 | 4.88 | 2 | 4.88 | HITACHI(HE) |  | 1 | 3 | 2 | 4 | Flow 4: Port → WH → MOSB → Site | DAS | HITACHI
4513 | PRL-DAS-031-O2 | HVDC-ADOPT-HE-0325-1 | DAS | EQ-101 | 208376 | 1 | Indoor | Control Cubicle Auxiliary Interface 1A | 253 | 193 | 105 | 5.127 | 345 | 695 | Stackable 2 tier | 85421098 | SEK | 566635 | MSC LORETO | SWEDEN | Gothenburg | Khalifa port | 2025-03-21 | 2025-05-06 |  |  | 2025-05-26 | [9 empty] | 2025-06-27 |  | CASE_LIST | 1 | 1 | site | DAS | 2025-06-27 | site | 1 | 2 | 0 | 2 | 4.88 | 2 | 4.88 | HITACHI(HE) |  | 1 | 2 | 1 | 2 | Flow 2: Port → WH → Site | DAS | HITACHI
4514 | PRL-DAS-031-O2 | HVDC-ADOPT-HE-0325-1 | DAS | EQ-101 | 208382 | 1 | Indoor | Control Cubicle Auxiliary Interface 13A | 253 | 193 | 105 | 5.127 | 300 | 650 | Stackable 2 tier | 85421098 | SEK | 566635 | MSC LORETO | SWEDEN | Gothenburg | Khalifa port | 2025-03-21 | 2025-05-06 |  |  | 2025-05-26 |  |  |  | 2025-06-04 | [5 empty] | 2025-06-10 |  | CASE_LIST | 1 | 1 | site | DAS | 2025-06-10 | site | 2 | 3 | -1 | 2 | 4.88 | 2 | 4.88 | HITACHI(HE) |  | 1 | 3 | 2 | 4 | Flow 4: Port → WH → MOSB → Site | DAS | HITACHI
4515 | PRL-DAS-031-O2 | HVDC-ADOPT-HE-0325-1 | DAS | EQ-101 | 208383 | 1 | Indoor | Control Cubicle Auxiliary Interface 13B | 253 | 193 | 105 | 5.127 | 315 | 665 | Stackable 2 tier | 85421098 | SEK | 566635 | MSC LORETO | SWEDEN | Gothenburg | Khalifa port | 2025-03-21 | 2025-05-06 |  |  | 2025-05-26 |  |  |  | 2025-06-04 | [5 empty] | 2025-06-10 |  | CASE_LIST | 1 | 1 | site | DAS | 2025-06-10 | site | 2 | 3 | -1 | 2 | 4.88 | 2 | 4.88 | HITACHI(HE) |  | 1 | 3 | 2 | 4 | Flow 4: Port → WH → MOSB → Site | DAS | HITACHI
4516 | PRL-DAS-031-O2 | HVDC-ADOPT-HE-0325-1 | DAS | EQ-101 | 208386 | 1 | Indoor | Control Cubicle Pole Control and Protection 1B | 253 | 113 | 105 | 3.002 | 165 | 430 | Stackable 3 tier | 85421098 | SEK | 566635 | MSC LORETO | SWEDEN | Gothenburg | Khalifa port | 2025-03-21 | 2025-05-06 |  |  | 2025-05-26 | [9 empty] | 2025-06-27 |  | CASE_LIST | 1 | 1 | site | DAS | 2025-06-27 | site | 1 | 2 | 0 | 2 | 2.86 | 3 | 2.86 | HITACHI(HE) |  | 1 | 2 | 1 | 2 | Flow 2: Port → WH → Site | DAS | HITACHI
4517 | PRL-DAS-031-O2 | HVDC-ADOPT-HE-0325-1 | DAS | EQ-101 | 208405 | 1 | Indoor | Control Cubicle Valve Control 11A | 253 | 193 | 105 | 5.127 | 305 | 655 | Stackable 2 tier | 85421098 | SEK | 566635 | MSC LORETO | SWEDEN | Gothenburg | Khalifa port | 2025-03-21 | 2025-05-06 |  |  | 2025-05-26 | [9 empty] | 2025-06-27 |  | CASE_LIST | 1 | 1 | site | DAS | 2025-06-27 | site | 1 | 2 | 0 | 2 | 4.88 | 2 | 4.88 | HITACHI(HE) |  | 1 | 2 | 1 | 2 | Flow 2: Port → WH → Site | DAS | HITACHI
4518 | PRL-DAS-031-O2 | HVDC-ADOPT-HE-0325-1 | DAS | EQ-101 | 208406 | 1 | Indoor | Control Cubicle Valve Control 11B | 253 | 193 | 105 | 5.127 | 295 | 645 | Stackable 2 tier | 85421098 | SEK | 566635 | MSC LORETO | SWEDEN | Gothenburg | Khalifa port | 2025-03-21 | 2025-05-06 |  |  | 2025-05-26 | [9 empty] | 2025-06-27 |  | CASE_LIST | 1 | 1 | site | DAS | 2025-06-27 | site | 1 | 2 | 0 | 2 | 4.88 | 2 | 4.88 | HITACHI(HE) |  | 1 | 2 | 1 | 2 | Flow 2: Port → WH → Site | DAS | HITACHI
4519 | PRL-DAS-031-O2 | HVDC-ADOPT-HE-0325-1 | DAS | EQ-101 | 208415 | 1 | Indoor | Control Cubicle Auxiliary Computer 11A | 253 | 113 | 105 | 3.002 | 140 | 405 | Stackable 3 tier | 85421098 | SEK | 566635 | MSC LORETO | SWEDEN | Gothenburg | Khalifa port | 2025-03-21 | 2025-05-06 |  |  | 2025-05-26 | [9 empty] | 2025-06-27 |  | CASE_LIST | 1 | 1 | site | DAS | 2025-06-27 | site | 1 | 2 | 0 | 2 | 2.86 | 3 | 2.86 | HITACHI(HE) |  | 1 | 2 | 1 | 2 | Flow 2: Port → WH → Site | DAS | HITACHI
4520 | PRL-DAS-031-O2 | HVDC-ADOPT-HE-0325-1 | DAS | EQ-101 | 208416 | 1 | Indoor | Control Cubicle Auxiliary Computer 11B | 253 | 113 | 105 | 3.002 | 150 | 145 | Stackable 3 tier | 85421098 | SEK | 566635 | MSC LORETO | SWEDEN | Gothenburg | Khalifa port | 2025-03-21 | 2025-05-06 |  |  | 2025-05-26 | [9 empty] | 2025-06-27 |  | CASE_LIST | 1 | 1 | site | DAS | 2025-06-27 | site | 1 | 2 | 0 | 2 | 2.86 | 3 | 2.86 | HITACHI(HE) |  | 1 | 2 | 1 | 2 | Flow 2: Port → WH → Site | DAS | HITACHI
4521 | PRL-DAS-031-O2 | HVDC-ADOPT-HE-0325-1 | DAS | EQ-101 | 208417 | 1 | Indoor | Control Cubicle Bipole Control and Protection 1A, | 253 | 113 | 105 | 3.002 | 175 | 440 | Stackable 3 tier | 85421098 | SEK | 566635 | MSC LORETO | SWEDEN | Gothenburg | Khalifa port | 2025-03-21 | 2025-05-06 |  |  | 2025-05-26 | [9 empty] | 2025-06-27 |  | CASE_LIST | 1 | 1 | site | DAS | 2025-06-27 | site | 1 | 2 | 0 | 2 | 2.86 | 3 | 2.86 | HITACHI(HE) |  | 1 | 2 | 1 | 2 | Flow 2: Port → WH → Site | DAS | HITACHI
4522 | PRL-DAS-031-O2 | HVDC-ADOPT-HE-0325-1 | DAS | EQ-101 | 208418 | 1 | Indoor | Control Cubicle Bipole Control and Protection 1B | 253 | 113 | 105 | 3.002 | 175 | 440 | Stackable 3 tier | 85421098 | SEK | 566635 | MSC LORETO | SWEDEN | Gothenburg | Khalifa port | 2025-03-21 | 2025-05-06 |  |  | 2025-05-26 | [9 empty] | 2025-06-27 |  | CASE_LIST | 1 | 1 | site | DAS | 2025-06-27 | site | 1 | 2 | 0 | 2 | 2.86 | 3 | 2.86 | HITACHI(HE) |  | 1 | 2 | 1 | 2 | Flow 2: Port → WH → Site | DAS | HITACHI
4523 | PRL-DAS-031-O2 | HVDC-ADOPT-HE-0325-1 | DAS | EQ-101 | 208426 | 1 | Indoor | Control Cubicle Pole Control and Protection 2A | 253 | 113 | 105 | 3.002 | 170 | 435 | Stackable 3 tier | 85421098 | SEK | 566635 | MSC LORETO | SWEDEN | Gothenburg | Khalifa port | 2025-03-21 | 2025-05-06 |  |  | 2025-05-26 | [9 empty] | 2025-06-27 |  | CASE_LIST | 1 | 1 | site | DAS | 2025-06-27 | site | 1 | 2 | 0 | 2 | 2.86 | 3 | 2.86 | HITACHI(HE) |  | 1 | 2 | 1 | 2 | Flow 2: Port → WH → Site | DAS | HITACHI
4524 | PRL-DAS-031-O2 | HVDC-ADOPT-HE-0325-1 | DAS | EQ-101 | 208427 | 1 | Indoor | Control Cubicle Pole Control and Protection 2B | 253 | 113 | 105 | 3.002 | 170 | 435 | Stackable 3 tier | 85421098 | SEK | 566635 | MSC LORETO | SWEDEN | Gothenburg | Khalifa port | 2025-03-21 | 2025-05-06 |  |  | 2025-05-26 | [9 empty] | 2025-06-27 |  | CASE_LIST | 1 | 1 | site | DAS | 2025-06-27 | site | 1 | 2 | 0 | 2 | 2.86 | 3 | 2.86 | HITACHI(HE) |  | 1 | 2 | 1 | 2 | Flow 2: Port → WH → Site | DAS | HITACHI
4525 | PRL-DAS-031-O2 | HVDC-ADOPT-HE-0325-1 | DAS | EQ-101 | 208442 | 1 | Indoor | Control Cubicle Valve Measurement Interface 21B | 253 | 113 | 105 | 3.002 | 170 | 435 | Stackable 3 tier | 85421098 | SEK | 566635 | MSC LORETO | SWEDEN | Gothenburg | Khalifa port | 2025-03-21 | 2025-05-06 |  |  | 2025-05-26 | [9 empty] | 2025-06-27 |  | CASE_LIST | 1 | 1 | site | DAS | 2025-06-27 | site | 1 | 2 | 0 | 2 | 2.86 | 3 | 2.86 | HITACHI(HE) |  | 1 | 2 | 1 | 2 | Flow 2: Port → WH → Site | DAS | HITACHI
4526 | PRL-DAS-031-O2 | HVDC-ADOPT-HE-0325-1 | DAS | EQ-101 | 208447 | 1 | Indoor | Control Cubicle Valve Control 21A | 253 | 193 | 105 | 5.127 | 290 | 640 | Stackable 2 tier | 85421098 | SEK | 566635 | MSC LORETO | SWEDEN | Gothenburg | Khalifa port | 2025-03-21 | 2025-05-06 |  |  | 2025-05-26 | [9 empty] | 2025-06-27 |  | CASE_LIST | 1 | 1 | site | DAS | 2025-06-27 | site | 1 | 2 | 0 | 2 | 4.88 | 2 | 4.88 | HITACHI(HE) |  | 1 | 2 | 1 | 2 | Flow 2: Port → WH → Site | DAS | HITACHI
4527 | PRL-DAS-031-O2 | HVDC-ADOPT-HE-0325-1 | DAS | EQ-101 | 208448 | 1 | Indoor | Control Cubicle Valve Control 21B | 253 | 193 | 105 | 5.127 | 300 | 650 | Stackable 2 tier | 85421098 | SEK | 566635 | MSC LORETO | SWEDEN | Gothenburg | Khalifa port | 2025-03-21 | 2025-05-06 |  |  | 2025-05-26 | [9 empty] | 2025-06-27 |  | CASE_LIST | 1 | 1 | site | DAS | 2025-06-27 | site | 1 | 2 | 0 | 2 | 4.88 | 2 | 4.88 | HITACHI(HE) |  | 1 | 2 | 1 | 2 | Flow 2: Port → WH → Site | DAS | HITACHI
4528 | PRL-DAS-031-O2 | HVDC-ADOPT-HE-0325-1 | DAS | EQ-101 | 208449 | 1 | Indoor | Control Cubicle Auxiliary Computer 21A | 253 | 113 | 105 | 3.002 | 150 | 415 | Stackable 3 tier | 85421098 | SEK | 566635 | MSC LORETO | SWEDEN | Gothenburg | Khalifa port | 2025-03-21 | 2025-05-06 |  |  | 2025-05-26 | [9 empty] | 2025-06-27 |  | CASE_LIST | 1 | 1 | site | DAS | 2025-06-27 | site | 1 | 2 | 0 | 2 | 2.86 | 3 | 2.86 | HITACHI(HE) |  | 1 | 2 | 1 | 2 | Flow 2: Port → WH → Site | DAS | HITACHI
4529 | PRL-DAS-031-O2 | HVDC-ADOPT-HE-0325-1 | DAS | EQ-101 | 208450 | 1 | Indoor | Control Cubicle Auxiliary Computer 21B | 253 | 113 | 105 | 3.002 | 140 | 405 | Stackable 3 tier | 85421098 | SEK | 566635 | MSC LORETO | SWEDEN | Gothenburg | Khalifa port | 2025-03-21 | 2025-05-06 |  |  | 2025-05-26 | [9 empty] | 2025-06-27 |  | CASE_LIST | 1 | 1 | site | DAS | 2025-06-27 | site | 1 | 2 | 0 | 2 | 2.86 | 3 | 2.86 | HITACHI(HE) |  | 1 | 2 | 1 | 2 | Flow 2: Port → WH → Site | DAS | HITACHI
4490 | PRL-MIR-031-O2 | HVDC-ADOPT-HE-0324 | MIR | EQ-352 | 280589 | 1 | Indoor | Aluminium Busbar Tube 160 x 6 mm | 103 | 67 | 27 | 0.18633 | 31 | 45 | STACKABLE | 85049090 | SEK | 10646.28 | MAERSK HORSBURGH | BELGIUM | Antwerp | Khalifa port | 2025-03-26 | 2025-05-17 | [10 empty] | 2025-06-05 |  |  |  | CASE_LIST |  | 1 | site | MIR | 2025-06-05 | site | 0 | 1 | 1 | 2 | 0.69 | 1 | 0.69 | HITACHI(HE) |  | 1 | 1 | 0 | 1 | Flow 1: Port → Site | MIR | HITACHI
4491 | PRL-MIR-031-O2 | HVDC-ADOPT-HE-0324 | MIR | EQ-352 | 280590 | 1 | Indoor | Aluminium Busbar Tube 160 x 6 mm | 103 | 67 | 27 | 0.18633 | 31 | 45 | STACKABLE | 85049090 | SEK | 10646.28 | MAERSK HORSBURGH | BELGIUM | Antwerp | Khalifa port | 2025-03-26 | 2025-05-17 | [10 empty] | 2025-06-05 |  |  |  | CASE_LIST |  | 1 | site | MIR | 2025-06-05 | site | 0 | 1 | 1 | 2 | 0.69 | 1 | 0.69 | HITACHI(HE) |  | 1 | 1 | 0 | 1 | Flow 1: Port → Site | MIR | HITACHI
4492 | PRL-MIR-031-O2 | HVDC-ADOPT-HE-0324 | MIR | EQ-352 | 280591 | 1 | Indoor | Aluminium Busbar Tube 160 x 6 mm | 103 | 67 | 27 | 0.18633 | 31 | 45 | STACKABLE | 85049090 | SEK | 10646.28 | MAERSK HORSBURGH | BELGIUM | Antwerp | Khalifa port | 2025-03-26 | 2025-05-17 | [10 empty] | 2025-06-05 |  |  |  | CASE_LIST |  | 1 | site | MIR | 2025-06-05 | site | 0 | 1 | 1 | 2 | 0.69 | 1 | 0.69 | HITACHI(HE) |  | 1 | 1 | 0 | 1 | Flow 1: Port → Site | MIR | HITACHI
4493 | PRL-MIR-031-O2 | HVDC-ADOPT-HE-0324 | MIR | EQ-352 | 280592 | 1 | Indoor | Aluminium Busbar Tube 160 x 6 mm | 303 | 67 | 27 | 0.54813 | 96 | 106 | STACKABLE | 85049090 | SEK | 10646.28 | MAERSK HORSBURGH | BELGIUM | Antwerp | Khalifa port | 2025-03-26 | 2025-05-17 | [10 empty] | 2025-06-05 |  |  |  | CASE_LIST |  | 1 | site | MIR | 2025-06-05 | site | 0 | 1 | 1 | 2 | 2.03 | 1 | 2.03 | HITACHI(HE) |  | 1 | 1 | 0 | 1 | Flow 1: Port → Site | MIR | HITACHI
4494 | PRL-MIR-031-O2 | HVDC-ADOPT-HE-0324 | MIR | EQ-352 | 280593 | 1 | Indoor | Aluminium Busbar Tube 160 x 6 mm | 303 | 67 | 27 | 0.54813 | 98 | 108 | STACKABLE | 85049090 | SEK | 10646.28 | MAERSK HORSBURGH | BELGIUM | Antwerp | Khalifa port | 2025-03-26 | 2025-05-17 | [10 empty] | 2025-06-05 |  |  |  | CASE_LIST |  | 1 | site | MIR | 2025-06-05 | site | 0 | 1 | 1 | 2 | 2.03 | 1 | 2.03 | HITACHI(HE) |  | 1 | 1 | 0 | 1 | Flow 1: Port → Site | MIR | HITACHI
4495 | PRL-MIR-031-O2 | HVDC-ADOPT-HE-0324 | MIR | EQ-352 | 280594 | 1 | Indoor | Aluminium Busbar Tube 160 x 6 mm | 303 | 67 | 27 | 0.54813 | 98 | 108 | STACKABLE | 85049090 | SEK | 10646.28 | MAERSK HORSBURGH | BELGIUM | Antwerp | Khalifa port | 2025-03-26 | 2025-05-17 | [10 empty] | 2025-06-05 |  |  |  | CASE_LIST |  | 1 | site | MIR | 2025-06-05 | site | 0 | 1 | 1 | 2 | 2.03 | 1 | 2.03 | HITACHI(HE) |  | 1 | 1 | 0 | 1 | Flow 1: Port → Site | MIR | HITACHI
4496 | PRL-MIR-031-O2 | HVDC-ADOPT-HE-0324 | MIR | EQ-352 | 280595 | 1 | Indoor | Aluminium Busbar Tube 160 x 6 mm | 303 | 67 | 27 | 0.54813 | 97 | 107 | STACKABLE | 85049090 | SEK | 10646.28 | MAERSK HORSBURGH | BELGIUM | Antwerp | Khalifa port | 2025-03-26 | 2025-05-17 | [10 empty] | 2025-06-05 |  |  |  | CASE_LIST |  | 1 | site | MIR | 2025-06-05 | site | 0 | 1 | 1 | 2 | 2.03 | 1 | 2.03 | HITACHI(HE) |  | 1 | 1 | 0 | 1 | Flow 1: Port → Site | MIR | HITACHI
4497 | PRL-MIR-031-O2 | HVDC-ADOPT-HE-0324 | MIR | EQ-352 | 280596 | 1 | Indoor | Aluminium Busbar Tube 160 x 6 mm | 303 | 67 | 27 | 0.54813 | 98 | 108 | STACKABLE | 85049090 | SEK | 10646.28 | MAERSK HORSBURGH | BELGIUM | Antwerp | Khalifa port | 2025-03-26 | 2025-05-17 | [10 empty] | 2025-06-05 |  |  |  | CASE_LIST |  | 1 | site | MIR | 2025-06-05 | site | 0 | 1 | 1 | 2 | 2.03 | 1 | 2.03 | HITACHI(HE) |  | 1 | 1 | 0 | 1 | Flow 1: Port → Site | MIR | HITACHI
4498 | PRL-MIR-031-O2 | HVDC-ADOPT-HE-0324 | MIR | EQ-352 | 280597 | 1 | Indoor | Aluminium Busbar Tube 160 x 6 mm | 303 | 67 | 27 | 0.54813 | 98 | 108 | STACKABLE | 85049090 | SEK | 10646.28 | MAERSK HORSBURGH | BELGIUM | Antwerp | Khalifa port | 2025-03-26 | 2025-05-17 | [10 empty] | 2025-06-05 |  |  |  | CASE_LIST |  | 1 | site | MIR | 2025-06-05 | site | 0 | 1 | 1 | 2 | 2.03 | 1 | 2.03 | HITACHI(HE) |  | 1 | 1 | 0 | 1 | Flow 1: Port → Site | MIR | HITACHI
4499 | PRL-MIR-031-O2 | HVDC-ADOPT-HE-0324 | MIR | EQ-352 | 280598 | 1 | Indoor | Aluminium Busbar Tube 160 x 6 mm | 303 | 67 | 27 | 0.54813 | 96 | 106 | STACKABLE | 85049090 | SEK | 10646.28 | MAERSK HORSBURGH | BELGIUM | Antwerp | Khalifa port | 2025-03-26 | 2025-05-17 | [10 empty] | 2025-06-05 |  |  |  | CASE_LIST |  | 1 | site | MIR | 2025-06-05 | site | 0 | 1 | 1 | 2 | 2.03 | 1 | 2.03 | HITACHI(HE) |  | 1 | 1 | 0 | 1 | Flow 1: Port → Site | MIR | HITACHI
4500 | PRL-MIR-031-O2 | HVDC-ADOPT-HE-0324 | MIR | EQ-352 | 280599 | 1 | Indoor | Aluminium Busbar Tube 160 x 6 mm | 303 | 51 | 27 | 0.41723 | 73 | 82 | STACKABLE | 85049090 | SEK | 10646.28 | MAERSK HORSBURGH | BELGIUM | Antwerp | Khalifa port | 2025-03-26 | 2025-05-17 | [10 empty] | 2025-06-05 |  |  |  | CASE_LIST |  | 1 | site | MIR | 2025-06-05 | site | 0 | 1 | 1 | 2 | 1.55 | 1 | 1.55 | HITACHI(HE) |  | 1 | 1 | 0 | 1 | Flow 1: Port → Site | MIR | HITACHI
4501 | PRL-MIR-031-O2 | HVDC-ADOPT-HE-0324 | MIR | EQ-352 | 280600 | 1 | Indoor | Aluminium Busbar Tube 160 x 6 mm | 403 | 67 | 27 | 0.72903 | 130 | 140 | STACKABLE | 85049090 | SEK | 10646.28 | MAERSK HORSBURGH | BELGIUM | Antwerp | Khalifa port | 2025-03-26 | 2025-05-17 | [10 empty] | 2025-06-05 |  |  |  | CASE_LIST |  | 1 | site | MIR | 2025-06-05 | site | 0 | 1 | 1 | 2 | 2.7 | 1 | 2.7 | HITACHI(HE) |  | 1 | 1 | 0 | 1 | Flow 1: Port → Site | MIR | HITACHI
4502 | PRL-MIR-031-O2 | HVDC-ADOPT-HE-0324 | MIR | EQ-352 | 280601 | 1 | Indoor | Aluminium Busbar Tube 160 x 6 mm | 403 | 67 | 27 | 0.72903 | 128 | 138 | STACKABLE | 85049090 | SEK | 10646.28 | MAERSK HORSBURGH | BELGIUM | Antwerp | Khalifa port | 2025-03-26 | 2025-05-17 | [10 empty] | 2025-06-05 |  |  |  | CASE_LIST |  | 1 | site | MIR | 2025-06-05 | site | 0 | 1 | 1 | 2 | 2.7 | 1 | 2.7 | HITACHI(HE) |  | 1 | 1 | 0 | 1 | Flow 1: Port → Site | MIR | HITACHI
4503 | PRL-MIR-031-O2 | HVDC-ADOPT-HE-0324 | MIR | EQ-352 | 280602 | 1 | Indoor | Aluminium Busbar Tube 160 x 6 mm | 403 | 35 | 27 | 0.38083 | 56 | 70 | STACKABLE | 85049090 | SEK | 10646.28 | MAERSK HORSBURGH | BELGIUM | Antwerp | Khalifa port | 2025-03-26 | 2025-05-17 | [10 empty] | 2025-06-05 |  |  |  | CASE_LIST |  | 1 | site | MIR | 2025-06-05 | site | 0 | 1 | 1 | 2 | 1.41 | 1 | 1.41 | HITACHI(HE) |  | 1 | 1 | 0 | 1 | Flow 1: Port → Site | MIR | HITACHI
4504 | PRL-MIR-031-O2 | HVDC-ADOPT-HE-0324 | MIR | EQ-352 | 280603 | 1 | Indoor | Aluminium Busbar Tube 160 x 6 mm | 503 | 67 | 27 | 0.90993 | 155 | 176 | STACKABLE | 85049090 | SEK | 10646.28 | MAERSK HORSBURGH | BELGIUM | Antwerp | Khalifa port | 2025-03-26 | 2025-05-17 | [10 empty] | 2025-06-05 |  |  |  | CASE_LIST |  | 1 | site | MIR | 2025-06-05 | site | 0 | 1 | 1 | 2 | 3.37 | 1 | 3.37 | HITACHI(HE) |  | 1 | 1 | 0 | 1 | Flow 1: Port → Site | MIR | HITACHI
4505 | PRL-MIR-031-O2 | HVDC-ADOPT-HE-0324 | MIR | EQ-352 | 280604 | 1 | Indoor | Aluminium Busbar Tube 160 x 6 mm | 503 | 67 | 27 | 0.90993 | 156 | 177 | STACKABLE | 85049090 | SEK | 10646.28 | MAERSK HORSBURGH | BELGIUM | Antwerp | Khalifa port | 2025-03-26 | 2025-05-17 | [10 empty] | 2025-06-05 |  |  |  | CASE_LIST |  | 1 | site | MIR | 2025-06-05 | site | 0 | 1 | 1 | 2 | 3.37 | 1 | 3.37 | HITACHI(HE) |  | 1 | 1 | 0 | 1 | Flow 1: Port → Site | MIR | HITACHI
4506 | PRL-MIR-031-O2 | HVDC-ADOPT-HE-0324 | MIR | EQ-352 | 280605 | 1 | Indoor | Aluminium Busbar Tube 160 x 6 mm | 503 | 67 | 27 | 0.90993 | 155 | 176 | STACKABLE | 85049090 | SEK | 10646.28 | MAERSK HORSBURGH | BELGIUM | Antwerp | Khalifa port | 2025-03-26 | 2025-05-17 | [10 empty] | 2025-06-05 |  |  |  | CASE_LIST |  | 1 | site | MIR | 2025-06-05 | site | 0 | 1 | 1 | 2 | 3.37 | 1 | 3.37 | HITACHI(HE) |  | 1 | 1 | 0 | 1 | Flow 1: Port → Site | MIR | HITACHI
4507 | PRL-MIR-031-O2 | HVDC-ADOPT-HE-0324 | MIR | EQ-352 | 280606 | 1 | Indoor | Aluminium Busbar Tube 160 x 6 mm | 503 | 51 | 27 | 0.69263 | 114 | 131 | STACKABLE | 85049090 | SEK | 10646.28 | MAERSK HORSBURGH | BELGIUM | Antwerp | Khalifa port | 2025-03-26 | 2025-05-17 | [10 empty] | 2025-06-05 |  |  |  | CASE_LIST |  | 1 | site | MIR | 2025-06-05 | site | 0 | 1 | 1 | 2 | 2.57 | 1 | 2.57 | HITACHI(HE) |  | 1 | 1 | 0 | 1 | Flow 1: Port → Site | MIR | HITACHI
4508 | PRL-MIR-031-O2 | HVDC-ADOPT-HE-0324 | MIR | EQ-352 | 280607 | 1 | Indoor | Aluminium Busbar Tube 160 x 6 mm | 503 | 51 | 27 | 0.69263 | 114 | 130 | STACKABLE | 85049090 | SEK | 10646.28 | MAERSK HORSBURGH | BELGIUM | Antwerp | Khalifa port | 2025-03-26 | 2025-05-17 | [10 empty] | 2025-06-05 |  |  |  | CASE_LIST |  | 1 | site | MIR | 2025-06-05 | site | 0 | 1 | 1 | 2 | 2.57 | 1 | 2.57 | HITACHI(HE) |  | 1 | 1 | 0 | 1 | Flow 1: Port → Site | MIR | HITACHI
4509 | PRL-MIR-031-O2 | HVDC-ADOPT-HE-0324 | MIR | EQ-352 | 280608 | 1 | Indoor | Aluminium Busbar Tube 160 x 6 mm | 603 | 67 | 27 | 1.0908 | 190 | 206 | STACKABLE | 85049090 | SEK | 10646.28 | MAERSK HORSBURGH | BELGIUM | Antwerp | Khalifa port | 2025-03-26 | 2025-05-17 | [10 empty] | 2025-06-05 |  |  |  | CASE_LIST |  | 1 | site | MIR | 2025-06-05 | site | 0 | 1 | 1 | 2 | 4.04 | 1 | 4.04 | HITACHI(HE) |  | 1 | 1 | 0 | 1 | Flow 1: Port → Site | MIR | HITACHI
4510 | PRL-MIR-031-O2 | HVDC-ADOPT-HE-0324 | MIR | EQ-352 | 280609 | 1 | Indoor | Aluminium Busbar Tube 160 x 6 mm | 603 | 67 | 27 | 1.0908 | 188 | 204 | STACKABLE | 85049090 | SEK | 10646.28 | MAERSK HORSBURGH | BELGIUM | Antwerp | Khalifa port | 2025-03-26 | 2025-05-17 | [10 empty] | 2025-06-05 |  |  |  | CASE_LIST |  | 1 | site | MIR | 2025-06-05 | site | 0 | 1 | 1 | 2 | 4.04 | 1 | 4.04 | HITACHI(HE) |  | 1 | 1 | 0 | 1 | Flow 1: Port → Site | MIR | HITACHI
4511 | PRL-MIR-031-O2 | HVDC-ADOPT-HE-0324 | MIR | EQ-352 | 280610 | 1 | Indoor | Aluminium Busbar Tube 160 x 6 mm | 603 | 67 | 27 | 1.0908 | 189 | 205 | STACKABLE | 85049090 | SEK | 10646.28 | MAERSK HORSBURGH | BELGIUM | Antwerp | Khalifa port | 2025-03-26 | 2025-05-17 | [10 empty] | 2025-06-05 |  |  |  | CASE_LIST |  | 1 | site | MIR | 2025-06-05 | site | 0 | 1 | 1 | 2 | 4.04 | 1 | 4.04 | HITACHI(HE) |  | 1 | 1 | 0 | 1 | Flow 1: Port → Site | MIR | HITACHI
4437 | PRL-ZAK-017-O2 | HVDC-ADOPT-HE-0323 | AGI | EQ-352 | 365874 | 1 | Indoor | Aluminium Busbar Tube 160 x 6 mm | 103 | 67 | 27 | 0.18633 | 32 | 43 | Stackable | 85049090 | SEK | 16630.06 | MAERSK HORSBURGH | BELGIUM | Antwerp | Khalifa port | 2025-03-26 | 2025-05-17 |  |  | 2025-06-24 |  |  |  | 2025-10-27 | [7 empty] | CASE_LIST | 1 |  | warehouse | MOSB | 2025-10-27 | warehouse | 2 | 2 | -2 | 0 | 0.69 | 1 | 0.69 | HITACHI(HE) |  | 0 | 2 | 2 | 5 | Flow 5: Mixed / Waiting / Incomplete leg | MOSB | HITACHI
4438 | PRL-ZAK-017-O2 | HVDC-ADOPT-HE-0323 | AGI | EQ-352 | 365875 | 1 | Indoor | Aluminium Busbar Tube 160 x 6 mm | 103 | 67 | 27 | 0.18633 | 32 | 43 | Stackable | 85049090 | SEK | 16630.06 | MAERSK HORSBURGH | BELGIUM | Antwerp | Khalifa port | 2025-03-26 | 2025-05-17 |  |  | 2025-06-24 |  |  |  | 2025-10-27 | [7 empty] | CASE_LIST | 1 |  | warehouse | MOSB | 2025-10-27 | warehouse | 2 | 2 | -2 | 0 | 0.69 | 1 | 0.69 | HITACHI(HE) |  | 0 | 2 | 2 | 5 | Flow 5: Mixed / Waiting / Incomplete leg | MOSB | HITACHI
4439 | PRL-ZAK-017-O2 | HVDC-ADOPT-HE-0323 | AGI | EQ-352 | 365876 | 1 | Indoor | Aluminium Busbar Tube 160 x 6 mm | 103 | 67 | 27 | 0.18633 | 33 | 48 | Stackable | 85049090 | SEK | 16630.06 | MAERSK HORSBURGH | BELGIUM | Antwerp | Khalifa port | 2025-03-26 | 2025-05-17 |  |  | 2025-06-24 |  |  |  | 2025-10-27 | [7 empty] | CASE_LIST | 1 |  | warehouse | MOSB | 2025-10-27 | warehouse | 2 | 2 | -2 | 0 | 0.69 | 1 | 0.69 | HITACHI(HE) |  | 0 | 2 | 2 | 5 | Flow 5: Mixed / Waiting / Incomplete leg | MOSB | HITACHI
4440 | PRL-ZAK-017-O2 | HVDC-ADOPT-HE-0323 | AGI | EQ-352 | 365877 | 1 | Indoor | Aluminium Busbar Tube 160 x 6 mm | 603 | 67 | 27 | 1.0908 | 194 | 208 | Stackable | 85049090 | SEK | 16630.06 | MAERSK HORSBURGH | BELGIUM | Antwerp | Khalifa port | 2025-03-26 | 2025-05-17 |  |  | 2025-06-24 |  |  |  | 2025-10-27 | [7 empty] | CASE_LIST | 1 |  | warehouse | MOSB | 2025-10-27 | warehouse | 2 | 2 | -2 | 0 | 4.04 | 1 | 4.04 | HITACHI(HE) |  | 0 | 2 | 2 | 5 | Flow 5: Mixed / Waiting / Incomplete leg | MOSB | HITACHI
4441 | PRL-ZAK-017-O2 | HVDC-ADOPT-HE-0323 | AGI | EQ-352 | 365878 | 1 | Indoor | Aluminium Busbar Tube 160 x 6 mm | 603 | 35 | 27 | 0.56983 | 93 | 103 | Stackable | 85049090 | SEK | 16630.06 | MAERSK HORSBURGH | BELGIUM | Antwerp | Khalifa port | 2025-03-26 | 2025-05-17 |  |  | 2025-06-24 |  |  |  | 2025-10-27 | [7 empty] | CASE_LIST | 1 |  | warehouse | MOSB | 2025-10-27 | warehouse | 2 | 2 | -2 | 0 | 2.11 | 1 | 2.11 | HITACHI(HE) |  | 0 | 2 | 2 | 5 | Flow 5: Mixed / Waiting / Incomplete leg | MOSB | HITACHI
4442 | PRL-ZAK-017-O2 | HVDC-ADOPT-HE-0323 | AGI | EQ-352 | 365879 | 1 | Indoor | Aluminium Busbar Tube 160 x 6 mm | 603 | 67 | 27 | 1.0908 | 189 | 203 | Stackable | 85049090 | SEK | 16630.06 | MAERSK HORSBURGH | BELGIUM | Antwerp | Khalifa port | 2025-03-26 | 2025-05-17 |  |  | 2025-06-24 |  |  |  | 2025-10-27 | [7 empty] | CASE_LIST | 1 |  | warehouse | MOSB | 2025-10-27 | warehouse | 2 | 2 | -2 | 0 | 4.04 | 1 | 4.04 | HITACHI(HE) |  | 0 | 2 | 2 | 5 | Flow 5: Mixed / Waiting / Incomplete leg | MOSB | HITACHI
4443 | PRL-ZAK-017-O2 | HVDC-ADOPT-HE-0323 | AGI | EQ-352 | 365880 | 1 | Indoor | Aluminium Busbar Tube 160 x 6 mm | 603 | 67 | 27 | 1.0908 | 189 | 203 | Stackable | 85049090 | SEK | 16630.06 | MAERSK HORSBURGH | BELGIUM | Antwerp | Khalifa port | 2025-03-26 | 2025-05-17 |  |  | 2025-06-24 |  |  |  | 2025-10-27 | [7 empty] | CASE_LIST | 1 |  | warehouse | MOSB | 2025-10-27 | warehouse | 2 | 2 | -2 | 0 | 4.04 | 1 | 4.04 | HITACHI(HE) |  | 0 | 2 | 2 | 5 | Flow 5: Mixed / Waiting / Incomplete leg | MOSB | HITACHI
4444 | PRL-ZAK-017-O2 | HVDC-ADOPT-HE-0323 | AGI | EQ-352 | 365881 | 1 | Indoor | Aluminium Busbar Tube 160 x 6 mm | 603 | 35 | 27 | 0.56983 | 95 | 103 | Stackable | 85049090 | SEK | 16630.06 | MAERSK HORSBURGH | BELGIUM | Antwerp | Khalifa port | 2025-03-26 | 2025-05-17 |  |  | 2025-06-24 |  |  |  | 2025-10-27 | [7 empty] | CASE_LIST | 1 |  | warehouse | MOSB | 2025-10-27 | warehouse | 2 | 2 | -2 | 0 | 2.11 | 1 | 2.11 | HITACHI(HE) |  | 0 | 2 | 2 | 5 | Flow 5: Mixed / Waiting / Incomplete leg | MOSB | HITACHI
4445 | PRL-ZAK-017-O2 | HVDC-ADOPT-HE-0323 | AGI | EQ-352 | 365882 | 1 | Indoor | Aluminium Busbar Tube 160 x 6 mm | 603 | 35 | 27 | 0.56983 | 95 | 103 | Stackable | 85049090 | SEK | 16630.06 | MAERSK HORSBURGH | BELGIUM | Antwerp | Khalifa port | 2025-03-26 | 2025-05-17 |  |  | 2025-06-24 |  |  |  | 2025-10-27 | [7 empty] | CASE_LIST | 1 |  | warehouse | MOSB | 2025-10-27 | warehouse | 2 | 2 | -2 | 0 | 2.11 | 1 | 2.11 | HITACHI(HE) |  | 0 | 2 | 2 | 5 | Flow 5: Mixed / Waiting / Incomplete leg | MOSB | HITACHI
4446 | PRL-ZAK-017-O2 | HVDC-ADOPT-HE-0323 | AGI | EQ-352 | 365883 | 1 | Indoor | Aluminium Busbar Tube 160 x 6 mm | 703 | 67 | 27 | 1.2717 | 221 | 235 | Stackable | 85049090 | SEK | 16630.06 | MAERSK HORSBURGH | BELGIUM | Antwerp | Khalifa port | 2025-03-26 | 2025-05-17 |  |  | 2025-06-24 |  |  |  | 2025-10-27 | [7 empty] | CASE_LIST | 1 |  | warehouse | MOSB | 2025-10-27 | warehouse | 2 | 2 | -2 | 0 | 4.71 | 1 | 4.71 | HITACHI(HE) |  | 0 | 2 | 2 | 5 | Flow 5: Mixed / Waiting / Incomplete leg | MOSB | HITACHI
4447 | PRL-ZAK-017-O2 | HVDC-ADOPT-HE-0323 | AGI | EQ-352 | 365884 | 1 | Indoor | Aluminium Busbar Tube 160 x 6 mm | 703 | 67 | 27 | 1.2717 | 222 | 236 | Stackable | 85049090 | SEK | 16630.06 | MAERSK HORSBURGH | BELGIUM | Antwerp | Khalifa port | 2025-03-26 | 2025-05-17 |  |  | 2025-06-24 |  |  |  | 2025-10-27 | [7 empty] | CASE_LIST | 1 |  | warehouse | MOSB | 2025-10-27 | warehouse | 2 | 2 | -2 | 0 | 4.71 | 1 | 4.71 | HITACHI(HE) |  | 0 | 2 | 2 | 5 | Flow 5: Mixed / Waiting / Incomplete leg | MOSB | HITACHI
4448 | PRL-ZAK-017-O2 | HVDC-ADOPT-HE-0323 | AGI | EQ-352 | 365885 | 1 | Indoor | Aluminium Busbar Tube 160 x 6 mm | 703 | 67 | 27 | 1.2717 | 223 | 237 | Stackable | 85049090 | SEK | 16630.06 | MAERSK HORSBURGH | BELGIUM | Antwerp | Khalifa port | 2025-03-26 | 2025-05-17 |  |  | 2025-06-24 |  |  |  | 2025-10-27 | [7 empty] | CASE_LIST | 1 |  | warehouse | MOSB | 2025-10-27 | warehouse | 2 | 2 | -2 | 0 | 4.71 | 1 | 4.71 | HITACHI(HE) |  | 0 | 2 | 2 | 5 | Flow 5: Mixed / Waiting / Incomplete leg | MOSB | HITACHI
4449 | PRL-ZAK-017-O2 | HVDC-ADOPT-HE-0323 | AGI | EQ-352 | 365886 | 1 | Indoor | Aluminium Busbar Tube 160 x 6 mm | 703 | 67 | 27 | 1.2717 | 220 | 234 | Stackable | 85049090 | SEK | 16630.06 | MAERSK HORSBURGH | BELGIUM | Antwerp | Khalifa port | 2025-03-26 | 2025-05-17 |  |  | 2025-06-24 |  |  |  | 2025-10-27 | [7 empty] | CASE_LIST | 1 |  | warehouse | MOSB | 2025-10-27 | warehouse | 2 | 2 | -2 | 0 | 4.71 | 1 | 4.71 | HITACHI(HE) |  | 0 | 2 | 2 | 5 | Flow 5: Mixed / Waiting / Incomplete leg | MOSB | HITACHI
4450 | PRL-ZAK-017-O2 | HVDC-ADOPT-HE-0323 | AGI | EQ-352 | 365887 | 1 | Indoor | Aluminium Busbar Tube 160 x 6 mm | 703 | 67 | 27 | 1.2717 | 219 | 235 | Stackable | 85049090 | SEK | 16630.06 | MAERSK HORSBURGH | BELGIUM | Antwerp | Khalifa port | 2025-03-26 | 2025-05-17 |  |  | 2025-06-24 |  |  |  | 2025-10-27 | [7 empty] | CASE_LIST | 1 |  | warehouse | MOSB | 2025-10-27 | warehouse | 2 | 2 | -2 | 0 | 4.71 | 1 | 4.71 | HITACHI(HE) |  | 0 | 2 | 2 | 5 | Flow 5: Mixed / Waiting / Incomplete leg | MOSB | HITACHI
4451 | PRL-ZAK-017-O2 | HVDC-ADOPT-HE-0323 | AGI | EQ-352 | 365888 | 1 | Indoor | Aluminium Busbar Tube 160 x 6 mm | 703 | 51 | 27 | 0.96803 | 164 | 178 | Stackable | 85049090 | SEK | 16630.06 | MAERSK HORSBURGH | BELGIUM | Antwerp | Khalifa port | 2025-03-26 | 2025-05-17 |  |  | 2025-06-24 |  |  |  | 2025-10-27 | [7 empty] | CASE_LIST | 1 |  | warehouse | MOSB | 2025-10-27 | warehouse | 2 | 2 | -2 | 0 | 3.59 | 1 | 3.59 | HITACHI(HE) |  | 0 | 2 | 2 | 5 | Flow 5: Mixed / Waiting / Incomplete leg | MOSB | HITACHI
4452 | PRL-ZAK-017-O2 | HVDC-ADOPT-HE-0323 | AGI | EQ-352 | 365889 | 1 | Indoor | Aluminium Busbar Tube 160 x 6 mm | 703 | 35 | 27 | 0.66434 | 61 | 70 | Stackable | 85049090 | SEK | 16630.06 | MAERSK HORSBURGH | BELGIUM | Antwerp | Khalifa port | 2025-03-26 | 2025-05-17 |  |  | 2025-06-24 |  |  |  | 2025-10-27 | [7 empty] | CASE_LIST | 1 |  | warehouse | MOSB | 2025-10-27 | warehouse | 2 | 2 | -2 | 0 | 2.46 | 1 | 2.46 | HITACHI(HE) |  | 0 | 2 | 2 | 5 | Flow 5: Mixed / Waiting / Incomplete leg | MOSB | HITACHI
4453 | PRL-ZAK-017-O2 | HVDC-ADOPT-HE-0323 | AGI | EQ-352 | 365890 | 1 | Indoor | Aluminium Busbar Tube 160 x 6 mm | 803 | 51 | 27 | 1.1057 | 183 | 200 | Stackable | 85049090 | SEK | 16630.06 | MAERSK HORSBURGH | BELGIUM | Antwerp | Khalifa port | 2025-03-26 | 2025-05-17 |  |  | 2025-06-24 |  |  |  | 2025-10-27 | [7 empty] | CASE_LIST | 1 |  | warehouse | MOSB | 2025-10-27 | warehouse | 2 | 2 | -2 | 0 | 4.1 | 1 | 4.1 | HITACHI(HE) |  | 0 | 2 | 2 | 5 | Flow 5: Mixed / Waiting / Incomplete leg | MOSB | HITACHI
4454 | PRL-ZAK-017-O2 | HVDC-ADOPT-HE-0323 | AGI | EQ-352 | 365891 | 1 | Indoor | Aluminium Busbar Tube 160 x 6 mm | 803 | 51 | 27 | 1.1057 | 184 | 201 | Stackable | 85049090 | SEK | 16630.06 | MAERSK HORSBURGH | BELGIUM | Antwerp | Khalifa port | 2025-03-26 | 2025-05-17 |  |  | 2025-06-24 |  |  |  | 2025-10-27 | [7 empty] | CASE_LIST | 1 |  | warehouse | MOSB | 2025-10-27 | warehouse | 2 | 2 | -2 | 0 | 4.1 | 1 | 4.1 | HITACHI(HE) |  | 0 | 2 | 2 | 5 | Flow 5: Mixed / Waiting / Incomplete leg | MOSB | HITACHI
4455 | PRL-ZAK-017-O2 | HVDC-ADOPT-HE-0323 | AGI | EQ-352 | 365892 | 1 | Indoor | Aluminium Busbar Tube 160 x 6 mm | 903 | 67 | 27 | 1.6335 | 272 | 297 | Stackable | 85049090 | SEK | 16630.06 | MAERSK HORSBURGH | BELGIUM | Antwerp | Khalifa port | 2025-03-26 | 2025-05-17 |  |  | 2025-06-24 |  |  |  | 2025-10-27 | [7 empty] | CASE_LIST | 1 |  | warehouse | MOSB | 2025-10-27 | warehouse | 2 | 2 | -2 | 0 | 6.05 | 1 | 6.05 | HITACHI(HE) |  | 0 | 2 | 2 | 5 | Flow 5: Mixed / Waiting / Incomplete leg | MOSB | HITACHI
4456 | PRL-ZAK-017-O2 | HVDC-ADOPT-HE-0323 | AGI | EQ-352 | 365893 | 1 | Indoor | Aluminium Busbar Tube 160 x 6 mm | 903 | 67 | 27 | 1.6335 | 279 | 296 | Stackable | 85049090 | SEK | 16630.06 | MAERSK HORSBURGH | BELGIUM | Antwerp | Khalifa port | 2025-03-26 | 2025-05-17 |  |  | 2025-06-24 |  |  |  | 2025-10-27 | [7 empty] | CASE_LIST | 1 |  | warehouse | MOSB | 2025-10-27 | warehouse | 2 | 2 | -2 | 0 | 6.05 | 1 | 6.05 | HITACHI(HE) |  | 0 | 2 | 2 | 5 | Flow 5: Mixed / Waiting / Incomplete leg | MOSB | HITACHI
4457 | PRL-ZAK-017-O2 | HVDC-ADOPT-HE-0323 | AGI | EQ-352 | 365894 | 1 | Indoor | Aluminium Busbar Tube 160 x 6 mm | 903 | 51 | 27 | 1.2434 | 210 | 224 | Stackable | 85049090 | SEK | 16630.06 | MAERSK HORSBURGH | BELGIUM | Antwerp | Khalifa port | 2025-03-26 | 2025-05-17 |  |  | 2025-06-24 |  |  |  | 2025-10-27 | [7 empty] | CASE_LIST | 1 |  | warehouse | MOSB | 2025-10-27 | warehouse | 2 | 2 | -2 | 0 | 4.61 | 1 | 4.61 | HITACHI(HE) |  | 0 | 2 | 2 | 5 | Flow 5: Mixed / Waiting / Incomplete leg | MOSB | HITACHI
4458 | PRL-ZAK-017-O2 | HVDC-ADOPT-HE-0323 | AGI | EQ-352 | 365895 | 1 | Indoor | Aluminium Busbar Tube 160 x 6 mm | 903 | 67 | 27 | 1.6335 | 283 | 297 | Stackable | 85049090 | SEK | 16630.06 | MAERSK HORSBURGH | BELGIUM | Antwerp | Khalifa port | 2025-03-26 | 2025-05-17 |  |  | 2025-06-24 |  |  |  | 2025-10-27 | [7 empty] | CASE_LIST | 1 |  | warehouse | MOSB | 2025-10-27 | warehouse | 2 | 2 | -2 | 0 | 6.05 | 1 | 6.05 | HITACHI(HE) |  | 0 | 2 | 2 | 5 | Flow 5: Mixed / Waiting / Incomplete leg | MOSB | HITACHI
4459 | PRL-ZAK-017-O2 | HVDC-ADOPT-HE-0323 | AGI | EQ-352 | 365896 | 1 | Indoor | Aluminium Busbar Tube 160 x 6 mm | 903 | 51 | 27 | 1.2434 | 208 | 222 | Stackable | 85049090 | SEK | 16630.06 | MAERSK HORSBURGH | BELGIUM | Antwerp | Khalifa port | 2025-03-26 | 2025-05-17 |  |  | 2025-06-24 |  |  |  | 2025-10-27 | [7 empty] | CASE_LIST | 1 |  | warehouse | MOSB | 2025-10-27 | warehouse | 2 | 2 | -2 | 0 | 4.61 | 1 | 4.61 | HITACHI(HE) |  | 0 | 2 | 2 | 5 | Flow 5: Mixed / Waiting / Incomplete leg | MOSB | HITACHI
4460 | PRL-ZAK-017-O2 | HVDC-ADOPT-HE-0323 | AGI | EQ-352 | 365897 | 1 | Indoor | Aluminium Busbar Tube 160 x 6 mm | 1003 | 35 | 27 | 0.94783 | 149 | 163 | Stackable | 85049090 | SEK | 16630.06 | MAERSK HORSBURGH | BELGIUM | Antwerp | Khalifa port | 2025-03-26 | 2025-05-17 |  |  | 2025-06-24 |  |  |  | 2025-10-27 | [7 empty] | CASE_LIST | 1 |  | warehouse | MOSB | 2025-10-27 | warehouse | 2 | 2 | -2 | 0 | 3.51 | 1 | 3.51 | HITACHI(HE) |  | 0 | 2 | 2 | 5 | Flow 5: Mixed / Waiting / Incomplete leg | MOSB | HITACHI
4461 | PRL-ZAK-017-O2 | HVDC-ADOPT-HE-0323 | AGI | EQ-352 | 365898 | 1 | Indoor | Aluminium Busbar Tube 160 x 6 mm | 1003 | 83 | 27 | 2.2477 | 382 | 403 | Stackable | 85049090 | SEK | 16630.06 | MAERSK HORSBURGH | BELGIUM | Antwerp | Khalifa port | 2025-03-26 | 2025-05-17 |  |  | 2025-06-24 |  |  |  | 2025-10-27 | [7 empty] | CASE_LIST | 1 |  | warehouse | MOSB | 2025-10-27 | warehouse | 2 | 2 | -2 | 0 | 8.32 | 1 | 8.32 | HITACHI(HE) |  | 0 | 2 | 2 | 5 | Flow 5: Mixed / Waiting / Incomplete leg | MOSB | HITACHI
4462 | PRL-ZAK-017-O2 | HVDC-ADOPT-HE-0323 | AGI | EQ-352 | 365899 | 1 | Indoor | Aluminium Busbar Tube 160 x 6 mm | 1003 | 67 | 27 | 1.8144 | 310 | 329 | Stackable | 85049090 | SEK | 16630.06 | MAERSK HORSBURGH | BELGIUM | Antwerp | Khalifa port | 2025-03-26 | 2025-05-17 |  |  | 2025-06-24 |  |  |  | 2025-10-27 | [7 empty] | CASE_LIST | 1 |  | warehouse | MOSB | 2025-10-27 | warehouse | 2 | 2 | -2 | 0 | 6.72 | 1 | 6.72 | HITACHI(HE) |  | 0 | 2 | 2 | 5 | Flow 5: Mixed / Waiting / Incomplete leg | MOSB | HITACHI
4463 | PRL-ZAK-017-O2 | HVDC-ADOPT-HE-0323 | AGI | EQ-352 | 365900 | 1 | Indoor | Aluminium Busbar Tube 160 x 6 mm | 1103 | 67 | 27 | 1.9953 | 346 | 366 | Stackable | 85049090 | SEK | 16630.06 | MAERSK HORSBURGH | BELGIUM | Antwerp | Khalifa port | 2025-03-26 | 2025-05-17 |  |  | 2025-06-24 |  |  |  | 2025-10-27 | [7 empty] | CASE_LIST | 1 |  | warehouse | MOSB | 2025-10-27 | warehouse | 2 | 2 | -2 | 0 | 7.39 | 1 | 7.39 | HITACHI(HE) |  | 0 | 2 | 2 | 5 | Flow 5: Mixed / Waiting / Incomplete leg | MOSB | HITACHI
4464 | PRL-ZAK-017-O2 | HVDC-ADOPT-HE-0323 | AGI | EQ-352 | 365901 | 1 | Indoor | Aluminium Busbar Tube 160 x 6 mm | 1103 | 35 | 27 | 1.0423 | 170 | 182 | Stackable | 85049090 | SEK | 16630.06 | MAERSK HORSBURGH | BELGIUM | Antwerp | Khalifa port | 2025-03-26 | 2025-05-17 |  |  | 2025-06-24 |  |  |  | 2025-10-27 | [7 empty] | CASE_LIST | 1 |  | warehouse | MOSB | 2025-10-27 | warehouse | 2 | 2 | -2 | 0 | 3.86 | 1 | 3.86 | HITACHI(HE) |  | 0 | 2 | 2 | 5 | Flow 5: Mixed / Waiting / Incomplete leg | MOSB | HITACHI
4465 | PRL-ZAK-017-O2 | HVDC-ADOPT-HE-0323 | AGI | EQ-352 | 365902 | 1 | Indoor | Aluminium Busbar Tube 160 x 6 mm | 1103 | 51 | 27 | 1.5188 | 250 | 268 | Stackable | 85049090 | SEK | 16630.06 | MAERSK HORSBURGH | BELGIUM | Antwerp | Khalifa port | 2025-03-26 | 2025-05-17 |  |  | 2025-06-24 |  |  |  | 2025-10-27 | [7 empty] | CASE_LIST | 1 |  | warehouse | MOSB | 2025-10-27 | warehouse | 2 | 2 | -2 | 0 | 5.63 | 1 | 5.63 | HITACHI(HE) |  | 0 | 2 | 2 | 5 | Flow 5: Mixed / Waiting / Incomplete leg | MOSB | HITACHI
4466 | PRL-ZAK-017-O2 | HVDC-ADOPT-HE-0323 | AGI | EQ-352 | 365903 | 1 | Indoor | Aluminium Busbar Tube 160 x 6 mm | 253 | 67 | 27 | 0.45768 | 78 | 93 | Stackable | 85049090 | SEK | 16630.06 | MAERSK HORSBURGH | BELGIUM | Antwerp | Khalifa port | 2025-03-26 | 2025-05-17 |  |  | 2025-06-24 |  |  |  | 2025-10-27 | [7 empty] | CASE_LIST | 1 |  | warehouse | MOSB | 2025-10-27 | warehouse | 2 | 2 | -2 | 0 | 1.7 | 1 | 1.7 | HITACHI(HE) |  | 0 | 2 | 2 | 5 | Flow 5: Mixed / Waiting / Incomplete leg | MOSB | HITACHI
4467 | PRL-ZAK-017-O2 | HVDC-ADOPT-HE-0323 | AGI | EQ-352 | 365904 | 1 | Indoor | Aluminium Busbar Tube 160 x 6 mm | 253 | 67 | 27 | 0.45768 | 78 | 93 | Stackable | 85049090 | SEK | 16630.06 | MAERSK HORSBURGH | BELGIUM | Antwerp | Khalifa port | 2025-03-26 | 2025-05-17 |  |  | 2025-06-24 |  |  |  | 2025-10-27 | [7 empty] | CASE_LIST | 1 |  | warehouse | MOSB | 2025-10-27 | warehouse | 2 | 2 | -2 | 0 | 1.7 | 1 | 1.7 | HITACHI(HE) |  | 0 | 2 | 2 | 5 | Flow 5: Mixed / Waiting / Incomplete leg | MOSB | HITACHI
4468 | PRL-ZAK-017-O2 | HVDC-ADOPT-HE-0323 | AGI | EQ-352 | 365905 | 1 | Indoor | Aluminium Busbar Tube 160 x 6 mm | 253 | 67 | 27 | 0.45768 | 80 | 95 | Stackable | 85049090 | SEK | 16630.06 | MAERSK HORSBURGH | BELGIUM | Antwerp | Khalifa port | 2025-03-26 | 2025-05-17 |  |  | 2025-06-24 |  |  |  | 2025-10-27 | [7 empty] | CASE_LIST | 1 |  | warehouse | MOSB | 2025-10-27 | warehouse | 2 | 2 | -2 | 0 | 1.7 | 1 | 1.7 | HITACHI(HE) |  | 0 | 2 | 2 | 5 | Flow 5: Mixed / Waiting / Incomplete leg | MOSB | HITACHI
4469 | PRL-ZAK-017-O2 | HVDC-ADOPT-HE-0323 | AGI | EQ-352 | 365906 | 1 | Indoor | Aluminium Busbar Tube 160 x 6 mm | 453 | 20 | 27 | 0.24462 | 37 | 49 | Stackable | 85049090 | SEK | 16630.06 | MAERSK HORSBURGH | BELGIUM | Antwerp | Khalifa port | 2025-03-26 | 2025-05-17 |  |  | 2025-06-24 |  |  |  | 2025-10-27 | [7 empty] | CASE_LIST | 1 |  | warehouse | MOSB | 2025-10-27 | warehouse | 2 | 2 | -2 | 0 | 0.91 | 1 | 0.91 | HITACHI(HE) |  | 0 | 2 | 2 | 5 | Flow 5: Mixed / Waiting / Incomplete leg | MOSB | HITACHI
4470 | PRL-ZAK-017-O2 | HVDC-ADOPT-HE-0323 | AGI | EQ-352 | 365907 | 1 | Indoor | Aluminium Busbar Tube 160 x 6 mm | 553 | 67 | 27 | 1.0004 | 175 | 189 | Stackable | 85049090 | SEK | 16630.06 | MAERSK HORSBURGH | BELGIUM | Antwerp | Khalifa port | 2025-03-26 | 2025-05-17 |  |  | 2025-06-24 |  |  |  | 2025-10-27 | [7 empty] | CASE_LIST | 1 |  | warehouse | MOSB | 2025-10-27 | warehouse | 2 | 2 | -2 | 0 | 3.71 | 1 | 3.71 | HITACHI(HE) |  | 0 | 2 | 2 | 5 | Flow 5: Mixed / Waiting / Incomplete leg | MOSB | HITACHI
4471 | PRL-ZAK-017-O2 | HVDC-ADOPT-HE-0323 | AGI | EQ-352 | 365908 | 1 | Indoor | Aluminium Busbar Tube 160 x 6 mm | 553 | 67 | 27 | 1.0004 | 173 | 187 | Stackable | 85049090 | SEK | 16630.06 | MAERSK HORSBURGH | BELGIUM | Antwerp | Khalifa port | 2025-03-26 | 2025-05-17 |  |  | 2025-06-24 |  |  |  | 2025-10-27 | [7 empty] | CASE_LIST | 1 |  | warehouse | MOSB | 2025-10-27 | warehouse | 2 | 2 | -2 | 0 | 3.71 | 1 | 3.71 | HITACHI(HE) |  | 0 | 2 | 2 | 5 | Flow 5: Mixed / Waiting / Incomplete leg | MOSB | HITACHI
4472 | PRL-ZAK-017-O2 | HVDC-ADOPT-HE-0323 | AGI | EQ-352 | 365909 | 1 | Indoor | Aluminium Busbar Tube 160 x 6 mm | 553 | 67 | 27 | 1.0004 | 174 | 188 | Stackable | 85049090 | SEK | 16630.06 | MAERSK HORSBURGH | BELGIUM | Antwerp | Khalifa port | 2025-03-26 | 2025-05-17 |  |  | 2025-06-24 |  |  |  | 2025-10-27 | [7 empty] | CASE_LIST | 1 |  | warehouse | MOSB | 2025-10-27 | warehouse | 2 | 2 | -2 | 0 | 3.71 | 1 | 3.71 | HITACHI(HE) |  | 0 | 2 | 2 | 5 | Flow 5: Mixed / Waiting / Incomplete leg | MOSB | HITACHI
4473 | PRL-ZAK-017-O2 | HVDC-ADOPT-HE-0323 | AGI | EQ-352 | 365910 | 1 | Indoor | Aluminium Busbar Tube 160 x 6 mm | 653 | 67 | 27 | 1.1813 | 201 | 222 | Stackable | 85049090 | SEK | 16630.06 | MAERSK HORSBURGH | BELGIUM | Antwerp | Khalifa port | 2025-03-26 | 2025-05-17 |  |  | 2025-06-24 |  |  |  | 2025-10-27 | [7 empty] | CASE_LIST | 1 |  | warehouse | MOSB | 2025-10-27 | warehouse | 2 | 2 | -2 | 0 | 4.38 | 1 | 4.38 | HITACHI(HE) |  | 0 | 2 | 2 | 5 | Flow 5: Mixed / Waiting / Incomplete leg | MOSB | HITACHI
4474 | PRL-ZAK-017-O2 | HVDC-ADOPT-HE-0323 | AGI | EQ-352 | 365911 | 1 | Indoor | Aluminium Busbar Tube 160 x 6 mm | 653 | 67 | 27 | 1.1813 | 203 | 224 | Stackable | 85049090 | SEK | 16630.06 | MAERSK HORSBURGH | BELGIUM | Antwerp | Khalifa port | 2025-03-26 | 2025-05-17 |  |  | 2025-06-24 |  |  |  | 2025-10-27 | [7 empty] | CASE_LIST | 1 |  | warehouse | MOSB | 2025-10-27 | warehouse | 2 | 2 | -2 | 0 | 4.38 | 1 | 4.38 | HITACHI(HE) |  | 0 | 2 | 2 | 5 | Flow 5: Mixed / Waiting / Incomplete leg | MOSB | HITACHI
4475 | PRL-ZAK-017-O2 | HVDC-ADOPT-HE-0323 | AGI | EQ-352 | 365912 | 1 | Indoor | Aluminium Busbar Tube 160 x 6 mm | 653 | 51 | 27 | 0.89918 | 151 | 167 | Stackable | 85049090 | SEK | 16630.06 | MAERSK HORSBURGH | BELGIUM | Antwerp | Khalifa port | 2025-03-26 | 2025-05-17 |  |  | 2025-06-24 |  |  |  | 2025-10-27 | [7 empty] | CASE_LIST | 1 |  | warehouse | MOSB | 2025-10-27 | warehouse | 2 | 2 | -2 | 0 | 3.33 | 1 | 3.33 | HITACHI(HE) |  | 0 | 2 | 2 | 5 | Flow 5: Mixed / Waiting / Incomplete leg | MOSB | HITACHI
4476 | PRL-ZAK-017-O2 | HVDC-ADOPT-HE-0323 | AGI | EQ-352 | 365913 | 1 | Indoor | Aluminium Busbar Tube 160 x 6 mm | 653 | 51 | 27 | 0.89918 | 148 | 164 | Stackable | 85049090 | SEK | 16630.06 | MAERSK HORSBURGH | BELGIUM | Antwerp | Khalifa port | 2025-03-26 | 2025-05-17 |  |  | 2025-06-24 |  |  |  | 2025-10-27 | [7 empty] | CASE_LIST | 1 |  | warehouse | MOSB | 2025-10-27 | warehouse | 2 | 2 | -2 | 0 | 3.33 | 1 | 3.33 | HITACHI(HE) |  | 0 | 2 | 2 | 5 | Flow 5: Mixed / Waiting / Incomplete leg | MOSB | HITACHI
4477 | PRL-ZAK-017-O2 | HVDC-ADOPT-HE-0323 | AGI | EQ-352 | 365914 | 1 | Indoor | Aluminium Busbar Tube 160 x 6 mm | 753 | 35 | 27 | 0.71159 | 114 | 126 | Stackable | 85049090 | SEK | 16630.06 | MAERSK HORSBURGH | BELGIUM | Antwerp | Khalifa port | 2025-03-26 | 2025-05-17 |  |  | 2025-06-24 |  |  |  | 2025-10-27 | [7 empty] | CASE_LIST | 1 |  | warehouse | MOSB | 2025-10-27 | warehouse | 2 | 2 | -2 | 0 | 2.64 | 1 | 2.64 | HITACHI(HE) |  | 0 | 2 | 2 | 5 | Flow 5: Mixed / Waiting / Incomplete leg | MOSB | HITACHI
4478 | PRL-ZAK-017-O2 | HVDC-ADOPT-HE-0323 | AGI | EQ-352 | 365915 | 1 | Indoor | Aluminium Busbar Tube 160 x 6 mm | 753 | 51 | 27 | 1.0369 | 176 | 192 | Stackable | 85049090 | SEK | 16630.06 | MAERSK HORSBURGH | BELGIUM | Antwerp | Khalifa port | 2025-03-26 | 2025-05-17 |  |  | 2025-06-24 |  |  |  | 2025-10-27 | [7 empty] | CASE_LIST | 1 |  | warehouse | MOSB | 2025-10-27 | warehouse | 2 | 2 | -2 | 0 | 3.84 | 1 | 3.84 | HITACHI(HE) |  | 0 | 2 | 2 | 5 | Flow 5: Mixed / Waiting / Incomplete leg | MOSB | HITACHI
4479 | PRL-ZAK-017-O2 | HVDC-ADOPT-HE-0323 | AGI | EQ-352 | 365916 | 1 | Indoor | Aluminium Busbar Tube 160 x 6 mm | 753 | 51 | 27 | 1.0369 | 176 | 192 | Stackable | 85049090 | SEK | 16630.06 | MAERSK HORSBURGH | BELGIUM | Antwerp | Khalifa port | 2025-03-26 | 2025-05-17 |  |  | 2025-06-24 |  |  |  | 2025-10-27 | [7 empty] | CASE_LIST | 1 |  | warehouse | MOSB | 2025-10-27 | warehouse | 2 | 2 | -2 | 0 | 3.84 | 1 | 3.84 | HITACHI(HE) |  | 0 | 2 | 2 | 5 | Flow 5: Mixed / Waiting / Incomplete leg | MOSB | HITACHI
4480 | PRL-ZAK-017-O2 | HVDC-ADOPT-HE-0323 | AGI | EQ-352 | 365917 | 1 | Indoor | Aluminium Busbar Tube 160 x 6 mm | 753 | 67 | 27 | 1.3622 | 271 | 285 | Stackable | 85049090 | SEK | 16630.06 | MAERSK HORSBURGH | BELGIUM | Antwerp | Khalifa port | 2025-03-26 | 2025-05-17 |  |  | 2025-06-24 |  |  |  | 2025-10-27 | [7 empty] | CASE_LIST | 1 |  | warehouse | MOSB | 2025-10-27 | warehouse | 2 | 2 | -2 | 0 | 5.05 | 1 | 5.05 | HITACHI(HE) |  | 0 | 2 | 2 | 5 | Flow 5: Mixed / Waiting / Incomplete leg | MOSB | HITACHI
4481 | PRL-ZAK-017-O2 | HVDC-ADOPT-HE-0323 | AGI | EQ-352 | 365918 | 1 | Indoor | Aluminium Busbar Tube 160 x 6 mm | 753 | 51 | 27 | 1.0369 | 200 | 214 | Stackable | 85049090 | SEK | 16630.06 | MAERSK HORSBURGH | BELGIUM | Antwerp | Khalifa port | 2025-03-26 | 2025-05-17 |  |  | 2025-06-24 |  |  |  | 2025-10-27 | [7 empty] | CASE_LIST | 1 |  | warehouse | MOSB | 2025-10-27 | warehouse | 2 | 2 | -2 | 0 | 3.84 | 1 | 3.84 | HITACHI(HE) |  | 0 | 2 | 2 | 5 | Flow 5: Mixed / Waiting / Incomplete leg | MOSB | HITACHI
4482 | PRL-ZAK-017-O2 | HVDC-ADOPT-HE-0323 | AGI | EQ-352 | 365919 | 1 | Indoor | Aluminium Busbar Tube 160 x 6 mm | 753 | 35 | 27 | 0.71159 | 134 | 143 | Stackable | 85049090 | SEK | 16630.06 | MAERSK HORSBURGH | BELGIUM | Antwerp | Khalifa port | 2025-03-26 | 2025-05-17 |  |  | 2025-06-24 |  |  |  | 2025-10-27 | [7 empty] | CASE_LIST | 1 |  | warehouse | MOSB | 2025-10-27 | warehouse | 2 | 2 | -2 | 0 | 2.64 | 1 | 2.64 | HITACHI(HE) |  | 0 | 2 | 2 | 5 | Flow 5: Mixed / Waiting / Incomplete leg | MOSB | HITACHI
4483 | PRL-ZAK-017-O2 | HVDC-ADOPT-HE-0323 | AGI | EQ-352 | 365920 | 1 | Indoor | Aluminium Busbar Tube 160 x 6 mm | 953 | 35 | 27 | 0.90058 | 150 | 162 | Stackable | 85049090 | SEK | 16630.06 | MAERSK HORSBURGH | BELGIUM | Antwerp | Khalifa port | 2025-03-26 | 2025-05-17 |  |  | 2025-06-24 |  |  |  | 2025-10-27 | [7 empty] | CASE_LIST | 1 |  | warehouse | MOSB | 2025-10-27 | warehouse | 2 | 2 | -2 | 0 | 3.34 | 1 | 3.34 | HITACHI(HE) |  | 0 | 2 | 2 | 5 | Flow 5: Mixed / Waiting / Incomplete leg | MOSB | HITACHI
4484 | PRL-ZAK-017-O2 | HVDC-ADOPT-HE-0323 | AGI | EQ-352 | 365921 | 1 | Indoor | Aluminium Busbar Tube 160 x 6 mm | 953 | 35 | 27 | 0.90058 | 147 | 158 | Stackable | 85049090 | SEK | 16630.06 | MAERSK HORSBURGH | BELGIUM | Antwerp | Khalifa port | 2025-03-26 | 2025-05-17 |  |  | 2025-06-24 |  |  |  | 2025-10-27 | [7 empty] | CASE_LIST | 1 |  | warehouse | MOSB | 2025-10-27 | warehouse | 2 | 2 | -2 | 0 | 3.34 | 1 | 3.34 | HITACHI(HE) |  | 0 | 2 | 2 | 5 | Flow 5: Mixed / Waiting / Incomplete leg | MOSB | HITACHI
4485 | PRL-ZAK-017-O2 | HVDC-ADOPT-HE-0323 | AGI | EQ-352 | 365922 | 1 | Indoor | Aluminium Busbar Tube 160 x 6 mm | 303 | 35 | 27 | 0.28634 | 48 | 55 | Stackable | 85049090 | SEK | 16630.06 | MAERSK HORSBURGH | BELGIUM | Antwerp | Khalifa port | 2025-03-26 | 2025-05-17 |  |  | 2025-06-24 |  |  |  | 2025-10-27 | [7 empty] | CASE_LIST | 1 |  | warehouse | MOSB | 2025-10-27 | warehouse | 2 | 2 | -2 | 0 | 1.06 | 1 | 1.06 | HITACHI(HE) |  | 0 | 2 | 2 | 5 | Flow 5: Mixed / Waiting / Incomplete leg | MOSB | HITACHI
4486 | PRL-ZAK-017-O2 | HVDC-ADOPT-HE-0323 | AGI | EQ-352 | 365923 | 1 | Indoor | Aluminium Busbar Tube 160 x 6 mm | 673 | 67 | 27 | 1.2175 | 204 | 225 | Stackable | 85049090 | SEK | 16630.06 | MAERSK HORSBURGH | BELGIUM | Antwerp | Khalifa port | 2025-03-26 | 2025-05-17 |  |  | 2025-06-24 |  |  |  | 2025-10-27 | [7 empty] | CASE_LIST | 1 |  | warehouse | MOSB | 2025-10-27 | warehouse | 2 | 2 | -2 | 0 | 4.51 | 1 | 4.51 | HITACHI(HE) |  | 0 | 2 | 2 | 5 | Flow 5: Mixed / Waiting / Incomplete leg | MOSB | HITACHI
4487 | PRL-ZAK-017-O2 | HVDC-ADOPT-HE-0323 | AGI | EQ-352 | 365924 | 1 | Indoor | Aluminium Busbar Tube 160 x 6 mm | 673 | 67 | 27 | 1.2175 | 207 | 228 | Stackable | 85049090 | SEK | 16630.06 | MAERSK HORSBURGH | BELGIUM | Antwerp | Khalifa port | 2025-03-26 | 2025-05-17 |  |  | 2025-06-24 |  |  |  | 2025-10-27 | [7 empty] | CASE_LIST | 1 |  | warehouse | MOSB | 2025-10-27 | warehouse | 2 | 2 | -2 | 0 | 4.51 | 1 | 4.51 | HITACHI(HE) |  | 0 | 2 | 2 | 5 | Flow 5: Mixed / Waiting / Incomplete leg | MOSB | HITACHI
4488 | PRL-ZAK-017-O2 | HVDC-ADOPT-HE-0323 | AGI | EQ-352 | 365925 | 1 | Indoor | Aluminium Busbar Tube 160 x 6 mm | 673 | 67 | 27 | 1.2175 | 208 | 229 | Stackable | 85049090 | SEK | 16630.06 | MAERSK HORSBURGH | BELGIUM | Antwerp | Khalifa port | 2025-03-26 | 2025-05-17 |  |  | 2025-06-24 |  |  |  | 2025-10-27 | [7 empty] | CASE_LIST | 1 |  | warehouse | MOSB | 2025-10-27 | warehouse | 2 | 2 | -2 | 0 | 4.51 | 1 | 4.51 | HITACHI(HE) |  | 0 | 2 | 2 | 5 | Flow 5: Mixed / Waiting / Incomplete leg | MOSB | HITACHI
4489 | PRL-ZAK-017-O2 | HVDC-ADOPT-HE-0323 | AGI | EQ-352 | 365926 | 1 | Indoor | Aluminium Busbar Tube 160 x 6 mm | 983 | 51 | 27 | 1.3536 | 226 | 242 | Stackable | 85049090 | SEK | 16630.06 | MAERSK HORSBURGH | BELGIUM | Antwerp | Khalifa port | 2025-03-26 | 2025-05-17 |  |  | 2025-06-24 |  |  |  | 2025-10-27 | [7 empty] | CASE_LIST | 1 |  | warehouse | MOSB | 2025-10-27 | warehouse | 2 | 2 | -2 | 0 | 5.01 | 1 | 5.01 | HITACHI(HE) |  | 0 | 2 | 2 | 5 | Flow 5: Mixed / Waiting / Incomplete leg | MOSB | HITACHI
4620 | PRL-DAS-031-O1 | HVDC-ADOPT-HE-0322 | DAS | EQ-101 | 208359 | 1 | Indoor | Control Cubicle Converter Breaker Interface 11A | 253 | 193 | 105 | 5.127 | 345 | 695 | Stackable 3 tier | 85371098 | SEK | 566635 | Maersk Hamburg | SWEDEN | Gothenburg | Khalifa port | 2025-03-21 | 2025-04-20 |  |  | 2025-05-09 | [9 empty] | 2025-06-24 |  | CASE_LIST | 1 | 1 | site | DAS | 2025-06-24 | site | 1 | 2 | 0 | 2 | 4.88 | 3 | 4.88 | HITACHI(HE) |  | 1 | 2 | 1 | 2 | Flow 2: Port → WH → Site | DAS | HITACHI
4621 | PRL-DAS-031-O1 | HVDC-ADOPT-HE-0322 | DAS | EQ-101 | 208360 | 1 | Indoor | Control Cubicle Converter Breaker Interface 11B | 253 | 193 | 105 | 5.127 | 355 | 705 | Stackable 3 tier | 85371098 | SEK | 566635 | Maersk Hamburg | SWEDEN | Gothenburg | Khalifa port | 2025-03-21 | 2025-04-20 |  |  | 2025-05-09 | [9 empty] | 2025-06-24 |  | CASE_LIST | 1 | 1 | site | DAS | 2025-06-24 | site | 1 | 2 | 0 | 2 | 4.88 | 3 | 4.88 | HITACHI(HE) |  | 1 | 2 | 1 | 2 | Flow 2: Port → WH → Site | DAS | HITACHI
4622 | PRL-DAS-031-O1 | HVDC-ADOPT-HE-0322 | DAS | EQ-101 | 208363 | 1 | Indoor | Control Cubicle Valve Cooling Interface 11A | 253 | 113 | 105 | 3.0018 | 170 | 435 | Stackable 3 tier | 85371098 | SEK | 566635 | Maersk Hamburg | SWEDEN | Gothenburg | Khalifa port | 2025-03-21 | 2025-04-20 |  |  | 2025-05-09 | [9 empty] | 2025-06-24 |  | CASE_LIST | 1 | 1 | site | DAS | 2025-06-24 | site | 1 | 2 | 0 | 2 | 2.86 | 3 | 2.86 | HITACHI(HE) |  | 1 | 2 | 1 | 2 | Flow 2: Port → WH → Site | DAS | HITACHI
4623 | PRL-DAS-031-O1 | HVDC-ADOPT-HE-0322 | DAS | EQ-101 | 208364 | 1 | Indoor | Control Cubicle Valve Cooling Interface 11B | 253 | 113 | 105 | 3.0018 | 150 | 415 | Stackable 3 tier | 85371098 | SEK | 566635 | Maersk Hamburg | SWEDEN | Gothenburg | Khalifa port | 2025-03-21 | 2025-04-20 |  |  | 2025-05-09 | [9 empty] | 2025-06-24 |  | CASE_LIST | 1 | 1 | site | DAS | 2025-06-24 | site | 1 | 2 | 0 | 2 | 2.86 | 3 | 2.86 | HITACHI(HE) |  | 1 | 2 | 1 | 2 | Flow 2: Port → WH → Site | DAS | HITACHI
4624 | PRL-DAS-031-O1 | HVDC-ADOPT-HE-0322 | DAS | EQ-101 | 208365 | 1 | Indoor | Control Cubicle Converter Breaker Interface 21A | 253 | 193 | 105 | 5.127 | 355 | 705 | Stackable 3 tier | 85371098 | SEK | 566635 | Maersk Hamburg | SWEDEN | Gothenburg | Khalifa port | 2025-03-21 | 2025-04-20 |  |  | 2025-05-09 | [9 empty] | 2025-06-24 |  | CASE_LIST | 1 | 1 | site | DAS | 2025-06-24 | site | 1 | 2 | 0 | 2 | 4.88 | 3 | 4.88 | HITACHI(HE) |  | 1 | 2 | 1 | 2 | Flow 2: Port → WH → Site | DAS | HITACHI
4625 | PRL-DAS-031-O1 | HVDC-ADOPT-HE-0322 | DAS | EQ-101 | 208366 | 1 | Indoor | Control Cubicle Converter Breaker Interface 21B | 253 | 193 | 105 | 5.127 | 345 | 695 | Stackable 3 tier | 85371098 | SEK | 566635 | Maersk Hamburg | SWEDEN | Gothenburg | Khalifa port | 2025-03-21 | 2025-04-20 |  |  | 2025-05-09 | [9 empty] | 2025-06-24 |  | CASE_LIST | 1 | 1 | site | DAS | 2025-06-24 | site | 1 | 2 | 0 | 2 | 4.88 | 3 | 4.88 | HITACHI(HE) |  | 1 | 2 | 1 | 2 | Flow 2: Port → WH → Site | DAS | HITACHI
4626 | PRL-DAS-031-O1 | HVDC-ADOPT-HE-0322 | DAS | EQ-101 | 208367 | 1 | Indoor | Control Cubicle Valve Cooling Interface 21A | 253 | 113 | 105 | 3.0018 | 170 | 435 | Stackable 3 tier | 85371098 | SEK | 566635 | Maersk Hamburg | SWEDEN | Gothenburg | Khalifa port | 2025-03-21 | 2025-04-20 |  |  | 2025-05-09 | [9 empty] | 2025-06-24 |  | CASE_LIST | 1 | 1 | site | DAS | 2025-06-24 | site | 1 | 2 | 0 | 2 | 2.86 | 3 | 2.86 | HITACHI(HE) |  | 1 | 2 | 1 | 2 | Flow 2: Port → WH → Site | DAS | HITACHI
4627 | PRL-DAS-031-O1 | HVDC-ADOPT-HE-0322 | DAS | EQ-101 | 208368 | 1 | Indoor | Control Cubicle Valve Cooling Interface 21B | 253 | 113 | 105 | 3.0018 | 150 | 415 | Stackable 3 tier | 85371098 | SEK | 566635 | Maersk Hamburg | SWEDEN | Gothenburg | Khalifa port | 2025-03-21 | 2025-04-20 |  |  | 2025-05-09 | [9 empty] | 2025-06-24 |  | CASE_LIST | 1 | 1 | site | DAS | 2025-06-24 | site | 1 | 2 | 0 | 2 | 2.86 | 3 | 2.86 | HITACHI(HE) |  | 1 | 2 | 1 | 2 | Flow 2: Port → WH → Site | DAS | HITACHI
4628 | PRL-DAS-031-O1 | HVDC-ADOPT-HE-0322 | DAS | EQ-101 | 208369 | 1 | Indoor | Control Cubicle Bipole Switchyard Interface 3A | 253 | 193 | 105 | 5.127 | 315 | 665 | Stackable 2 tier | 85371098 | SEK | 566635 | Maersk Hamburg | SWEDEN | Gothenburg | Khalifa port | 2025-03-21 | 2025-04-20 |  |  | 2025-05-09 | [9 empty] | 2025-06-24 |  | CASE_LIST | 1 | 1 | site | DAS | 2025-06-24 | site | 1 | 2 | 0 | 2 | 4.88 | 2 | 4.88 | HITACHI(HE) |  | 1 | 2 | 1 | 2 | Flow 2: Port → WH → Site | DAS | HITACHI
4629 | PRL-DAS-031-O1 | HVDC-ADOPT-HE-0322 | DAS | EQ-101 | 208370 | 1 | Indoor | Control Cubicle Bipole Switchyard Interface 3B | 253 | 193 | 105 | 5.127 | 300 | 650 | Stackable 2 tier | 85371098 | SEK | 566635 | Maersk Hamburg | SWEDEN | Gothenburg | Khalifa port | 2025-03-21 | 2025-04-20 |  |  | 2025-05-09 | [9 empty] | 2025-06-24 |  | CASE_LIST | 1 | 1 | site | DAS | 2025-06-24 | site | 1 | 2 | 0 | 2 | 4.88 | 2 | 4.88 | HITACHI(HE) |  | 1 | 2 | 1 | 2 | Flow 2: Port → WH → Site | DAS | HITACHI
4630 | PRL-DAS-031-O1 | HVDC-ADOPT-HE-0322 | DAS | EQ-101 | 208371 | 1 | Indoor | Control Cubicle Auxiliary Interface 11A | 253 | 193 | 105 | 5.127 | 345 | 695 | Stackable 2 tier | 85371098 | SEK | 566635 | Maersk Hamburg | SWEDEN | Gothenburg | Khalifa port | 2025-03-21 | 2025-04-20 |  |  | 2025-05-09 |  |  |  | 2025-06-04 | [5 empty] | 2025-06-10 |  | CASE_LIST | 1 | 1 | site | DAS | 2025-06-10 | site | 2 | 3 | -1 | 2 | 4.88 | 2 | 4.88 | HITACHI(HE) |  | 1 | 3 | 2 | 4 | Flow 4: Port → WH → MOSB → Site | DAS | HITACHI
4631 | PRL-DAS-031-O1 | HVDC-ADOPT-HE-0322 | DAS | EQ-101 | 208372 | 1 | Indoor | Control Cubicle Auxiliary Interface 11B | 253 | 193 | 105 | 5.127 | 350 | 700 | Stackable 2 tier | 85371098 | SEK | 566635 | Maersk Hamburg | SWEDEN | Gothenburg | Khalifa port | 2025-03-21 | 2025-04-20 |  |  | 2025-05-09 |  |  |  | 2025-06-04 | [5 empty] | 2025-06-10 |  | CASE_LIST | 1 | 1 | site | DAS | 2025-06-10 | site | 2 | 3 | -1 | 2 | 4.88 | 2 | 4.88 | HITACHI(HE) |  | 1 | 3 | 2 | 4 | Flow 4: Port → WH → MOSB → Site | DAS | HITACHI
4632 | PRL-DAS-031-O1 | HVDC-ADOPT-HE-0322 | DAS | EQ-101 | 208373 | 1 | Indoor | Control Cubicle Auxiliary Interface 12A | 253 | 193 | 105 | 5.127 | 420 | 770 | Stackable 2 tier | 85371098 | SEK | 566635 | Maersk Hamburg | SWEDEN | Gothenburg | Khalifa port | 2025-03-21 | 2025-04-20 |  |  | 2025-05-09 |  |  |  | 2025-06-04 | [5 empty] | 2025-06-10 |  | CASE_LIST | 1 | 1 | site | DAS | 2025-06-10 | site | 2 | 3 | -1 | 2 | 4.88 | 2 | 4.88 | HITACHI(HE) |  | 1 | 3 | 2 | 4 | Flow 4: Port → WH → MOSB → Site | DAS | HITACHI
4633 | PRL-DAS-031-O1 | HVDC-ADOPT-HE-0322 | DAS | EQ-101 | 208375 | 1 | Indoor | Control Cubicle Distributed Temperature Sensors | 253 | 113 | 105 | 3.0018 | 180 | 445 | Stackable 3 tier | 85371098 | SEK | 566635 | Maersk Hamburg | SWEDEN | Gothenburg | Khalifa port | 2025-03-21 | 2025-04-20 |  |  | 2025-05-09 | [9 empty] | 2025-06-24 |  | CASE_LIST | 1 | 1 | site | DAS | 2025-06-24 | site | 1 | 2 | 0 | 2 | 2.86 | 3 | 2.86 | HITACHI(HE) |  | 1 | 2 | 1 | 2 | Flow 2: Port → WH → Site | DAS | HITACHI
4634 | PRL-DAS-031-O1 | HVDC-ADOPT-HE-0322 | DAS | EQ-101 | 208377 | 1 | Indoor | Control Cubicle Auxiliary Interface 1B | 253 | 193 | 105 | 5.127 | 335 | 685 | Stackable 2 tier | 85371098 | SEK | 566635 | Maersk Hamburg | SWEDEN | Gothenburg | Khalifa port | 2025-03-21 | 2025-04-20 |  |  | 2025-05-09 | [9 empty] | 2025-06-24 |  | CASE_LIST | 1 | 1 | site | DAS | 2025-06-24 | site | 1 | 2 | 0 | 2 | 4.88 | 2 | 4.88 | HITACHI(HE) |  | 1 | 2 | 1 | 2 | Flow 2: Port → WH → Site | DAS | HITACHI
4635 | PRL-DAS-031-O1 | HVDC-ADOPT-HE-0322 | DAS | EQ-101 | 208378 | 1 | Indoor | Control Cubicle Auxiliary Interface 21A | 253 | 193 | 105 | 5.127 | 345 | 695 | Stackable 2 tier | 85371098 | SEK | 566635 | Maersk Hamburg | SWEDEN | Gothenburg | Khalifa port | 2025-03-21 | 2025-04-20 |  |  | 2025-05-09 | [9 empty] | 2025-06-24 |  | CASE_LIST | 1 | 1 | site | DAS | 2025-06-24 | site | 1 | 2 | 0 | 2 | 4.88 | 2 | 4.88 | HITACHI(HE) |  | 1 | 2 | 1 | 2 | Flow 2: Port → WH → Site | DAS | HITACHI
4636 | PRL-DAS-031-O1 | HVDC-ADOPT-HE-0322 | DAS | EQ-101 | 208379 | 1 | Indoor | Control Cubicle Auxiliary Interface 21B | 253 | 193 | 105 | 5.127 | 335 | 685 | Stackable 2 tier | 85371098 | SEK | 566635 | Maersk Hamburg | SWEDEN | Gothenburg | Khalifa port | 2025-03-21 | 2025-04-20 |  |  | 2025-05-09 | [9 empty] | 2025-06-24 |  | CASE_LIST | 1 | 1 | site | DAS | 2025-06-24 | site | 1 | 2 | 0 | 2 | 4.88 | 2 | 4.88 | HITACHI(HE) |  | 1 | 2 | 1 | 2 | Flow 2: Port → WH → Site | DAS | HITACHI
4637 | PRL-DAS-031-O1 | HVDC-ADOPT-HE-0322 | DAS | EQ-101 | 208380 | 1 | Indoor | Control Cubicle Auxiliary Interface 22A | 253 | 193 | 105 | 5.127 | 330 | 680 | Stackable 2 tier | 85371098 | SEK | 566635 | Maersk Hamburg | SWEDEN | Gothenburg | Khalifa port | 2025-03-21 | 2025-04-20 |  |  | 2025-05-09 | [9 empty] | 2025-06-24 |  | CASE_LIST | 1 | 1 | site | DAS | 2025-06-24 | site | 1 | 2 | 0 | 2 | 4.88 | 2 | 4.88 | HITACHI(HE) |  | 1 | 2 | 1 | 2 | Flow 2: Port → WH → Site | DAS | HITACHI
4638 | PRL-DAS-031-O1 | HVDC-ADOPT-HE-0322 | DAS | EQ-101 | 208381 | 1 | Indoor | Control Cubicle Auxiliary Interface 22B | 253 | 193 | 105 | 5.127 | 345 | 695 | Stackable 2 tier | 85371098 | SEK | 566635 | Maersk Hamburg | SWEDEN | Gothenburg | Khalifa port | 2025-03-21 | 2025-04-20 |  |  | 2025-05-09 | [9 empty] | 2025-06-24 |  | CASE_LIST | 1 | 1 | site | DAS | 2025-06-24 | site | 1 | 2 | 0 | 2 | 4.88 | 2 | 4.88 | HITACHI(HE) |  | 1 | 2 | 1 | 2 | Flow 2: Port → WH → Site | DAS | HITACHI
4639 | PRL-DAS-031-O1 | HVDC-ADOPT-HE-0322 | DAS | EQ-101 | 208384 | 1 | Indoor | Control Cubicle Auxiliary Interface 23A | 253 | 193 | 105 | 5.127 | 300 | 650 | Stackable 2 tier | 85371098 | SEK | 566635 | Maersk Hamburg | SWEDEN | Gothenburg | Khalifa port | 2025-03-21 | 2025-04-20 |  |  | 2025-05-09 | [9 empty] | 2025-06-24 |  | CASE_LIST | 1 | 1 | site | DAS | 2025-06-24 | site | 1 | 2 | 0 | 2 | 4.88 | 2 | 4.88 | HITACHI(HE) |  | 1 | 2 | 1 | 2 | Flow 2: Port → WH → Site | DAS | HITACHI
4640 | PRL-DAS-031-O1 | HVDC-ADOPT-HE-0322 | DAS | EQ-101 | 208385 | 1 | Indoor | Control Cubicle Auxiliary Interface 23B | 253 | 193 | 105 | 5.127 | 350 | 700 | Stackable 2 tier | 85371098 | SEK | 566635 | Maersk Hamburg | SWEDEN | Gothenburg | Khalifa port | 2025-03-21 | 2025-04-20 |  |  | 2025-05-09 | [9 empty] | 2025-06-24 |  | CASE_LIST | 1 | 1 | site | DAS | 2025-06-24 | site | 1 | 2 | 0 | 2 | 4.88 | 2 | 4.88 | HITACHI(HE) |  | 1 | 2 | 1 | 2 | Flow 2: Port → WH → Site | DAS | HITACHI
4641 | PRL-DAS-031-O1 | HVDC-ADOPT-HE-0322 | DAS | EQ-101 | 208387 | 1 | Indoor | Control Cubicle Remote Switchyard Interface 11A | 253 | 193 | 105 | 5.127 | 320 | 670 | Stackable 2 tier | 85371098 | SEK | 566635 | Maersk Hamburg | SWEDEN | Gothenburg | Khalifa port | 2025-03-21 | 2025-04-20 |  |  | 2025-05-09 | [9 empty] | 2025-06-24 |  | CASE_LIST | 1 | 1 | site | DAS | 2025-06-24 | site | 1 | 2 | 0 | 2 | 4.88 | 2 | 4.88 | HITACHI(HE) |  | 1 | 2 | 1 | 2 | Flow 2: Port → WH → Site | DAS | HITACHI
4642 | PRL-DAS-031-O1 | HVDC-ADOPT-HE-0322 | DAS | EQ-101 | 208388 | 1 | Indoor | Control Cubicle Remote Switchyard Interface 11B | 253 | 193 | 105 | 5.127 | 315 | 665 | Stackable 2 tier | 85371098 | SEK | 566635 | Maersk Hamburg | SWEDEN | Gothenburg | Khalifa port | 2025-03-21 | 2025-04-20 |  |  | 2025-05-09 | [9 empty] | 2025-06-24 |  | CASE_LIST | 1 | 1 | site | DAS | 2025-06-24 | site | 1 | 2 | 0 | 2 | 4.88 | 2 | 4.88 | HITACHI(HE) |  | 1 | 2 | 1 | 2 | Flow 2: Port → WH → Site | DAS | HITACHI
4643 | PRL-DAS-031-O1 | HVDC-ADOPT-HE-0322 | DAS | EQ-101 | 208389 | 1 | Indoor | Control Cubicle AC Filter Interface 11A | 253 | 193 | 105 | 5.127 | 305 | 655 | Stackable 2 tier | 85371098 | SEK | 566635 | Maersk Hamburg | SWEDEN | Gothenburg | Khalifa port | 2025-03-21 | 2025-04-20 |  |  | 2025-05-09 | [9 empty] | 2025-06-24 |  | CASE_LIST | 1 | 1 | site | DAS | 2025-06-24 | site | 1 | 2 | 0 | 2 | 4.88 | 2 | 4.88 | HITACHI(HE) |  | 1 | 2 | 1 | 2 | Flow 2: Port → WH → Site | DAS | HITACHI
4644 | PRL-DAS-031-O1 | HVDC-ADOPT-HE-0322 | DAS | EQ-101 | 208390 | 1 | Indoor | Control Cubicle AC Filter Interface 11B | 253 | 193 | 105 | 5.127 | 303 | 653 | Stackable 2 tier | 85371098 | SEK | 566635 | Maersk Hamburg | SWEDEN | Gothenburg | Khalifa port | 2025-03-21 | 2025-04-20 |  |  | 2025-05-09 | [9 empty] | 2025-06-24 |  | CASE_LIST | 1 | 1 | site | DAS | 2025-06-24 | site | 1 | 2 | 0 | 2 | 4.88 | 2 | 4.88 | HITACHI(HE) |  | 1 | 2 | 1 | 2 | Flow 2: Port → WH → Site | DAS | HITACHI
4645 | PRL-DAS-031-O1 | HVDC-ADOPT-HE-0322 | DAS | EQ-101 | 208391 | 1 | Indoor | Control Cubicle AC Switchyard Interface 11A | 253 | 193 | 105 | 5.127 | 315 | 665 | Stackable 2 tier | 85371098 | SEK | 566635 | Maersk Hamburg | SWEDEN | Gothenburg | Khalifa port | 2025-03-21 | 2025-04-20 |  |  | 2025-05-09 | [9 empty] | 2025-06-24 |  | CASE_LIST | 1 | 1 | site | DAS | 2025-06-24 | site | 1 | 2 | 0 | 2 | 4.88 | 2 | 4.88 | HITACHI(HE) |  | 1 | 2 | 1 | 2 | Flow 2: Port → WH → Site | DAS | HITACHI
4646 | PRL-DAS-031-O1 | HVDC-ADOPT-HE-0322 | DAS | EQ-101 | 208392 | 1 | Indoor | Control Cubicle AC Switchyard Interface 11B | 253 | 193 | 105 | 5.127 | 325 | 675 | Stackable 2 tier | 85371098 | SEK | 566635 | Maersk Hamburg | SWEDEN | Gothenburg | Khalifa port | 2025-03-21 | 2025-04-20 |  |  | 2025-05-09 | [9 empty] | 2025-06-24 |  | CASE_LIST | 1 | 1 | site | DAS | 2025-06-24 | site | 1 | 2 | 0 | 2 | 4.88 | 2 | 4.88 | HITACHI(HE) |  | 1 | 2 | 1 | 2 | Flow 2: Port → WH → Site | DAS | HITACHI
4647 | PRL-DAS-031-O1 | HVDC-ADOPT-HE-0322 | DAS | EQ-101 | 208393 | 1 | Indoor | Control Cubicle Transformer Switchyard Interface 11A | 253 | 193 | 105 | 5.127 | 300 | 650 | Stackable 2 tier | 85371098 | SEK | 566635 | Maersk Hamburg | SWEDEN | Gothenburg | Khalifa port | 2025-03-21 | 2025-04-20 |  |  | 2025-05-09 | [9 empty] | 2025-06-24 |  | CASE_LIST | 1 | 1 | site | DAS | 2025-06-24 | site | 1 | 2 | 0 | 2 | 4.88 | 2 | 4.88 | HITACHI(HE) |  | 1 | 2 | 1 | 2 | Flow 2: Port → WH → Site | DAS | HITACHI
4648 | PRL-DAS-031-O1 | HVDC-ADOPT-HE-0322 | DAS | EQ-101 | 208394 | 1 | Indoor | Control Cubicle Transformer Switchyard Interface 11B | 253 | 193 | 105 | 5.127 | 300 | 650 | Stackable 2 tier | 85371098 | SEK | 566635 | Maersk Hamburg | SWEDEN | Gothenburg | Khalifa port | 2025-03-21 | 2025-04-20 |  |  | 2025-05-09 | [9 empty] | 2025-06-24 |  | CASE_LIST | 1 | 1 | site | DAS | 2025-06-24 | site | 1 | 2 | 0 | 2 | 4.88 | 2 | 4.88 | HITACHI(HE) |  | 1 | 2 | 1 | 2 | Flow 2: Port → WH → Site | DAS | HITACHI
4649 | PRL-DAS-031-O1 | HVDC-ADOPT-HE-0322 | DAS | EQ-101 | 208395 | 1 | Indoor | Control Cubicle Transformer Switchyard Interface 12A | 253 | 193 | 105 | 5.127 | 310 | 660 | Stackable 2 tier | 85371098 | SEK | 566635 | Maersk Hamburg | SWEDEN | Gothenburg | Khalifa port | 2025-03-21 | 2025-04-20 |  |  | 2025-05-09 | [9 empty] | 2025-06-24 |  | CASE_LIST | 1 | 1 | site | DAS | 2025-06-24 | site | 1 | 2 | 0 | 2 | 4.88 | 2 | 4.88 | HITACHI(HE) |  | 1 | 2 | 1 | 2 | Flow 2: Port → WH → Site | DAS | HITACHI
4650 | PRL-DAS-031-O1 | HVDC-ADOPT-HE-0322 | DAS | EQ-101 | 208396 | 1 | Indoor | Control Cubicle Transformer Switchyard Interface 12B | 253 | 193 | 105 | 5.127 | 310 | 660 | Stackable 2 tier | 85371098 | SEK | 566635 | Maersk Hamburg | SWEDEN | Gothenburg | Khalifa port | 2025-03-21 | 2025-04-20 |  |  | 2025-05-09 | [9 empty] | 2025-06-24 |  | CASE_LIST | 1 | 1 | site | DAS | 2025-06-24 | site | 1 | 2 | 0 | 2 | 4.88 | 2 | 4.88 | HITACHI(HE) |  | 1 | 2 | 1 | 2 | Flow 2: Port → WH → Site | DAS | HITACHI
4651 | PRL-DAS-031-O1 | HVDC-ADOPT-HE-0322 | DAS | EQ-101 | 208397 | 1 | Indoor | Control Cubicle Transformer Switchyard Interface 13A | 253 | 193 | 105 | 5.127 | 305 | 655 | Stackable 2 tier | 85371098 | SEK | 566635 | Maersk Hamburg | SWEDEN | Gothenburg | Khalifa port | 2025-03-21 | 2025-04-20 |  |  | 2025-05-09 | [9 empty] | 2025-06-24 |  | CASE_LIST | 1 | 1 | site | DAS | 2025-06-24 | site | 1 | 2 | 0 | 2 | 4.88 | 2 | 4.88 | HITACHI(HE) |  | 1 | 2 | 1 | 2 | Flow 2: Port → WH → Site | DAS | HITACHI
4652 | PRL-DAS-031-O1 | HVDC-ADOPT-HE-0322 | DAS | EQ-101 | 208398 | 1 | Indoor | Control Cubicle Transformer Switchyard Interface 13B | 253 | 193 | 105 | 5.127 | 305 | 655 | Stackable 2 tier | 85371098 | SEK | 566635 | Maersk Hamburg | SWEDEN | Gothenburg | Khalifa port | 2025-03-21 | 2025-04-20 |  |  | 2025-05-09 | [9 empty] | 2025-06-24 |  | CASE_LIST | 1 | 1 | site | DAS | 2025-06-24 | site | 1 | 2 | 0 | 2 | 4.88 | 2 | 4.88 | HITACHI(HE) |  | 1 | 2 | 1 | 2 | Flow 2: Port → WH → Site | DAS | HITACHI
4653 | PRL-DAS-031-O1 | HVDC-ADOPT-HE-0322 | DAS | EQ-101 | 208399 | 1 | Indoor | Control Cubicle Valve Measurement Interface 11A | 253 | 113 | 105 | 3.0018 | 166 | 430 | Stackable 3 tier | 85371098 | SEK | 566635 | Maersk Hamburg | SWEDEN | Gothenburg | Khalifa port | 2025-03-21 | 2025-04-20 |  |  | 2025-05-09 | [9 empty] | 2025-06-27 |  | CASE_LIST | 1 | 1 | site | DAS | 2025-06-27 | site | 1 | 2 | 0 | 2 | 2.86 | 3 | 2.86 | HITACHI(HE) |  | 1 | 2 | 1 | 2 | Flow 2: Port → WH → Site | DAS | HITACHI
4654 | PRL-DAS-031-O1 | HVDC-ADOPT-HE-0322 | DAS | EQ-101 | 208400 | 1 | Indoor | Control Cubicle Valve Measurement Interface 11B | 253 | 113 | 105 | 3.0018 | 170 | 435 | Stackable 3 tier | 85371098 | SEK | 566635 | Maersk Hamburg | SWEDEN | Gothenburg | Khalifa port | 2025-03-21 | 2025-04-20 |  |  | 2025-05-09 | [9 empty] | 2025-06-27 |  | CASE_LIST | 1 | 1 | site | DAS | 2025-06-27 | site | 1 | 2 | 0 | 2 | 2.86 | 3 | 2.86 | HITACHI(HE) |  | 1 | 2 | 1 | 2 | Flow 2: Port → WH → Site | DAS | HITACHI
4655 | PRL-DAS-031-O1 | HVDC-ADOPT-HE-0322 | DAS | EQ-101 | 208401 | 1 | Indoor | Control Cubicle DC Switchyard Interface 11A | 253 | 193 | 105 | 5.127 | 285 | 635 | Stackable 2 tier | 85371098 | SEK | 566635 | Maersk Hamburg | SWEDEN | Gothenburg | Khalifa port | 2025-03-21 | 2025-04-20 |  |  | 2025-05-09 | [9 empty] | 2025-06-24 |  | CASE_LIST | 1 | 1 | site | DAS | 2025-06-24 | site | 1 | 2 | 0 | 2 | 4.88 | 2 | 4.88 | HITACHI(HE) |  | 1 | 2 | 1 | 2 | Flow 2: Port → WH → Site | DAS | HITACHI
4656 | PRL-DAS-031-O1 | HVDC-ADOPT-HE-0322 | DAS | EQ-101 | 208402 | 1 | Indoor | Control Cubicle DC Switchyard Interface 11B | 253 | 193 | 105 | 5.127 | 290 | 640 | Stackable 2 tier | 85371098 | SEK | 566635 | Maersk Hamburg | SWEDEN | Gothenburg | Khalifa port | 2025-03-21 | 2025-04-20 |  |  | 2025-05-09 | [9 empty] | 2025-06-24 |  | CASE_LIST | 1 | 1 | site | DAS | 2025-06-24 | site | 1 | 2 | 0 | 2 | 4.88 | 2 | 4.88 | HITACHI(HE) |  | 1 | 2 | 1 | 2 | Flow 2: Port → WH → Site | DAS | HITACHI
4657 | PRL-DAS-031-O1 | HVDC-ADOPT-HE-0322 | DAS | EQ-101 | 208403 | 1 | Indoor | Control Cubicle DC Switchyard Interface 12A | 253 | 193 | 105 | 5.127 | 315 | 665 | Stackable 2 tier | 85371098 | SEK | 566635 | Maersk Hamburg | SWEDEN | Gothenburg | Khalifa port | 2025-03-21 | 2025-04-20 |  |  | 2025-05-09 | [9 empty] | 2025-06-24 |  | CASE_LIST | 1 | 1 | site | DAS | 2025-06-24 | site | 1 | 2 | 0 | 2 | 4.88 | 2 | 4.88 | HITACHI(HE) |  | 1 | 2 | 1 | 2 | Flow 2: Port → WH → Site | DAS | HITACHI
4658 | PRL-DAS-031-O1 | HVDC-ADOPT-HE-0322 | DAS | EQ-101 | 208404 | 1 | Indoor | Control Cubicle DC Switchyard Interface 12B | 253 | 193 | 105 | 5.127 | 305 | 655 | Stackable 2 tier | 85371098 | SEK | 566635 | Maersk Hamburg | SWEDEN | Gothenburg | Khalifa port | 2025-03-21 | 2025-04-20 |  |  | 2025-05-09 | [9 empty] | 2025-06-24 |  | CASE_LIST | 1 | 1 | site | DAS | 2025-06-24 | site | 1 | 2 | 0 | 2 | 4.88 | 2 | 4.88 | HITACHI(HE) |  | 1 | 2 | 1 | 2 | Flow 2: Port → WH → Site | DAS | HITACHI
4659 | PRL-DAS-031-O1 | HVDC-ADOPT-HE-0322 | DAS | EQ-101 | 208419 | 1 | Indoor | Control Cubicle Bipole Switchyard Interface 1A | 253 | 193 | 105 | 5.127 | 325 | 675 | Stackable 2 tier | 85371098 | SEK | 566635 | Maersk Hamburg | SWEDEN | Gothenburg | Khalifa port | 2025-03-21 | 2025-04-20 |  |  | 2025-05-09 | [9 empty] | 2025-06-24 |  | CASE_LIST | 1 | 1 | site | DAS | 2025-06-24 | site | 1 | 2 | 0 | 2 | 4.88 | 2 | 4.88 | HITACHI(HE) |  | 1 | 2 | 1 | 2 | Flow 2: Port → WH → Site | DAS | HITACHI
4660 | PRL-DAS-031-O1 | HVDC-ADOPT-HE-0322 | DAS | EQ-101 | 208420 | 1 | Indoor | Control Cubicle Bipole Switchyard Interface 1B | 253 | 193 | 105 | 5.127 | 310 | 660 | Stackable 2 tier | 85371098 | SEK | 566635 | Maersk Hamburg | SWEDEN | Gothenburg | Khalifa port | 2025-03-21 | 2025-04-20 |  |  | 2025-05-09 | [9 empty] | 2025-06-24 |  | CASE_LIST | 1 | 1 | site | DAS | 2025-06-24 | site | 1 | 2 | 0 | 2 | 4.88 | 2 | 4.88 | HITACHI(HE) |  | 1 | 2 | 1 | 2 | Flow 2: Port → WH → Site | DAS | HITACHI
4661 | PRL-DAS-031-O1 | HVDC-ADOPT-HE-0322 | DAS | EQ-101 | 208421 | 1 | Indoor | Control Cubicle Bipole Switchyard Interface 2A | 253 | 193 | 105 | 5.127 | 310 | 660 | Stackable 2 tier | 85371098 | SEK | 566635 | Maersk Hamburg | SWEDEN | Gothenburg | Khalifa port | 2025-03-21 | 2025-04-20 |  |  | 2025-05-09 | [9 empty] | 2025-06-24 |  | CASE_LIST | 1 | 1 | site | DAS | 2025-06-24 | site | 1 | 2 | 0 | 2 | 4.88 | 2 | 4.88 | HITACHI(HE) |  | 1 | 2 | 1 | 2 | Flow 2: Port → WH → Site | DAS | HITACHI
4662 | PRL-DAS-031-O1 | HVDC-ADOPT-HE-0322 | DAS | EQ-101 | 208422 | 1 | Indoor | Control Cubicle Bipole Switchyard Interface 2B | 253 | 193 | 105 | 5.127 | 310 | 660 | Stackable 2 tier | 85371098 | SEK | 566635 | Maersk Hamburg | SWEDEN | Gothenburg | Khalifa port | 2025-03-21 | 2025-04-20 |  |  | 2025-05-09 | [9 empty] | 2025-06-24 |  | CASE_LIST | 1 | 1 | site | DAS | 2025-06-24 | site | 1 | 2 | 0 | 2 | 4.88 | 2 | 4.88 | HITACHI(HE) |  | 1 | 2 | 1 | 2 | Flow 2: Port → WH → Site | DAS | HITACHI
4663 | PRL-DAS-031-O1 | HVDC-ADOPT-HE-0322 | DAS | EQ-101 | 208431 | 1 | Indoor | Control Cubicle Remote Switchyard Interface 21A | 253 | 193 | 105 | 5.127 | 310 | 660 | Stackable 2 tier | 85371098 | SEK | 566635 | Maersk Hamburg | SWEDEN | Gothenburg | Khalifa port | 2025-03-21 | 2025-04-20 |  |  | 2025-05-09 | [9 empty] | 2025-06-24 |  | CASE_LIST | 1 | 1 | site | DAS | 2025-06-24 | site | 1 | 2 | 0 | 2 | 4.88 | 2 | 4.88 | HITACHI(HE) |  | 1 | 2 | 1 | 2 | Flow 2: Port → WH → Site | DAS | HITACHI
4664 | PRL-DAS-031-O1 | HVDC-ADOPT-HE-0322 | DAS | EQ-101 | 208432 | 1 | Indoor | Control Cubicle Remote Switchyard Interface 21B | 253 | 193 | 105 | 5.127 | 325 | 675 | Stackable 2 tier | 85371098 | SEK | 566635 | Maersk Hamburg | SWEDEN | Gothenburg | Khalifa port | 2025-03-21 | 2025-04-20 |  |  | 2025-05-09 | [9 empty] | 2025-06-24 |  | CASE_LIST | 1 | 1 | site | DAS | 2025-06-24 | site | 1 | 2 | 0 | 2 | 4.88 | 2 | 4.88 | HITACHI(HE) |  | 1 | 2 | 1 | 2 | Flow 2: Port → WH → Site | DAS | HITACHI
4665 | PRL-DAS-031-O1 | HVDC-ADOPT-HE-0322 | DAS | EQ-101 | 208433 | 1 | Indoor | Control Cubicle AC Filter Interface 21A | 253 | 193 | 105 | 5.127 | 305 | 655 | Stackable 2 tier | 85371098 | SEK | 566635 | Maersk Hamburg | SWEDEN | Gothenburg | Khalifa port | 2025-03-21 | 2025-04-20 |  |  | 2025-05-09 | [9 empty] | 2025-06-24 |  | CASE_LIST | 1 | 1 | site | DAS | 2025-06-24 | site | 1 | 2 | 0 | 2 | 4.88 | 2 | 4.88 | HITACHI(HE) |  | 1 | 2 | 1 | 2 | Flow 2: Port → WH → Site | DAS | HITACHI
4666 | PRL-DAS-031-O1 | HVDC-ADOPT-HE-0322 | DAS | EQ-101 | 208434 | 1 | Indoor | Control Cubicle AC Filter Interface 21B | 253 | 193 | 105 | 5.127 | 305 | 655 | Stackable 2 tier | 85371098 | SEK | 566635 | Maersk Hamburg | SWEDEN | Gothenburg | Khalifa port | 2025-03-21 | 2025-04-20 |  |  | 2025-05-09 | [9 empty] | 2025-06-24 |  | CASE_LIST | 1 | 1 | site | DAS | 2025-06-24 | site | 1 | 2 | 0 | 2 | 4.88 | 2 | 4.88 | HITACHI(HE) |  | 1 | 2 | 1 | 2 | Flow 2: Port → WH → Site | DAS | HITACHI
4667 | PRL-DAS-031-O1 | HVDC-ADOPT-HE-0322 | DAS | EQ-101 | 208435 | 1 | Indoor | Control Cubicle AC Switchyard Interface 21A | 253 | 193 | 105 | 5.127 | 315 | 705 | Stackable 2 tier | 85371098 | SEK | 566635 | Maersk Hamburg | SWEDEN | Gothenburg | Khalifa port | 2025-03-21 | 2025-04-20 |  |  | 2025-05-09 | [9 empty] | 2025-06-24 |  | CASE_LIST | 1 | 1 | site | DAS | 2025-06-24 | site | 1 | 2 | 0 | 2 | 4.88 | 2 | 4.88 | HITACHI(HE) |  | 1 | 2 | 1 | 2 | Flow 2: Port → WH → Site | DAS | HITACHI
4668 | PRL-DAS-031-O1 | HVDC-ADOPT-HE-0322 | DAS | EQ-101 | 208436 | 1 | Indoor | Control Cubicle AC Switchyard Interface 21B | 253 | 193 | 105 | 5.127 | 315 | 705 | Stackable 2 tier | 85371098 | SEK | 566635 | Maersk Hamburg | SWEDEN | Gothenburg | Khalifa port | 2025-03-21 | 2025-04-20 |  |  | 2025-05-09 | [9 empty] | 2025-06-24 |  | CASE_LIST | 1 | 1 | site | DAS | 2025-06-24 | site | 1 | 2 | 0 | 2 | 4.88 | 2 | 4.88 | HITACHI(HE) |  | 1 | 2 | 1 | 2 | Flow 2: Port → WH → Site | DAS | HITACHI
4669 | PRL-DAS-031-O1 | HVDC-ADOPT-HE-0322 | DAS | EQ-101 | 208437 | 1 | Indoor | Control Cubicle Transformer Switchyard Interface 21A | 253 | 193 | 105 | 5.127 | 300 | 650 | Stackable 2 tier | 85371098 | SEK | 566635 | Maersk Hamburg | SWEDEN | Gothenburg | Khalifa port | 2025-03-21 | 2025-04-20 |  |  | 2025-05-09 | [9 empty] | 2025-06-24 |  | CASE_LIST | 1 | 1 | site | DAS | 2025-06-24 | site | 1 | 2 | 0 | 2 | 4.88 | 2 | 4.88 | HITACHI(HE) |  | 1 | 2 | 1 | 2 | Flow 2: Port → WH → Site | DAS | HITACHI
4670 | PRL-DAS-031-O1 | HVDC-ADOPT-HE-0322 | DAS | EQ-101 | 208438 | 1 | Indoor | Control Cubicle Transformer Switchyard Interface 21B | 253 | 193 | 105 | 5.127 | 300 | 650 | Stackable 2 tier | 85371098 | SEK | 566635 | Maersk Hamburg | SWEDEN | Gothenburg | Khalifa port | 2025-03-21 | 2025-04-20 |  |  | 2025-05-09 | [9 empty] | 2025-06-24 |  | CASE_LIST | 1 | 1 | site | DAS | 2025-06-24 | site | 1 | 2 | 0 | 2 | 4.88 | 2 | 4.88 | HITACHI(HE) |  | 1 | 2 | 1 | 2 | Flow 2: Port → WH → Site | DAS | HITACHI
4671 | PRL-DAS-031-O1 | HVDC-ADOPT-HE-0322 | DAS | EQ-101 | 208439 | 1 | Indoor | Control Cubicle Transformer Switchyard Interface 22A | 253 | 193 | 105 | 5.127 | 330 | 680 | Stackable 2 tier | 85371098 | SEK | 566635 | Maersk Hamburg | SWEDEN | Gothenburg | Khalifa port | 2025-03-21 | 2025-04-20 |  |  | 2025-05-09 | [9 empty] | 2025-06-24 |  | CASE_LIST | 1 | 1 | site | DAS | 2025-06-24 | site | 1 | 2 | 0 | 2 | 4.88 | 2 | 4.88 | HITACHI(HE) |  | 1 | 2 | 1 | 2 | Flow 2: Port → WH → Site | DAS | HITACHI
4672 | PRL-DAS-031-O1 | HVDC-ADOPT-HE-0322 | DAS | EQ-101 | 208440 | 1 | Indoor | Control Cubicle Transformer Switchyard Interface 22B | 253 | 193 | 105 | 5.127 | 310 | 660 | Stackable 2 tier | 85371098 | SEK | 566635 | Maersk Hamburg | SWEDEN | Gothenburg | Khalifa port | 2025-03-21 | 2025-04-20 |  |  | 2025-05-09 | [9 empty] | 2025-06-24 |  | CASE_LIST | 1 | 1 | site | DAS | 2025-06-24 | site | 1 | 2 | 0 | 2 | 4.88 | 2 | 4.88 | HITACHI(HE) |  | 1 | 2 | 1 | 2 | Flow 2: Port → WH → Site | DAS | HITACHI
4673 | PRL-DAS-031-O1 | HVDC-ADOPT-HE-0322 | DAS | EQ-101 | 208441 | 1 | Indoor | Control Cubicle Valve Measurement Interface 21A | 253 | 113 | 105 | 3.0018 | 170 | 435 | Stackable 3 tier | 85371098 | SEK | 566635 | Maersk Hamburg | SWEDEN | Gothenburg | Khalifa port | 2025-03-21 | 2025-04-20 |  |  | 2025-05-09 | [9 empty] | 2025-06-27 |  | CASE_LIST | 1 | 1 | site | DAS | 2025-06-27 | site | 1 | 2 | 0 | 2 | 2.86 | 3 | 2.86 | HITACHI(HE) |  | 1 | 2 | 1 | 2 | Flow 2: Port → WH → Site | DAS | HITACHI
4674 | PRL-DAS-031-O1 | HVDC-ADOPT-HE-0322 | DAS | EQ-101 | 208443 | 1 | Indoor | Control Cubicle DC Switchyard Interface 21A | 253 | 193 | 105 | 5.127 | 290 | 640 | Stackable 2 tier | 85371098 | SEK | 566635 | Maersk Hamburg | SWEDEN | Gothenburg | Khalifa port | 2025-03-21 | 2025-04-20 |  |  | 2025-05-09 | [9 empty] | 2025-06-24 |  | CASE_LIST | 1 | 1 | site | DAS | 2025-06-24 | site | 1 | 2 | 0 | 2 | 4.88 | 2 | 4.88 | HITACHI(HE) |  | 1 | 2 | 1 | 2 | Flow 2: Port → WH → Site | DAS | HITACHI
4675 | PRL-DAS-031-O1 | HVDC-ADOPT-HE-0322 | DAS | EQ-101 | 208444 | 1 | Indoor | Control Cubicle DC Switchyard Interface 21B | 253 | 193 | 105 | 5.127 | 280 | 630 | Stackable 2 tier | 85371098 | SEK | 566635 | Maersk Hamburg | SWEDEN | Gothenburg | Khalifa port | 2025-03-21 | 2025-04-20 |  |  | 2025-05-09 | [9 empty] | 2025-06-24 |  | CASE_LIST | 1 | 1 | site | DAS | 2025-06-24 | site | 1 | 2 | 0 | 2 | 4.88 | 2 | 4.88 | HITACHI(HE) |  | 1 | 2 | 1 | 2 | Flow 2: Port → WH → Site | DAS | HITACHI
4676 | PRL-DAS-031-O1 | HVDC-ADOPT-HE-0322 | DAS | EQ-101 | 208445 | 1 | Indoor | Control Cubicle DC Switchyard Interface 22A | 253 | 193 | 105 | 5.127 | 330 | 680 | Stackable 2 tier | 85371098 | SEK | 566635 | Maersk Hamburg | SWEDEN | Gothenburg | Khalifa port | 2025-03-21 | 2025-04-20 |  |  | 2025-05-09 | [9 empty] | 2025-06-24 |  | CASE_LIST | 1 | 1 | site | DAS | 2025-06-24 | site | 1 | 2 | 0 | 2 | 4.88 | 2 | 4.88 | HITACHI(HE) |  | 1 | 2 | 1 | 2 | Flow 2: Port → WH → Site | DAS | HITACHI
4677 | PRL-DAS-031-O1 | HVDC-ADOPT-HE-0322 | DAS | EQ-101 | 208446 | 1 | Indoor | Control Cubicle DC Switchyard Interface 22B | 253 | 193 | 105 | 5.127 | 325 | 675 | Stackable 2 tier | 85371098 | SEK | 566635 | Maersk Hamburg | SWEDEN | Gothenburg | Khalifa port | 2025-03-21 | 2025-04-20 |  |  | 2025-05-09 | [9 empty] | 2025-06-24 |  | CASE_LIST | 1 | 1 | site | DAS | 2025-06-24 | site | 1 | 2 | 0 | 2 | 4.88 | 2 | 4.88 | HITACHI(HE) |  | 1 | 2 | 1 | 2 | Flow 2: Port → WH → Site | DAS | HITACHI
4678 | PRL-DAS-031-O1 | HVDC-ADOPT-HE-0322 | DAS | EQ-101 | 208451 | 1 | Indoor | Control Cubicle Transformer Switchyard Interface 23A | 253 | 193 | 105 | 5.127 | 310 | 660 | Stackable 2 tier | 85371098 | SEK | 566635 | Maersk Hamburg | SWEDEN | Gothenburg | Khalifa port | 2025-03-21 | 2025-04-20 |  |  | 2025-05-09 | [9 empty] | 2025-06-24 |  | CASE_LIST | 1 | 1 | site | DAS | 2025-06-24 | site | 1 | 2 | 0 | 2 | 4.88 | 2 | 4.88 | HITACHI(HE) |  | 1 | 2 | 1 | 2 | Flow 2: Port → WH → Site | DAS | HITACHI
4679 | PRL-DAS-031-O1 | HVDC-ADOPT-HE-0322 | DAS | EQ-101 | 208452 | 1 | Indoor | Control Cubicle Transformer Switchyard Interface 23B | 253 | 193 | 105 | 5.127 | 310 | 660 | Stackable 2 tier | 85371098 | SEK | 566635 | Maersk Hamburg | SWEDEN | Gothenburg | Khalifa port | 2025-03-21 | 2025-04-20 |  |  | 2025-05-09 | [9 empty] | 2025-06-24 |  | CASE_LIST | 1 | 1 | site | DAS | 2025-06-24 | site | 1 | 2 | 0 | 2 | 4.88 | 2 | 4.88 | HITACHI(HE) |  | 1 | 2 | 1 | 2 | Flow 2: Port → WH → Site | DAS | HITACHI
4409 | PRL-MIR-031-O1 | HVDC-ADOPT-HE-0321 | MIR | EQ-352 | 280561 | 1 | Indoor | Aluminium Busbar Tube 160 x 6 mm | 903 | 67 | 27 | 1.6335 | 278 | 299 | STACKABLE | 85049090 | SEK | 20273.99 | MAERSK HAMBURG | BELGIUM | Antwerp | Khalifa port | 2025-03-21 | 2025-04-22 |  |  | 2025-05-02 | [7 empty] | 2025-06-03 |  |  |  | CASE_LIST | 1 | 1 | site | MIR | 2025-06-03 | site | 1 | 2 | 0 | 2 | 6.05 | 1 | 6.05 | HITACHI(HE) |  | 1 | 2 | 1 | 2 | Flow 2: Port → WH → Site | MIR | HITACHI
4410 | PRL-MIR-031-O1 | HVDC-ADOPT-HE-0321 | MIR | EQ-352 | 280562 | 1 | Indoor | Aluminium Busbar Tube 160 x 6 mm | 903 | 67 | 27 | 1.6335 | 278 | 299 | STACKABLE | 85049090 | SEK | 20273.99 | MAERSK HAMBURG | BELGIUM | Antwerp | Khalifa port | 2025-03-21 | 2025-04-22 |  |  | 2025-05-02 | [7 empty] | 2025-06-03 |  |  |  | CASE_LIST | 1 | 1 | site | MIR | 2025-06-03 | site | 1 | 2 | 0 | 2 | 6.05 | 1 | 6.05 | HITACHI(HE) |  | 1 | 2 | 1 | 2 | Flow 2: Port → WH → Site | MIR | HITACHI
4411 | PRL-MIR-031-O1 | HVDC-ADOPT-HE-0321 | MIR | EQ-352 | 280563 | 1 | Indoor | Aluminium Busbar Tube 160 x 6 mm | 1003 | 67 | 27 | 1.8144 | 307 | 331 | STACKABLE | 85049090 | SEK | 20273.99 | MAERSK HAMBURG | BELGIUM | Antwerp | Khalifa port | 2025-03-21 | 2025-04-22 |  |  | 2025-05-02 | [7 empty] | 2025-06-03 |  |  |  | CASE_LIST | 1 | 1 | site | MIR | 2025-06-03 | site | 1 | 2 | 0 | 2 | 6.72 | 1 | 6.72 | HITACHI(HE) |  | 1 | 2 | 1 | 2 | Flow 2: Port → WH → Site | MIR | HITACHI
4412 | PRL-MIR-031-O1 | HVDC-ADOPT-HE-0321 | MIR | EQ-352 | 280564 | 1 | Indoor | Aluminium Busbar Tube 160 x 6 mm | 1003 | 67 | 27 | 1.8144 | 307 | 331 | STACKABLE | 85049090 | SEK | 20273.99 | MAERSK HAMBURG | BELGIUM | Antwerp | Khalifa port | 2025-03-21 | 2025-04-22 |  |  | 2025-05-02 | [7 empty] | 2025-06-03 |  |  |  | CASE_LIST | 1 | 1 | site | MIR | 2025-06-03 | site | 1 | 2 | 0 | 2 | 6.72 | 1 | 6.72 | HITACHI(HE) |  | 1 | 2 | 1 | 2 | Flow 2: Port → WH → Site | MIR | HITACHI
4413 | PRL-MIR-031-O1 | HVDC-ADOPT-HE-0321 | MIR | EQ-352 | 280565 | 1 | Indoor | Aluminium Busbar Tube 160 x 6 mm | 1003 | 67 | 27 | 1.8144 | 314 | 328 | STACKABLE | 85049090 | SEK | 20273.99 | MAERSK HAMBURG | BELGIUM | Antwerp | Khalifa port | 2025-03-21 | 2025-04-22 |  |  | 2025-05-02 | [7 empty] | 2025-06-03 |  |  |  | CASE_LIST | 1 | 1 | site | MIR | 2025-06-03 | site | 1 | 2 | 0 | 2 | 6.72 | 1 | 6.72 | HITACHI(HE) |  | 1 | 2 | 1 | 2 | Flow 2: Port → WH → Site | MIR | HITACHI
4414 | PRL-MIR-031-O1 | HVDC-ADOPT-HE-0321 | MIR | EQ-352 | 280566 | 1 | Indoor | Aluminium Busbar Tube 160 x 6 mm | 1003 | 67 | 27 | 1.8144 | 308 | 329 | STACKABLE | 85049090 | SEK | 20273.99 | MAERSK HAMBURG | BELGIUM | Antwerp | Khalifa port | 2025-03-21 | 2025-04-22 |  |  | 2025-05-02 | [7 empty] | 2025-06-03 |  |  |  | CASE_LIST | 1 | 1 | site | MIR | 2025-06-03 | site | 1 | 2 | 0 | 2 | 6.72 | 1 | 6.72 | HITACHI(HE) |  | 1 | 2 | 1 | 2 | Flow 2: Port → WH → Site | MIR | HITACHI
4415 | PRL-MIR-031-O1 | HVDC-ADOPT-HE-0321 | MIR | EQ-352 | 280567 | 1 | Indoor | Aluminium Busbar Tube 160 x 6 mm | 1003 | 67 | 27 | 1.8144 | 307 | 328 | STACKABLE | 85049090 | SEK | 20273.99 | MAERSK HAMBURG | BELGIUM | Antwerp | Khalifa port | 2025-03-21 | 2025-04-22 |  |  | 2025-05-02 | [7 empty] | 2025-06-03 |  |  |  | CASE_LIST | 1 | 1 | site | MIR | 2025-06-03 | site | 1 | 2 | 0 | 2 | 6.72 | 1 | 6.72 | HITACHI(HE) |  | 1 | 2 | 1 | 2 | Flow 2: Port → WH → Site | MIR | HITACHI
4416 | PRL-MIR-031-O1 | HVDC-ADOPT-HE-0321 | MIR | EQ-352 | 280568 | 1 | Indoor | Aluminium Busbar Tube 160 x 6 mm | 1003 | 67 | 27 | 1.8144 | 308 | 329 | STACKABLE | 85049090 | SEK | 20273.99 | MAERSK HAMBURG | BELGIUM | Antwerp | Khalifa port | 2025-03-21 | 2025-04-22 |  |  | 2025-05-02 | [7 empty] | 2025-06-03 |  |  |  | CASE_LIST | 1 | 1 | site | MIR | 2025-06-03 | site | 1 | 2 | 0 | 2 | 6.72 | 1 | 6.72 | HITACHI(HE) |  | 1 | 2 | 1 | 2 | Flow 2: Port → WH → Site | MIR | HITACHI
4417 | PRL-MIR-031-O1 | HVDC-ADOPT-HE-0321 | MIR | EQ-352 | 280569 | 1 | Indoor | Aluminium Busbar Tube 160 x 6 mm | 1003 | 67 | 27 | 1.8144 | 308 | 329 | STACKABLE | 85049090 | SEK | 20273.99 | MAERSK HAMBURG | BELGIUM | Antwerp | Khalifa port | 2025-03-21 | 2025-04-22 |  |  | 2025-05-02 | [7 empty] | 2025-06-03 |  |  |  | CASE_LIST | 1 | 1 | site | MIR | 2025-06-03 | site | 1 | 2 | 0 | 2 | 6.72 | 1 | 6.72 | HITACHI(HE) |  | 1 | 2 | 1 | 2 | Flow 2: Port → WH → Site | MIR | HITACHI
4418 | PRL-MIR-031-O1 | HVDC-ADOPT-HE-0321 | MIR | EQ-352 | 280570 | 1 | Indoor | Aluminium Busbar Tube 160 x 6 mm | 653 | 67 | 27 | 1.1813 | 204 | 220 | STACKABLE | 85049090 | SEK | 20273.99 | MAERSK HAMBURG | BELGIUM | Antwerp | Khalifa port | 2025-03-21 | 2025-04-22 |  |  | 2025-05-02 | [7 empty] | 2025-06-03 |  |  |  | CASE_LIST | 1 | 1 | site | MIR | 2025-06-03 | site | 1 | 2 | 0 | 2 | 4.38 | 1 | 4.38 | HITACHI(HE) |  | 1 | 2 | 1 | 2 | Flow 2: Port → WH → Site | MIR | HITACHI
4419 | PRL-MIR-031-O1 | HVDC-ADOPT-HE-0321 | MIR | EQ-352 | 280571 | 1 | Indoor | Aluminium Busbar Tube 160 x 6 mm | 653 | 67 | 27 | 1.1813 | 203 | 219 | STACKABLE | 85049090 | SEK | 20273.99 | MAERSK HAMBURG | BELGIUM | Antwerp | Khalifa port | 2025-03-21 | 2025-04-22 |  |  | 2025-05-02 | [7 empty] | 2025-06-03 |  |  |  | CASE_LIST | 1 | 1 | site | MIR | 2025-06-03 | site | 1 | 2 | 0 | 2 | 4.38 | 1 | 4.38 | HITACHI(HE) |  | 1 | 2 | 1 | 2 | Flow 2: Port → WH → Site | MIR | HITACHI
4420 | PRL-MIR-031-O1 | HVDC-ADOPT-HE-0321 | MIR | EQ-352 | 280572 | 1 | Indoor | Aluminium Busbar Tube 160 x 6 mm | 653 | 67 | 27 | 1.1813 | 206 | 222 | STACKABLE | 85049090 | SEK | 20273.99 | MAERSK HAMBURG | BELGIUM | Antwerp | Khalifa port | 2025-03-21 | 2025-04-22 |  |  | 2025-05-02 | [7 empty] | 2025-06-03 |  |  |  | CASE_LIST | 1 | 1 | site | MIR | 2025-06-03 | site | 1 | 2 | 0 | 2 | 4.38 | 1 | 4.38 | HITACHI(HE) |  | 1 | 2 | 1 | 2 | Flow 2: Port → WH → Site | MIR | HITACHI
4421 | PRL-MIR-031-O1 | HVDC-ADOPT-HE-0321 | MIR | EQ-352 | 280573 | 1 | Indoor | Aluminium Busbar Tube 160 x 6 mm | 653 | 67 | 27 | 1.1813 | 198 | 219 | STACKABLE | 85049090 | SEK | 20273.99 | MAERSK HAMBURG | BELGIUM | Antwerp | Khalifa port | 2025-03-21 | 2025-04-22 |  |  | 2025-05-02 | [7 empty] | 2025-06-03 |  |  |  | CASE_LIST | 1 | 1 | site | MIR | 2025-06-03 | site | 1 | 2 | 0 | 2 | 4.38 | 1 | 4.38 | HITACHI(HE) |  | 1 | 2 | 1 | 2 | Flow 2: Port → WH → Site | MIR | HITACHI
4422 | PRL-MIR-031-O1 | HVDC-ADOPT-HE-0321 | MIR | EQ-352 | 280574 | 1 | Indoor | Aluminium Busbar Tube 160 x 6 mm | 653 | 35 | 27 | 0.61708 | 99 | 111 | STACKABLE | 85049090 | SEK | 20273.99 | MAERSK HAMBURG | BELGIUM | Antwerp | Khalifa port | 2025-03-21 | 2025-04-22 |  |  | 2025-05-02 | [7 empty] | 2025-06-03 |  |  |  | CASE_LIST | 1 | 1 | site | MIR | 2025-06-03 | site | 1 | 2 | 0 | 2 | 2.29 | 1 | 2.29 | HITACHI(HE) |  | 1 | 2 | 1 | 2 | Flow 2: Port → WH → Site | MIR | HITACHI
4423 | PRL-MIR-031-O1 | HVDC-ADOPT-HE-0321 | MIR | EQ-352 | 280575 | 1 | Indoor | Aluminium Busbar Tube 160 x 6 mm | 653 | 35 | 27 | 0.61708 | 99 | 111 | STACKABLE | 85049090 | SEK | 20273.99 | MAERSK HAMBURG | BELGIUM | Antwerp | Khalifa port | 2025-03-21 | 2025-04-22 |  |  | 2025-05-02 | [7 empty] | 2025-06-03 |  |  |  | CASE_LIST | 1 | 1 | site | MIR | 2025-06-03 | site | 1 | 2 | 0 | 2 | 2.29 | 1 | 2.29 | HITACHI(HE) |  | 1 | 2 | 1 | 2 | Flow 2: Port → WH → Site | MIR | HITACHI
4424 | PRL-MIR-031-O1 | HVDC-ADOPT-HE-0321 | MIR | EQ-352 | 280576 | 1 | Indoor | Aluminium Busbar Tube 160 x 6 mm | 953 | 67 | 27 | 1.724 | 292 | 314 | STACKABLE | 85049090 | SEK | 20273.99 | MAERSK HAMBURG | BELGIUM | Antwerp | Khalifa port | 2025-03-21 | 2025-04-22 |  |  | 2025-05-02 | [7 empty] | 2025-06-03 |  |  |  | CASE_LIST | 1 | 1 | site | MIR | 2025-06-03 | site | 1 | 2 | 0 | 2 | 6.39 | 1 | 6.39 | HITACHI(HE) |  | 1 | 2 | 1 | 2 | Flow 2: Port → WH → Site | MIR | HITACHI
4425 | PRL-MIR-031-O1 | HVDC-ADOPT-HE-0321 | MIR | EQ-352 | 280577 | 1 | Indoor | Aluminium Busbar Tube 160 x 6 mm | 953 | 67 | 27 | 1.724 | 297 | 311 | STACKABLE | 85049090 | SEK | 20273.99 | MAERSK HAMBURG | BELGIUM | Antwerp | Khalifa port | 2025-03-21 | 2025-04-22 |  |  | 2025-05-02 | [7 empty] | 2025-06-03 |  |  |  | CASE_LIST | 1 | 1 | site | MIR | 2025-06-03 | site | 1 | 2 | 0 | 2 | 6.39 | 1 | 6.39 | HITACHI(HE) |  | 1 | 2 | 1 | 2 | Flow 2: Port → WH → Site | MIR | HITACHI
4426 | PRL-MIR-031-O1 | HVDC-ADOPT-HE-0321 | MIR | EQ-352 | 280578 | 1 | Indoor | Aluminium Busbar Tube 160 x 6 mm | 953 | 35 | 27 | 0.90058 | 152 | 166 | STACKABLE | 85049090 | SEK | 20273.99 | MAERSK HAMBURG | BELGIUM | Antwerp | Khalifa port | 2025-03-21 | 2025-04-22 |  |  | 2025-05-02 | [7 empty] | 2025-06-03 |  |  |  | CASE_LIST | 1 | 1 | site | MIR | 2025-06-03 | site | 1 | 2 | 0 | 2 | 3.34 | 1 | 3.34 | HITACHI(HE) |  | 1 | 2 | 1 | 2 | Flow 2: Port → WH → Site | MIR | HITACHI
4427 | PRL-MIR-031-O1 | HVDC-ADOPT-HE-0321 | MIR | EQ-352 | 280579 | 1 | Indoor | Aluminium Busbar Tube 160 x 6 mm | 483 | 67 | 27 | 0.87375 | 156 | 170 | STACKABLE | 85049090 | SEK | 20273.99 | MAERSK HAMBURG | BELGIUM | Antwerp | Khalifa port | 2025-03-21 | 2025-04-22 |  |  | 2025-05-02 | [7 empty] | 2025-06-03 |  |  |  | CASE_LIST | 1 | 1 | site | MIR | 2025-06-03 | site | 1 | 2 | 0 | 2 | 3.24 | 1 | 3.24 | HITACHI(HE) |  | 1 | 2 | 1 | 2 | Flow 2: Port → WH → Site | MIR | HITACHI
4428 | PRL-MIR-031-O1 | HVDC-ADOPT-HE-0321 | MIR | EQ-352 | 280580 | 1 | Indoor | Aluminium Busbar Tube 160 x 6 mm | 673 | 67 | 27 | 1.2175 | 202 | 223 | STACKABLE | 85049090 | SEK | 20273.99 | MAERSK HAMBURG | BELGIUM | Antwerp | Khalifa port | 2025-03-21 | 2025-04-22 |  |  | 2025-05-02 | [7 empty] | 2025-06-03 |  |  |  | CASE_LIST | 1 | 1 | site | MIR | 2025-06-03 | site | 1 | 2 | 0 | 2 | 4.51 | 1 | 4.51 | HITACHI(HE) |  | 1 | 2 | 1 | 2 | Flow 2: Port → WH → Site | MIR | HITACHI
4429 | PRL-MIR-031-O1 | HVDC-ADOPT-HE-0321 | MIR | EQ-352 | 280581 | 1 | Indoor | Aluminium Busbar Tube 160 x 6 mm | 803 | 51 | 27 | 1.1057 | 186 | 200 | STACKABLE | 85049090 | SEK | 20273.99 | MAERSK HAMBURG | BELGIUM | Antwerp | Khalifa port | 2025-03-21 | 2025-04-22 |  |  | 2025-05-02 | [7 empty] | 2025-06-03 |  |  |  | CASE_LIST | 1 | 1 | site | MIR | 2025-06-03 | site | 1 | 2 | 0 | 2 | 4.1 | 1 | 4.1 | HITACHI(HE) |  | 1 | 2 | 1 | 2 | Flow 2: Port → WH → Site | MIR | HITACHI
4430 | PRL-MIR-031-O1 | HVDC-ADOPT-HE-0321 | MIR | EQ-352 | 280582 | 1 | Indoor | Aluminium Busbar Tube 160 x 6 mm | 803 | 35 | 27 | 0.75884 | 124 | 134 | STACKABLE | 85049090 | SEK | 20273.99 | MAERSK HAMBURG | BELGIUM | Antwerp | Khalifa port | 2025-03-21 | 2025-04-22 |  |  | 2025-05-02 | [7 empty] | 2025-06-03 |  |  |  | CASE_LIST | 1 | 1 | site | MIR | 2025-06-03 | site | 1 | 2 | 0 | 2 | 2.81 | 1 | 2.81 | HITACHI(HE) |  | 1 | 2 | 1 | 2 | Flow 2: Port → WH → Site | MIR | HITACHI
4431 | PRL-MIR-031-O1 | HVDC-ADOPT-HE-0321 | MIR | EQ-352 | 280583 | 1 | Indoor | Aluminium Busbar Tube 160 x 6 mm | 553 | 67 | 27 | 1.0004 | 168 | 189 | STACKABLE | 85049090 | SEK | 20273.99 | MAERSK HAMBURG | BELGIUM | Antwerp | Khalifa port | 2025-03-21 | 2025-04-22 |  |  | 2025-05-02 | [7 empty] | 2025-06-03 |  |  |  | CASE_LIST | 1 | 1 | site | MIR | 2025-06-03 | site | 1 | 2 | 0 | 2 | 3.71 | 1 | 3.71 | HITACHI(HE) |  | 1 | 2 | 1 | 2 | Flow 2: Port → WH → Site | MIR | HITACHI
4432 | PRL-MIR-031-O1 | HVDC-ADOPT-HE-0321 | MIR | EQ-352 | 280584 | 1 | Indoor | Aluminium Busbar Tube 160 x 6 mm | 553 | 67 | 27 | 1.0004 | 168 | 189 | STACKABLE | 85049090 | SEK | 20273.99 | MAERSK HAMBURG | BELGIUM | Antwerp | Khalifa port | 2025-03-21 | 2025-04-22 |  |  | 2025-05-02 | [7 empty] | 2025-06-03 |  |  |  | CASE_LIST | 1 | 1 | site | MIR | 2025-06-03 | site | 1 | 2 | 0 | 2 | 3.71 | 1 | 3.71 | HITACHI(HE) |  | 1 | 2 | 1 | 2 | Flow 2: Port → WH → Site | MIR | HITACHI
4433 | PRL-MIR-031-O1 | HVDC-ADOPT-HE-0321 | MIR | EQ-352 | 280585 | 1 | Indoor | Aluminium Busbar Tube 160 x 6 mm | 553 | 67 | 27 | 1.0004 | 168 | 189 | STACKABLE | 85049090 | SEK | 20273.99 | MAERSK HAMBURG | BELGIUM | Antwerp | Khalifa port | 2025-03-21 | 2025-04-22 |  |  | 2025-05-02 | [7 empty] | 2025-06-03 |  |  |  | CASE_LIST | 1 | 1 | site | MIR | 2025-06-03 | site | 1 | 2 | 0 | 2 | 3.71 | 1 | 3.71 | HITACHI(HE) |  | 1 | 2 | 1 | 2 | Flow 2: Port → WH → Site | MIR | HITACHI
4434 | PRL-MIR-031-O1 | HVDC-ADOPT-HE-0321 | MIR | EQ-352 | 280586 | 1 | Indoor | Aluminium Busbar Tube 160 x 6 mm | 553 | 67 | 27 | 1.0004 | 170 | 191 | STACKABLE | 85049090 | SEK | 20273.99 | MAERSK HAMBURG | BELGIUM | Antwerp | Khalifa port | 2025-03-21 | 2025-04-22 |  |  | 2025-05-02 | [7 empty] | 2025-06-03 |  |  |  | CASE_LIST | 1 | 1 | site | MIR | 2025-06-03 | site | 1 | 2 | 0 | 2 | 3.71 | 1 | 3.71 | HITACHI(HE) |  | 1 | 2 | 1 | 2 | Flow 2: Port → WH → Site | MIR | HITACHI
4435 | PRL-MIR-031-O1 | HVDC-ADOPT-HE-0321 | MIR | EQ-352 | 280587 | 1 | Indoor | Aluminium Busbar Tube 160 x 6 mm | 553 | 35 | 27 | 0.52258 | 87 | 97 | STACKABLE | 85049090 | SEK | 20273.99 | MAERSK HAMBURG | BELGIUM | Antwerp | Khalifa port | 2025-03-21 | 2025-04-22 |  |  | 2025-05-02 | [7 empty] | 2025-06-03 |  |  |  | CASE_LIST | 1 | 1 | site | MIR | 2025-06-03 | site | 1 | 2 | 0 | 2 | 1.94 | 1 | 1.94 | HITACHI(HE) |  | 1 | 2 | 1 | 2 | Flow 2: Port → WH → Site | MIR | HITACHI
4436 | PRL-MIR-031-O1 | HVDC-ADOPT-HE-0321 | MIR | EQ-352 | 280588 | 1 | Indoor | Aluminium Busbar Tube 160 x 6 mm | 1053 | 67 | 27 | 1.9049 | 329 | 353 | STACKABLE | 85049090 | SEK | 20273.99 | MAERSK HAMBURG | BELGIUM | Antwerp | Khalifa port | 2025-03-21 | 2025-04-22 |  |  | 2025-05-02 | [7 empty] | 2025-06-03 |  |  |  | CASE_LIST | 1 | 1 | site | MIR | 2025-06-03 | site | 1 | 2 | 0 | 2 | 7.06 | 1 | 7.06 | HITACHI(HE) |  | 1 | 2 | 1 | 2 | Flow 2: Port → WH → Site | MIR | HITACHI
4237 | PRL-ZAK-017-O1 | HVDC-ADOPT-HE-0320 | AGI | EQ-352 | 365830 | 1 | Indoor | Aluminium Busbar Tube 250 x 12 mm | 503 | 78 | 36 | 1.4124 | 359 | 382 | Stackable | 85049090 | SEK | 32581.87 | MAERSK HERRERA | BELGIUM | Antwerp | Khalifa port | 2025-03-14 | 2025-04-09 |  |  | 2025-04-29 |  |  |  | 2025-10-27 | [7 empty] | CASE_LIST | 1 |  | warehouse | MOSB | 2025-10-27 | warehouse | 2 | 2 | -2 | 0 | 3.92 | 1 | 3.92 | HITACHI(HE) |  | 0 | 2 | 2 | 5 | Flow 5: Mixed / Waiting / Incomplete leg | MOSB | HITACHI
4238 | PRL-ZAK-017-O1 | HVDC-ADOPT-HE-0320 | AGI | EQ-352 | 365831 | 1 | Indoor | Aluminium Busbar Tube 250 x 12 mm | 503 | 78 | 36 | 1.4124 | 361 | 384 | Stackable | 85049090 | SEK | 32581.87 | MAERSK HERRERA | BELGIUM | Antwerp | Khalifa port | 2025-03-14 | 2025-04-09 |  |  | 2025-04-29 |  |  |  | 2025-10-27 | [7 empty] | CASE_LIST | 1 |  | warehouse | MOSB | 2025-10-27 | warehouse | 2 | 2 | -2 | 0 | 3.92 | 1 | 3.92 | HITACHI(HE) |  | 0 | 2 | 2 | 5 | Flow 5: Mixed / Waiting / Incomplete leg | MOSB | HITACHI
4239 | PRL-ZAK-017-O1 | HVDC-ADOPT-HE-0320 | AGI | EQ-352 | 365832 | 1 | Indoor | Aluminium Busbar Tube 250 x 12 mm | 503 | 78 | 36 | 1.4124 | 361 | 384 | Stackable | 85049090 | SEK | 32581.87 | MAERSK HERRERA | BELGIUM | Antwerp | Khalifa port | 2025-03-14 | 2025-04-09 |  |  | 2025-04-29 |  |  |  | 2025-10-27 | [7 empty] | CASE_LIST | 1 |  | warehouse | MOSB | 2025-10-27 | warehouse | 2 | 2 | -2 | 0 | 3.92 | 1 | 3.92 | HITACHI(HE) |  | 0 | 2 | 2 | 5 | Flow 5: Mixed / Waiting / Incomplete leg | MOSB | HITACHI
4240 | PRL-ZAK-017-O1 | HVDC-ADOPT-HE-0320 | AGI | EQ-352 | 365833 | 1 | Indoor | Aluminium Busbar Tube 250 x 12 mm | 803 | 78 | 36 | 2.2548 | 576 | 599 | Stackable | 85049090 | SEK | 32581.87 | MAERSK HERRERA | BELGIUM | Antwerp | Khalifa port | 2025-03-14 | 2025-04-09 |  |  | 2025-04-29 |  |  |  | 2025-10-27 | [7 empty] | CASE_LIST | 1 |  | warehouse | MOSB | 2025-10-27 | warehouse | 2 | 2 | -2 | 0 | 6.26 | 1 | 6.26 | HITACHI(HE) |  | 0 | 2 | 2 | 5 | Flow 5: Mixed / Waiting / Incomplete leg | MOSB | HITACHI
4241 | PRL-ZAK-017-O1 | HVDC-ADOPT-HE-0320 | AGI | EQ-352 | 365834 | 1 | Indoor | Aluminium Busbar Tube 250 x 12 mm | 803 | 78 | 36 | 2.2548 | 576 | 599 | Stackable | 85049090 | SEK | 32581.87 | MAERSK HERRERA | BELGIUM | Antwerp | Khalifa port | 2025-03-14 | 2025-04-09 |  |  | 2025-04-29 |  |  |  | 2025-10-27 | [7 empty] | CASE_LIST | 1 |  | warehouse | MOSB | 2025-10-27 | warehouse | 2 | 2 | -2 | 0 | 6.26 | 1 | 6.26 | HITACHI(HE) |  | 0 | 2 | 2 | 5 | Flow 5: Mixed / Waiting / Incomplete leg | MOSB | HITACHI
4242 | PRL-ZAK-017-O1 | HVDC-ADOPT-HE-0320 | AGI | EQ-352 | 365835 | 1 | Indoor | Aluminium Busbar Tube 250 x 12 mm | 803 | 53 | 36 | 1.5321 | 375 | 398 | Stackable | 85049090 | SEK | 32581.87 | MAERSK HERRERA | BELGIUM | Antwerp | Khalifa port | 2025-03-14 | 2025-04-09 |  |  | 2025-04-29 |  |  |  | 2025-10-27 | [7 empty] | CASE_LIST | 1 |  | warehouse | MOSB | 2025-10-27 | warehouse | 2 | 2 | -2 | 0 | 4.26 | 1 | 4.26 | HITACHI(HE) |  | 0 | 2 | 2 | 5 | Flow 5: Mixed / Waiting / Incomplete leg | MOSB | HITACHI
4243 | PRL-ZAK-017-O1 | HVDC-ADOPT-HE-0320 | AGI | EQ-352 | 365836 | 1 | Indoor | Aluminium Busbar Tube 250 x 12 mm | 903 | 78 | 36 | 2.5356 | 648 | 671 | Stackable | 85049090 | SEK | 32581.87 | MAERSK HERRERA | BELGIUM | Antwerp | Khalifa port | 2025-03-14 | 2025-04-09 |  |  | 2025-04-29 |  |  |  | 2025-10-27 | [7 empty] | CASE_LIST | 1 |  | warehouse | MOSB | 2025-10-27 | warehouse | 2 | 2 | -2 | 0 | 7.04 | 1 | 7.04 | HITACHI(HE) |  | 0 | 2 | 2 | 5 | Flow 5: Mixed / Waiting / Incomplete leg | MOSB | HITACHI
4244 | PRL-ZAK-017-O1 | HVDC-ADOPT-HE-0320 | AGI | EQ-352 | 365837 | 1 | Indoor | Aluminium Busbar Tube 250 x 12 mm | 903 | 78 | 36 | 2.5356 | 647 | 670 | Stackable | 85049090 | SEK | 32581.87 | MAERSK HERRERA | BELGIUM | Antwerp | Khalifa port | 2025-03-14 | 2025-04-09 |  |  | 2025-04-29 |  |  |  | 2025-10-27 | [7 empty] | CASE_LIST | 1 |  | warehouse | MOSB | 2025-10-27 | warehouse | 2 | 2 | -2 | 0 | 7.04 | 1 | 7.04 | HITACHI(HE) |  | 0 | 2 | 2 | 5 | Flow 5: Mixed / Waiting / Incomplete leg | MOSB | HITACHI
4245 | PRL-ZAK-017-O1 | HVDC-ADOPT-HE-0320 | AGI | EQ-352 | 365838 | 1 | Indoor | Aluminium Busbar Tube 250 x 12 mm | 903 | 78 | 36 | 2.5356 | 646 | 671 | Stackable | 85049090 | SEK | 32581.87 | MAERSK HERRERA | BELGIUM | Antwerp | Khalifa port | 2025-03-14 | 2025-04-09 |  |  | 2025-04-29 |  |  |  | 2025-10-27 | [7 empty] | CASE_LIST | 1 |  | warehouse | MOSB | 2025-10-27 | warehouse | 2 | 2 | -2 | 0 | 7.04 | 1 | 7.04 | HITACHI(HE) |  | 0 | 2 | 2 | 5 | Flow 5: Mixed / Waiting / Incomplete leg | MOSB | HITACHI
4246 | PRL-ZAK-017-O1 | HVDC-ADOPT-HE-0320 | AGI | EQ-352 | 365839 | 1 | Indoor | Aluminium Busbar Tube 250 x 12 mm | 903 | 78 | 36 | 2.5356 | 644 | 669 | Stackable | 85049090 | SEK | 32581.87 | MAERSK HERRERA | BELGIUM | Antwerp | Khalifa port | 2025-03-14 | 2025-04-09 |  |  | 2025-04-29 |  |  |  | 2025-10-27 | [7 empty] | CASE_LIST | 1 |  | warehouse | MOSB | 2025-10-27 | warehouse | 2 | 2 | -2 | 0 | 7.04 | 1 | 7.04 | HITACHI(HE) |  | 0 | 2 | 2 | 5 | Flow 5: Mixed / Waiting / Incomplete leg | MOSB | HITACHI
4247 | PRL-ZAK-017-O1 | HVDC-ADOPT-HE-0320 | AGI | EQ-352 | 365840 | 1 | Indoor | Aluminium Busbar Tube 250 x 12 mm | 1003 | 78 | 36 | 2.8164 | 715 | 738 | Stackable | 85049090 | SEK | 32581.87 | MAERSK HERRERA | BELGIUM | Antwerp | Khalifa port | 2025-03-14 | 2025-04-09 |  |  | 2025-04-29 |  |  |  | 2025-10-27 | [7 empty] | CASE_LIST | 1 |  | warehouse | MOSB | 2025-10-27 | warehouse | 2 | 2 | -2 | 0 | 7.82 | 1 | 7.82 | HITACHI(HE) |  | 0 | 2 | 2 | 5 | Flow 5: Mixed / Waiting / Incomplete leg | MOSB | HITACHI
4248 | PRL-ZAK-017-O1 | HVDC-ADOPT-HE-0320 | AGI | EQ-352 | 365841 | 1 | Indoor | Aluminium Busbar Tube 250 x 12 mm | 1003 | 78 | 36 | 2.8164 | 717 | 742 | Stackable | 85049090 | SEK | 32581.87 | MAERSK HERRERA | BELGIUM | Antwerp | Khalifa port | 2025-03-14 | 2025-04-09 |  |  | 2025-04-29 |  |  |  | 2025-10-27 | [7 empty] | CASE_LIST | 1 |  | warehouse | MOSB | 2025-10-27 | warehouse | 2 | 2 | -2 | 0 | 7.82 | 1 | 7.82 | HITACHI(HE) |  | 0 | 2 | 2 | 5 | Flow 5: Mixed / Waiting / Incomplete leg | MOSB | HITACHI
4249 | PRL-ZAK-017-O1 | HVDC-ADOPT-HE-0320 | AGI | EQ-352 | 365842 | 1 | Indoor | Aluminium Busbar Tube 250 x 12 mm | 1003 | 78 | 36 | 2.8164 | 717 | 742 | Stackable | 85049090 | SEK | 32581.87 | MAERSK HERRERA | BELGIUM | Antwerp | Khalifa port | 2025-03-14 | 2025-04-09 |  |  | 2025-04-29 |  |  |  | 2025-10-27 | [7 empty] | CASE_LIST | 1 |  | warehouse | MOSB | 2025-10-27 | warehouse | 2 | 2 | -2 | 0 | 7.82 | 1 | 7.82 | HITACHI(HE) |  | 0 | 2 | 2 | 5 | Flow 5: Mixed / Waiting / Incomplete leg | MOSB | HITACHI
4250 | PRL-ZAK-017-O1 | HVDC-ADOPT-HE-0320 | AGI | EQ-352 | 365843 | 1 | Indoor | Aluminium Busbar Tube 250 x 12 mm | 1003 | 78 | 36 | 2.8164 | 711 | 736 | Stackable | 85049090 | SEK | 32581.87 | MAERSK HERRERA | BELGIUM | Antwerp | Khalifa port | 2025-03-14 | 2025-04-09 |  |  | 2025-04-29 |  |  |  | 2025-10-27 | [7 empty] | CASE_LIST | 1 |  | warehouse | MOSB | 2025-10-27 | warehouse | 2 | 2 | -2 | 0 | 7.82 | 1 | 7.82 | HITACHI(HE) |  | 0 | 2 | 2 | 5 | Flow 5: Mixed / Waiting / Incomplete leg | MOSB | HITACHI
4251 | PRL-ZAK-017-O1 | HVDC-ADOPT-HE-0320 | AGI | EQ-352 | 365844 | 1 | Indoor | Aluminium Busbar Tube 250 x 12 mm | 1003 | 78 | 36 | 2.8164 | 714 | 739 | Stackable | 85049090 | SEK | 32581.87 | MAERSK HERRERA | BELGIUM | Antwerp | Khalifa port | 2025-03-14 | 2025-04-09 |  |  | 2025-04-29 |  |  |  | 2025-10-27 | [7 empty] | CASE_LIST | 1 |  | warehouse | MOSB | 2025-10-27 | warehouse | 2 | 2 | -2 | 0 | 7.82 | 1 | 7.82 | HITACHI(HE) |  | 0 | 2 | 2 | 5 | Flow 5: Mixed / Waiting / Incomplete leg | MOSB | HITACHI
4252 | PRL-ZAK-017-O1 | HVDC-ADOPT-HE-0320 | AGI | EQ-352 | 365845 | 1 | Indoor | Aluminium Busbar Tube 250 x 12 mm | 1003 | 78 | 36 | 2.8164 | 713 | 738 | Stackable | 85049090 | SEK | 32581.87 | MAERSK HERRERA | BELGIUM | Antwerp | Khalifa port | 2025-03-14 | 2025-04-09 |  |  | 2025-04-29 |  |  |  | 2025-10-27 | [7 empty] | CASE_LIST | 1 |  | warehouse | MOSB | 2025-10-27 | warehouse | 2 | 2 | -2 | 0 | 7.82 | 1 | 7.82 | HITACHI(HE) |  | 0 | 2 | 2 | 5 | Flow 5: Mixed / Waiting / Incomplete leg | MOSB | HITACHI
4253 | PRL-ZAK-017-O1 | HVDC-ADOPT-HE-0320 | AGI | EQ-352 | 365846 | 1 | Indoor | Aluminium Busbar Tube 250 x 12 mm | 1003 | 78 | 36 | 2.8164 | 718 | 741 | Stackable | 85049090 | SEK | 32581.87 | MAERSK HERRERA | BELGIUM | Antwerp | Khalifa port | 2025-03-14 | 2025-04-09 |  |  | 2025-04-29 |  |  |  | 2025-10-27 | [7 empty] | CASE_LIST | 1 |  | warehouse | MOSB | 2025-10-27 | warehouse | 2 | 2 | -2 | 0 | 7.82 | 1 | 7.82 | HITACHI(HE) |  | 0 | 2 | 2 | 5 | Flow 5: Mixed / Waiting / Incomplete leg | MOSB | HITACHI
4254 | PRL-ZAK-017-O1 | HVDC-ADOPT-HE-0320 | AGI | EQ-352 | 365847 | 1 | Indoor | Aluminium Busbar Tube 250 x 12 mm | 1003 | 53 | 36 | 1.9137 | 475 | 498 | Stackable | 85049090 | SEK | 32581.87 | MAERSK HERRERA | BELGIUM | Antwerp | Khalifa port | 2025-03-14 | 2025-04-09 |  |  | 2025-04-29 |  |  |  | 2025-10-27 | [7 empty] | CASE_LIST | 1 |  | warehouse | MOSB | 2025-10-27 | warehouse | 2 | 2 | -2 | 0 | 5.32 | 1 | 5.32 | HITACHI(HE) |  | 0 | 2 | 2 | 5 | Flow 5: Mixed / Waiting / Incomplete leg | MOSB | HITACHI
4255 | PRL-ZAK-017-O1 | HVDC-ADOPT-HE-0320 | AGI | EQ-352 | 365848 | 1 | Indoor | Aluminium Busbar Tube 250 x 12 mm | 1003 | 53 | 36 | 1.9137 | 475 | 498 | Stackable | 85049090 | SEK | 32581.87 | MAERSK HERRERA | BELGIUM | Antwerp | Khalifa port | 2025-03-14 | 2025-04-09 |  |  | 2025-04-29 |  |  |  | 2025-10-27 | [7 empty] | CASE_LIST | 1 |  | warehouse | MOSB | 2025-10-27 | warehouse | 2 | 2 | -2 | 0 | 5.32 | 1 | 5.32 | HITACHI(HE) |  | 0 | 2 | 2 | 5 | Flow 5: Mixed / Waiting / Incomplete leg | MOSB | HITACHI
4256 | PRL-ZAK-017-O1 | HVDC-ADOPT-HE-0320 | AGI | EQ-352 | 365849 | 1 | Indoor | Aluminium Busbar Tube 250 x 12 mm | 353 | 78 | 36 | 0.99122 | 244 | 269 | Stackable | 85049090 | SEK | 32581.87 | MAERSK HERRERA | BELGIUM | Antwerp | Khalifa port | 2025-03-14 | 2025-04-09 |  |  | 2025-04-29 |  |  |  | 2025-10-27 | [7 empty] | CASE_LIST | 1 |  | warehouse | MOSB | 2025-10-27 | warehouse | 2 | 2 | -2 | 0 | 2.75 | 1 | 2.75 | HITACHI(HE) |  | 0 | 2 | 2 | 5 | Flow 5: Mixed / Waiting / Incomplete leg | MOSB | HITACHI
4257 | PRL-ZAK-017-O1 | HVDC-ADOPT-HE-0320 | AGI | EQ-352 | 365850 | 1 | Indoor | Aluminium Busbar Tube 250 x 12 mm | 353 | 78 | 36 | 0.99122 | 251 | 270 | Stackable | 85049090 | SEK | 32581.87 | MAERSK HERRERA | BELGIUM | Antwerp | Khalifa port | 2025-03-14 | 2025-04-09 |  |  | 2025-04-29 |  |  |  | 2025-10-27 | [7 empty] | CASE_LIST | 1 |  | warehouse | MOSB | 2025-10-27 | warehouse | 2 | 2 | -2 | 0 | 2.75 | 1 | 2.75 | HITACHI(HE) |  | 0 | 2 | 2 | 5 | Flow 5: Mixed / Waiting / Incomplete leg | MOSB | HITACHI
4258 | PRL-ZAK-017-O1 | HVDC-ADOPT-HE-0320 | AGI | EQ-352 | 365851 | 1 | Indoor | Aluminium Busbar Tube 250 x 12 mm | 353 | 78 | 36 | 0.99122 | 251 | 270 | Stackable | 85049090 | SEK | 32581.87 | MAERSK HERRERA | BELGIUM | Antwerp | Khalifa port | 2025-03-14 | 2025-04-09 |  |  | 2025-04-29 |  |  |  | 2025-10-27 | [7 empty] | CASE_LIST | 1 |  | warehouse | MOSB | 2025-10-27 | warehouse | 2 | 2 | -2 | 0 | 2.75 | 1 | 2.75 | HITACHI(HE) |  | 0 | 2 | 2 | 5 | Flow 5: Mixed / Waiting / Incomplete leg | MOSB | HITACHI
4259 | PRL-ZAK-017-O1 | HVDC-ADOPT-HE-0320 | AGI | EQ-352 | 365852 | 1 | Indoor | Aluminium Busbar Tube 250 x 12 mm | 853 | 53 | 36 | 1.6275 | 399 | 422 | Stackable | 85049090 | SEK | 32581.87 | MAERSK HERRERA | BELGIUM | Antwerp | Khalifa port | 2025-03-14 | 2025-04-09 |  |  | 2025-04-29 |  |  |  | 2025-10-27 | [7 empty] | CASE_LIST | 1 |  | warehouse | MOSB | 2025-10-27 | warehouse | 2 | 2 | -2 | 0 | 4.52 | 1 | 4.52 | HITACHI(HE) |  | 0 | 2 | 2 | 5 | Flow 5: Mixed / Waiting / Incomplete leg | MOSB | HITACHI
4260 | PRL-ZAK-017-O1 | HVDC-ADOPT-HE-0320 | AGI | EQ-352 | 365853 | 1 | Indoor | Aluminium Busbar Tube 250 x 12 mm | 953 | 78 | 36 | 2.676 | 680 | 705 | Stackable | 85049090 | SEK | 32581.87 | MAERSK HERRERA | BELGIUM | Antwerp | Khalifa port | 2025-03-14 | 2025-04-09 |  |  | 2025-04-29 |  |  |  | 2025-10-27 | [7 empty] | CASE_LIST | 1 |  | warehouse | MOSB | 2025-10-27 | warehouse | 2 | 2 | -2 | 0 | 7.43 | 1 | 7.43 | HITACHI(HE) |  | 0 | 2 | 2 | 5 | Flow 5: Mixed / Waiting / Incomplete leg | MOSB | HITACHI
4261 | PRL-ZAK-017-O1 | HVDC-ADOPT-HE-0320 | AGI | EQ-352 | 365854 | 1 | Indoor | Aluminium Busbar Tube 250 x 12 mm | 953 | 78 | 36 | 2.676 | 679 | 704 | Stackable | 85049090 | SEK | 32581.87 | MAERSK HERRERA | BELGIUM | Antwerp | Khalifa port | 2025-03-14 | 2025-04-09 |  |  | 2025-04-29 |  |  |  | 2025-10-27 | [7 empty] | CASE_LIST | 1 |  | warehouse | MOSB | 2025-10-27 | warehouse | 2 | 2 | -2 | 0 | 7.43 | 1 | 7.43 | HITACHI(HE) |  | 0 | 2 | 2 | 5 | Flow 5: Mixed / Waiting / Incomplete leg | MOSB | HITACHI
4262 | PRL-ZAK-017-O1 | HVDC-ADOPT-HE-0320 | AGI | EQ-352 | 365855 | 1 | Indoor | Aluminium Busbar Tube 250 x 12 mm | 953 | 53 | 36 | 1.8183 | 449 | 472 | Stackable | 85049090 | SEK | 32581.87 | MAERSK HERRERA | BELGIUM | Antwerp | Khalifa port | 2025-03-14 | 2025-04-09 |  |  | 2025-04-29 |  |  |  | 2025-10-27 | [7 empty] | CASE_LIST | 1 |  | warehouse | MOSB | 2025-10-27 | warehouse | 2 | 2 | -2 | 0 | 5.05 | 1 | 5.05 | HITACHI(HE) |  | 0 | 2 | 2 | 5 | Flow 5: Mixed / Waiting / Incomplete leg | MOSB | HITACHI
4263 | PRL-ZAK-017-O1 | HVDC-ADOPT-HE-0320 | AGI | EQ-352 | 365856 | 1 | Indoor | Aluminium Busbar Tube 250 x 12 mm | 953 | 53 | 36 | 1.8183 | 449 | 472 | Stackable | 85049090 | SEK | 32581.87 | MAERSK HERRERA | BELGIUM | Antwerp | Khalifa port | 2025-03-14 | 2025-04-09 |  |  | 2025-04-29 |  |  |  | 2025-10-27 | [7 empty] | CASE_LIST | 1 |  | warehouse | MOSB | 2025-10-27 | warehouse | 2 | 2 | -2 | 0 | 5.05 | 1 | 5.05 | HITACHI(HE) |  | 0 | 2 | 2 | 5 | Flow 5: Mixed / Waiting / Incomplete leg | MOSB | HITACHI
4264 | PRL-ZAK-017-O1 | HVDC-ADOPT-HE-0320 | AGI | EQ-352 | 365857 | 1 | Indoor | Aluminium Busbar Tube 250 x 12 mm | 303 | 78 | 36 | 0.85082 | 222 | 236 | Stackable | 85049090 | SEK | 32581.87 | MAERSK HERRERA | BELGIUM | Antwerp | Khalifa port | 2025-03-14 | 2025-04-09 |  |  | 2025-04-29 |  |  |  | 2025-10-27 | [7 empty] | CASE_LIST | 1 |  | warehouse | MOSB | 2025-10-27 | warehouse | 2 | 2 | -2 | 0 | 2.36 | 1 | 2.36 | HITACHI(HE) |  | 0 | 2 | 2 | 5 | Flow 5: Mixed / Waiting / Incomplete leg | MOSB | HITACHI
4265 | PRL-ZAK-017-O1 | HVDC-ADOPT-HE-0320 | AGI | EQ-352 | 365858 | 1 | Indoor | Aluminium Busbar Tube 250 x 12 mm | 303 | 78 | 36 | 0.85082 | 222 | 236 | Stackable | 85049090 | SEK | 32581.87 | MAERSK HERRERA | BELGIUM | Antwerp | Khalifa port | 2025-03-14 | 2025-04-09 |  |  | 2025-04-29 |  |  |  | 2025-10-27 | [7 empty] | CASE_LIST | 1 |  | warehouse | MOSB | 2025-10-27 | warehouse | 2 | 2 | -2 | 0 | 2.36 | 1 | 2.36 | HITACHI(HE) |  | 0 | 2 | 2 | 5 | Flow 5: Mixed / Waiting / Incomplete leg | MOSB | HITACHI
4266 | PRL-ZAK-017-O1 | HVDC-ADOPT-HE-0320 | AGI | EQ-352 | 365859 | 1 | Indoor | Aluminium Busbar Tube 250 x 12 mm | 303 | 78 | 36 | 0.85082 | 223 | 237 | Stackable | 85049090 | SEK | 32581.87 | MAERSK HERRERA | BELGIUM | Antwerp | Khalifa port | 2025-03-14 | 2025-04-09 |  |  | 2025-04-29 |  |  |  | 2025-10-27 | [7 empty] | CASE_LIST | 1 |  | warehouse | MOSB | 2025-10-27 | warehouse | 2 | 2 | -2 | 0 | 2.36 | 1 | 2.36 | HITACHI(HE) |  | 0 | 2 | 2 | 5 | Flow 5: Mixed / Waiting / Incomplete leg | MOSB | HITACHI
4267 | PRL-ZAK-017-O1 | HVDC-ADOPT-HE-0320 | AGI | EQ-352 | 365860 | 1 | Indoor | Aluminium Busbar Tube 250 x 12 mm | 303 | 78 | 36 | 0.85082 | 216 | 236 | Stackable | 85049090 | SEK | 32581.87 | MAERSK HERRERA | BELGIUM | Antwerp | Khalifa port | 2025-03-14 | 2025-04-09 |  |  | 2025-04-29 |  |  |  | 2025-10-27 | [7 empty] | CASE_LIST | 1 |  | warehouse | MOSB | 2025-10-27 | warehouse | 2 | 2 | -2 | 0 | 2.36 | 1 | 2.36 | HITACHI(HE) |  | 0 | 2 | 2 | 5 | Flow 5: Mixed / Waiting / Incomplete leg | MOSB | HITACHI
4268 | PRL-ZAK-017-O1 | HVDC-ADOPT-HE-0320 | AGI | EQ-352 | 365861 | 1 | Indoor | Aluminium Busbar Tube 250 x 12 mm | 303 | 78 | 36 | 0.85082 | 216 | 236 | Stackable | 85049090 | SEK | 32581.87 | MAERSK HERRERA | BELGIUM | Antwerp | Khalifa port | 2025-03-14 | 2025-04-09 |  |  | 2025-04-29 |  |  |  | 2025-10-27 | [7 empty] | CASE_LIST | 1 |  | warehouse | MOSB | 2025-10-27 | warehouse | 2 | 2 | -2 | 0 | 2.36 | 1 | 2.36 | HITACHI(HE) |  | 0 | 2 | 2 | 5 | Flow 5: Mixed / Waiting / Incomplete leg | MOSB | HITACHI
4269 | PRL-ZAK-017-O1 | HVDC-ADOPT-HE-0320 | AGI | EQ-352 | 365862 | 1 | Indoor | Aluminium Busbar Tube 250 x 12 mm | 303 | 78 | 36 | 0.85082 | 217 | 237 | Stackable | 85049090 | SEK | 32581.87 | MAERSK HERRERA | BELGIUM | Antwerp | Khalifa port | 2025-03-14 | 2025-04-09 |  |  | 2025-04-29 |  |  |  | 2025-10-27 | [7 empty] | CASE_LIST | 1 |  | warehouse | MOSB | 2025-10-27 | warehouse | 2 | 2 | -2 | 0 | 2.36 | 1 | 2.36 | HITACHI(HE) |  | 0 | 2 | 2 | 5 | Flow 5: Mixed / Waiting / Incomplete leg | MOSB | HITACHI
4270 | PRL-ZAK-017-O1 | HVDC-ADOPT-HE-0320 | AGI | EQ-352 | 365863 | 1 | Indoor | Aluminium Busbar Tube 250 x 12 mm | 303 | 78 | 36 | 0.85082 | 216 | 236 | Stackable | 85049090 | SEK | 32581.87 | MAERSK HERRERA | BELGIUM | Antwerp | Khalifa port | 2025-03-14 | 2025-04-09 |  |  | 2025-04-29 |  |  |  | 2025-10-27 | [7 empty] | CASE_LIST | 1 |  | warehouse | MOSB | 2025-10-27 | warehouse | 2 | 2 | -2 | 0 | 2.36 | 1 | 2.36 | HITACHI(HE) |  | 0 | 2 | 2 | 5 | Flow 5: Mixed / Waiting / Incomplete leg | MOSB | HITACHI
4271 | PRL-ZAK-017-O1 | HVDC-ADOPT-HE-0320 | AGI | EQ-352 | 365864 | 1 | Indoor | Aluminium Busbar Tube 250 x 12 mm | 303 | 78 | 36 | 0.85082 | 216 | 236 | Stackable | 85049090 | SEK | 32581.87 | MAERSK HERRERA | BELGIUM | Antwerp | Khalifa port | 2025-03-14 | 2025-04-09 |  |  | 2025-04-29 |  |  |  | 2025-10-27 | [7 empty] | CASE_LIST | 1 |  | warehouse | MOSB | 2025-10-27 | warehouse | 2 | 2 | -2 | 0 | 2.36 | 1 | 2.36 | HITACHI(HE) |  | 0 | 2 | 2 | 5 | Flow 5: Mixed / Waiting / Incomplete leg | MOSB | HITACHI
4272 | PRL-ZAK-017-O1 | HVDC-ADOPT-HE-0320 | AGI | EQ-352 | 365865 | 1 | Indoor | Aluminium Busbar Tube 250 x 12 mm | 303 | 78 | 36 | 0.85082 | 216 | 236 | Stackable | 85049090 | SEK | 32581.87 | MAERSK HERRERA | BELGIUM | Antwerp | Khalifa port | 2025-03-14 | 2025-04-09 |  |  | 2025-04-29 |  |  |  | 2025-10-27 | [7 empty] | CASE_LIST | 1 |  | warehouse | MOSB | 2025-10-27 | warehouse | 2 | 2 | -2 | 0 | 2.36 | 1 | 2.36 | HITACHI(HE) |  | 0 | 2 | 2 | 5 | Flow 5: Mixed / Waiting / Incomplete leg | MOSB | HITACHI
4273 | PRL-ZAK-017-O1 | HVDC-ADOPT-HE-0320 | AGI | EQ-352 | 365866 | 1 | Indoor | Aluminium Busbar Tube 250 x 12 mm | 303 | 78 | 36 | 0.85082 | 215 | 235 | Stackable | 85049090 | SEK | 32581.87 | MAERSK HERRERA | BELGIUM | Antwerp | Khalifa port | 2025-03-14 | 2025-04-09 |  |  | 2025-04-29 |  |  |  | 2025-10-27 | [7 empty] | CASE_LIST | 1 |  | warehouse | MOSB | 2025-10-27 | warehouse | 2 | 2 | -2 | 0 | 2.36 | 1 | 2.36 | HITACHI(HE) |  | 0 | 2 | 2 | 5 | Flow 5: Mixed / Waiting / Incomplete leg | MOSB | HITACHI
4274 | PRL-ZAK-017-O1 | HVDC-ADOPT-HE-0320 | AGI | EQ-352 | 365867 | 1 | Indoor | Aluminium Busbar Tube 250 x 12 mm | 303 | 78 | 36 | 0.85082 | 217 | 237 | Stackable | 85049090 | SEK | 32581.87 | MAERSK HERRERA | BELGIUM | Antwerp | Khalifa port | 2025-03-14 | 2025-04-09 |  |  | 2025-04-29 |  |  |  | 2025-10-27 | [7 empty] | CASE_LIST | 1 |  | warehouse | MOSB | 2025-10-27 | warehouse | 2 | 2 | -2 | 0 | 2.36 | 1 | 2.36 | HITACHI(HE) |  | 0 | 2 | 2 | 5 | Flow 5: Mixed / Waiting / Incomplete leg | MOSB | HITACHI
4275 | PRL-ZAK-017-O1 | HVDC-ADOPT-HE-0320 | AGI | EQ-352 | 365868 | 1 | Indoor | Aluminium Busbar Tube 250 x 12 mm | 303 | 53 | 36 | 0.57812 | 146 | 159 | Stackable | 85049090 | SEK | 32581.87 | MAERSK HERRERA | BELGIUM | Antwerp | Khalifa port | 2025-03-14 | 2025-04-09 |  |  | 2025-04-29 |  |  |  | 2025-10-27 | [7 empty] | CASE_LIST | 1 |  | warehouse | MOSB | 2025-10-27 | warehouse | 2 | 2 | -2 | 0 | 1.61 | 1 | 1.61 | HITACHI(HE) |  | 0 | 2 | 2 | 5 | Flow 5: Mixed / Waiting / Incomplete leg | MOSB | HITACHI
4276 | PRL-ZAK-017-O1 | HVDC-ADOPT-HE-0320 | AGI | EQ-352 | 365869 | 1 | Indoor | Aluminium Busbar Tube 250 x 12 mm | 303 | 78 | 36 | 0.85082 | 214 | 234 | Stackable | 85049090 | SEK | 32581.87 | MAERSK HERRERA | BELGIUM | Antwerp | Khalifa port | 2025-03-14 | 2025-04-09 |  |  | 2025-04-29 |  |  |  | 2025-10-27 | [7 empty] | CASE_LIST | 1 |  | warehouse | MOSB | 2025-10-27 | warehouse | 2 | 2 | -2 | 0 | 2.36 | 1 | 2.36 | HITACHI(HE) |  | 0 | 2 | 2 | 5 | Flow 5: Mixed / Waiting / Incomplete leg | MOSB | HITACHI
4277 | PRL-ZAK-017-O1 | HVDC-ADOPT-HE-0320 | AGI | EQ-352 | 365870 | 1 | Indoor | Aluminium Busbar Tube 250 x 12 mm | 303 | 78 | 36 | 0.85082 | 214 | 234 | Stackable | 85049090 | SEK | 32581.87 | MAERSK HERRERA | BELGIUM | Antwerp | Khalifa port | 2025-03-14 | 2025-04-09 |  |  | 2025-04-29 |  |  |  | 2025-10-27 | [7 empty] | CASE_LIST | 1 |  | warehouse | MOSB | 2025-10-27 | warehouse | 2 | 2 | -2 | 0 | 2.36 | 1 | 2.36 | HITACHI(HE) |  | 0 | 2 | 2 | 5 | Flow 5: Mixed / Waiting / Incomplete leg | MOSB | HITACHI
4278 | PRL-ZAK-017-O1 | HVDC-ADOPT-HE-0320 | AGI | EQ-352 | 365871 | 1 | Indoor | Aluminium Busbar Tube 250 x 12 mm | 303 | 78 | 36 | 0.85082 | 215 | 235 | Stackable | 85049090 | SEK | 32581.87 | MAERSK HERRERA | BELGIUM | Antwerp | Khalifa port | 2025-03-14 | 2025-04-09 |  |  | 2025-04-29 |  |  |  | 2025-10-27 | [7 empty] | CASE_LIST | 1 |  | warehouse | MOSB | 2025-10-27 | warehouse | 2 | 2 | -2 | 0 | 2.36 | 1 | 2.36 | HITACHI(HE) |  | 0 | 2 | 2 | 5 | Flow 5: Mixed / Waiting / Incomplete leg | MOSB | HITACHI
4279 | PRL-ZAK-017-O1 | HVDC-ADOPT-HE-0320 | AGI | EQ-352 | 365872 | 1 | Indoor | Aluminium Busbar Tube 250 x 12 mm | 403 | 78 | 36 | 1.1316 | 288 | 311 | Stackable | 85049090 | SEK | 32581.87 | MAERSK HERRERA | BELGIUM | Antwerp | Khalifa port | 2025-03-14 | 2025-04-09 |  |  | 2025-04-29 |  |  |  | 2025-10-27 | [7 empty] | CASE_LIST | 1 |  | warehouse | MOSB | 2025-10-27 | warehouse | 2 | 2 | -2 | 0 | 3.14 | 1 | 3.14 | HITACHI(HE) |  | 0 | 2 | 2 | 5 | Flow 5: Mixed / Waiting / Incomplete leg | MOSB | HITACHI
4280 | PRL-ZAK-017-O1 | HVDC-ADOPT-HE-0320 | AGI | EQ-352 | 365873 | 1 | Indoor | Aluminium Busbar Tube 250 x 12 mm | 403 | 78 | 36 | 1.1316 | 286 | 311 | Stackable | 85049090 | SEK | 32581.87 | MAERSK HERRERA | BELGIUM | Antwerp | Khalifa port | 2025-03-14 | 2025-04-09 |  |  | 2025-04-29 |  |  |  | 2025-10-27 | [7 empty] | CASE_LIST | 1 |  | warehouse | MOSB | 2025-10-27 | warehouse | 2 | 2 | -2 | 0 | 3.14 | 1 | 3.14 | HITACHI(HE) |  | 0 | 2 | 2 | 5 | Flow 5: Mixed / Waiting / Incomplete leg | MOSB | HITACHI
4393 | PRL-SHU-049-A3 | HVDC-ADOPT-HE-0319-3 | SHU | EQ-101 | 192044 | 1 | Indoor | Control Equipment DELL Server | 100 | 60 | 73 | 0.438 | 54 | 77 | Stackable 3 tier | 85371098 | SEK | 566635 | EY | Denmark | Billund | Abu Dhabi Airport | 2025-03-14 | 2025-03-17 | [11 empty] | 2025-03-21 |  |  | CASE_LIST |  | 1 | site | SHU | 2025-03-21 | site | 0 | 1 | 1 | 2 | 0.6 | 3 | 0.6 | HITACHI(HE) |  | 1 | 1 | 0 | 1 | Flow 1: Port → Site | SHU | HITACHI
4394 | PRL-SHU-049-A3 | HVDC-ADOPT-HE-0319-3 | SHU | EQ-101 | 192045 | 1 | Indoor | Control Equipment DELL Server | 100 | 60 | 73 | 0.438 | 54 | 77 | Stackable 3 tier | 85371098 | SEK | 566635 | EY | Denmark | Billund | Abu Dhabi Airport | 2025-03-14 | 2025-03-17 | [11 empty] | 2025-03-21 |  |  | CASE_LIST |  | 1 | site | SHU | 2025-03-21 | site | 0 | 1 | 1 | 2 | 0.6 | 3 | 0.6 | HITACHI(HE) |  | 1 | 1 | 0 | 1 | Flow 1: Port → Site | SHU | HITACHI
4395 | PRL-SHU-049-A3 | HVDC-ADOPT-HE-0319-3 | SHU | EQ-101 | 192046 | 1 | Indoor | Control Equipment DELL Server | 100 | 60 | 73 | 0.438 | 37 | 60 | Stackable 3 tier | 85371098 | SEK | 566635 | EY | Denmark | Billund | Abu Dhabi Airport | 2025-03-14 | 2025-03-17 | [11 empty] | 2025-03-21 |  |  | CASE_LIST |  | 1 | site | SHU | 2025-03-21 | site | 0 | 1 | 1 | 2 | 0.6 | 3 | 0.6 | HITACHI(HE) |  | 1 | 1 | 0 | 1 | Flow 1: Port → Site | SHU | HITACHI
4396 | PRL-SHU-049-A3 | HVDC-ADOPT-HE-0319-3 | SHU | EQ-101 | 190906 | 1 | Indoor | Control Equipmnet SCE | 120 | 80 | 75 | 0.701 | 65 | 90 | Stackable 3 tier | 85371098 | SEK | 566635 | EY | Denmark | Billund | Abu Dhabi Airport | 2025-03-14 | 2025-03-17 | [11 empty] | 2025-03-21 |  |  | CASE_LIST |  | 1 | site | SHU | 2025-03-21 | site | 0 | 1 | 1 | 2 | 0.96 | 3 | 0.96 | HITACHI(HE) |  | 1 | 1 | 0 | 1 | Flow 1: Port → Site | SHU | HITACHI
4397 | PRL-SHU-049-A3 | HVDC-ADOPT-HE-0319-3 | SHU | EQ-101 | 192043 | 1 | Indoor | Control Equipment | 120 | 80 | 73 | 0.701 | 47 | 70 | Stackable 3 tier | 85371098 | SEK | 566635 | EY | Denmark | Billund | Abu Dhabi Airport | 2025-03-14 | 2025-03-17 | [11 empty] | 2025-03-21 |  |  | CASE_LIST |  | 1 | site | SHU | 2025-03-21 | site | 0 | 1 | 1 | 2 | 0.96 | 3 | 0.96 | HITACHI(HE) |  | 1 | 1 | 0 | 1 | Flow 1: Port → Site | SHU | HITACHI
4398 | PRL-SHU-049-A3 | HVDC-ADOPT-HE-0319-3 | SHU | EQ-101 | 190907 | 1 | Indoor | Control Equipmnet SCE | 120 | 80 | 75 | 0.72 | 82 | 107 | Stackable 3 tier | 85371098 | SEK | 566635 | EY | Denmark | Billund | Abu Dhabi Airport | 2025-03-14 | 2025-03-17 | [11 empty] | 2025-03-21 |  |  | CASE_LIST |  | 1 | site | SHU | 2025-03-21 | site | 0 | 1 | 1 | 2 | 0.96 | 3 | 0.96 | HITACHI(HE) |  | 1 | 1 | 0 | 1 | Flow 1: Port → Site | SHU | HITACHI
4399 | PRL-SHU-049-A3 | HVDC-ADOPT-HE-0319-3 | SHU | EQ-101 | 190908 | 1 | Indoor | Sockets for cubicles | 120 | 80 | 75 | 0.72 | 220 | 240 | Stackable 2 tier | 85371098 | SEK | 566635 | EY | Denmark | Billund | Abu Dhabi Airport | 2025-03-14 | 2025-03-17 | [11 empty] | 2025-03-21 |  |  | CASE_LIST |  | 1 | site | SHU | 2025-03-21 | site | 0 | 1 | 1 | 2 | 0.96 | 2 | 0.96 | HITACHI(HE) |  | 1 | 1 | 0 | 1 | Flow 1: Port → Site | SHU | HITACHI
4400 | PRL-SHU-049-A3 | HVDC-ADOPT-HE-0319-3 | SHU | EQ-101 | 190909 | 1 | Indoor | Sockets for cubicles | 120 | 80 | 75 | 0.72 | 345 | 365 | Stackable 2 tier | 85371098 | SEK | 566635 | EY | Denmark | Billund | Abu Dhabi Airport | 2025-03-14 | 2025-03-17 | [11 empty] | 2025-03-21 |  |  | CASE_LIST |  | 1 | site | SHU | 2025-03-21 | site | 0 | 1 | 1 | 2 | 0.96 | 2 | 0.96 | HITACHI(HE) |  | 1 | 1 | 0 | 1 | Flow 1: Port → Site | SHU | HITACHI
4384 | PRL-SHU-049-A2 | HVDC-ADOPT-HE-0319-2 | SHU | EQ-101 | 190987 | 1 | Indoor | Control Cubicle Bipole Control and Protection 1B | 253 | 113 | 105 | 3.0018 | 170 | 435 | Stackable 3 tier | 85371098 | SEK | 566635 | EY | Denmark | Billund | Abu Dhabi Airport | 2025-03-14 | 2025-03-18 | [11 empty] | 2025-03-21 |  |  | CASE_LIST |  | 1 | site | SHU | 2025-03-21 | site | 0 | 1 | 1 | 2 | 2.86 | 3 | 2.86 | HITACHI(HE) |  | 1 | 1 | 0 | 1 | Flow 1: Port → Site | SHU | HITACHI
4385 | PRL-SHU-049-A2 | HVDC-ADOPT-HE-0319-2 | SHU | EQ-101 | 190992 | 1 | Indoor | Control Cubicle Pole Control and Protection 2A | 253 | 113 | 105 | 3.002 | 165 | 430 | Stackable 3 tier | 85371098 | SEK | 566635 | EY | Denmark | Billund | Abu Dhabi Airport | 2025-03-14 | 2025-03-18 | [11 empty] | 2025-03-21 |  |  | CASE_LIST |  | 1 | site | SHU | 2025-03-21 | site | 0 | 1 | 1 | 2 | 2.86 | 3 | 2.86 | HITACHI(HE) |  | 1 | 1 | 0 | 1 | Flow 1: Port → Site | SHU | HITACHI
4386 | PRL-SHU-049-A2 | HVDC-ADOPT-HE-0319-2 | SHU | EQ-101 | 190993 | 1 | Indoor | Control Cubicle Pole Control and Protection 2B | 253 | 113 | 105 | 3.002 | 165 | 430 | Stackable 3 tier | 85371098 | SEK | 566635 | EY | Denmark | Billund | Abu Dhabi Airport | 2025-03-14 | 2025-03-18 | [11 empty] | 2025-03-21 |  |  | CASE_LIST |  | 1 | site | SHU | 2025-03-21 | site | 0 | 1 | 1 | 2 | 2.86 | 3 | 2.86 | HITACHI(HE) |  | 1 | 1 | 0 | 1 | Flow 1: Port → Site | SHU | HITACHI
4387 | PRL-SHU-049-A2 | HVDC-ADOPT-HE-0319-2 | SHU | EQ-101 | 191010 | 1 | Indoor | Control Cubicle Valve Control 21A | 253 | 193 | 105 | 5.127 | 285 | 635 | Stackable 2 tier | 85371098 | SEK | 566635 | EY | Denmark | Billund | Abu Dhabi Airport | 2025-03-14 | 2025-03-18 | [11 empty] | 2025-03-21 |  |  | CASE_LIST |  | 1 | site | SHU | 2025-03-21 | site | 0 | 1 | 1 | 2 | 4.88 | 2 | 4.88 | HITACHI(HE) |  | 1 | 1 | 0 | 1 | Flow 1: Port → Site | SHU | HITACHI
4388 | PRL-SHU-049-A2 | HVDC-ADOPT-HE-0319-2 | SHU | EQ-101 | 191011 | 1 | Indoor | Control Cubicle Valve Control 21B | 253 | 193 | 105 | 5.127 | 305 | 655 | Stackable 2 tier | 85371098 | SEK | 566635 | EY | Denmark | Billund | Abu Dhabi Airport | 2025-03-14 | 2025-03-18 | [11 empty] | 2025-03-21 |  |  | CASE_LIST |  | 1 | site | SHU | 2025-03-21 | site | 0 | 1 | 1 | 2 | 4.88 | 2 | 4.88 | HITACHI(HE) |  | 1 | 1 | 0 | 1 | Flow 1: Port → Site | SHU | HITACHI
4389 | PRL-SHU-049-A2 | HVDC-ADOPT-HE-0319-2 | SHU | EQ-101 | 191012 | 1 | Indoor | Control Cubicle Auxiliary Computer 21A | 253 | 113 | 105 | 3.002 | 160 | 425 | Stackable 3 tier | 85371098 | SEK | 566635 | EY | Denmark | Billund | Abu Dhabi Airport | 2025-03-14 | 2025-03-18 | [11 empty] | 2025-03-21 |  |  | CASE_LIST |  | 1 | site | SHU | 2025-03-21 | site | 0 | 1 | 1 | 2 | 2.86 | 3 | 2.86 | HITACHI(HE) |  | 1 | 1 | 0 | 1 | Flow 1: Port → Site | SHU | HITACHI
4390 | PRL-SHU-049-A2 | HVDC-ADOPT-HE-0319-2 | SHU | EQ-101 | 191013 | 1 | Indoor | Control Cubicle Auxiliary Computer 21B | 253 | 113 | 105 | 3.002 | 145 | 410 | Stackable 3 tier | 85371098 | SEK | 566635 | EY | Denmark | Billund | Abu Dhabi Airport | 2025-03-14 | 2025-03-18 | [11 empty] | 2025-03-21 |  |  | CASE_LIST |  | 1 | site | SHU | 2025-03-21 | site | 0 | 1 | 1 | 2 | 2.86 | 3 | 2.86 | HITACHI(HE) |  | 1 | 1 | 0 | 1 | Flow 1: Port → Site | SHU | HITACHI
4391 | PRL-SHU-049-A2 | HVDC-ADOPT-HE-0319-2 | SHU | EQ-101 | 191025 | 1 | Indoor | Control Cubicle Auxiliary Interface 11B | 253 | 193 | 105 | 5.127 | 335 | 685 | Stackable 2 tier | 85371098 | SEK | 566635 | EY | Denmark | Billund | Abu Dhabi Airport | 2025-03-14 | 2025-03-18 | [11 empty] | 2025-03-21 |  |  | CASE_LIST |  | 1 | site | SHU | 2025-03-21 | site | 0 | 1 | 1 | 2 | 4.88 | 2 | 4.88 | HITACHI(HE) |  | 1 | 1 | 0 | 1 | Flow 1: Port → Site | SHU | HITACHI
4392 | PRL-SHU-049-A2 | HVDC-ADOPT-HE-0319-2 | SHU | EQ-101 | 191054 | 1 | Indoor | Control Cubicle Bipole Switchyard Interface 4B | 253 | 193 | 105 | 5.127 | 330 | 680 | Stackable 2 tier | 85371098 | SEK | 566635 | EY | Denmark | Billund | Abu Dhabi Airport | 2025-03-14 | 2025-03-18 | [11 empty] | 2025-03-21 |  |  | CASE_LIST |  | 1 | site | SHU | 2025-03-21 | site | 0 | 1 | 1 | 2 | 4.88 | 2 | 4.88 | HITACHI(HE) |  | 1 | 1 | 0 | 1 | Flow 1: Port → Site | SHU | HITACHI
4374 | PRL-SHU-049-A1 | HVDC-ADOPT-HE-0319-1 | SHU | EQ-101 | 190961 | 1 | Indoor | Control Cubicle Pole Control and Protection 1A | 253 | 113 | 105 | 3.0018 | 165 | 430 | Stackable 3 tier | 85371098 | SEK | 566635 | EY | Denmark | Billund | Abu Dhabi Airport | 2025-03-14 | 2025-03-17 | [11 empty] | 2025-03-21 |  |  | CASE_LIST |  | 1 | site | SHU | 2025-03-21 | site | 0 | 1 | 1 | 2 | 2.86 | 3 | 2.86 | HITACHI(HE) |  | 1 | 1 | 0 | 1 | Flow 1: Port → Site | SHU | HITACHI
4375 | PRL-SHU-049-A1 | HVDC-ADOPT-HE-0319-1 | SHU | EQ-101 | 190962 | 1 | Indoor | Control Cubicle Pole Control and Protection 1B | 253 | 113 | 105 | 3.0018 | 165 | 430 | Stackable 3 tier | 85371098 | SEK | 566635 | EY | Denmark | Billund | Abu Dhabi Airport | 2025-03-14 | 2025-03-17 | [11 empty] | 2025-03-21 |  |  | CASE_LIST |  | 1 | site | SHU | 2025-03-21 | site | 0 | 1 | 1 | 2 | 2.86 | 3 | 2.86 | HITACHI(HE) |  | 1 | 1 | 0 | 1 | Flow 1: Port → Site | SHU | HITACHI
4376 | PRL-SHU-049-A1 | HVDC-ADOPT-HE-0319-1 | SHU | EQ-101 | 190979 | 1 | Indoor | Control Cubicle Valve Control 11A | 253 | 193 | 105 | 5.127 | 280 | 630 | Stackable 2 tier | 85371098 | SEK | 566635 | EY | Denmark | Billund | Abu Dhabi Airport | 2025-03-14 | 2025-03-17 | [11 empty] | 2025-03-21 |  |  | CASE_LIST |  | 1 | site | SHU | 2025-03-21 | site | 0 | 1 | 1 | 2 | 4.88 | 2 | 4.88 | HITACHI(HE) |  | 1 | 1 | 0 | 1 | Flow 1: Port → Site | SHU | HITACHI
4377 | PRL-SHU-049-A1 | HVDC-ADOPT-HE-0319-1 | SHU | EQ-101 | 190980 | 1 | Indoor | Control Cubicle Valve Control 11B | 253 | 193 | 105 | 5.127 | 295 | 645 | Stackable 2 tier | 85371098 | SEK | 566635 | EY | Denmark | Billund | Abu Dhabi Airport | 2025-03-14 | 2025-03-17 | [11 empty] | 2025-03-21 |  |  | CASE_LIST |  | 1 | site | SHU | 2025-03-21 | site | 0 | 1 | 1 | 2 | 4.88 | 2 | 4.88 | HITACHI(HE) |  | 1 | 1 | 0 | 1 | Flow 1: Port → Site | SHU | HITACHI
4378 | PRL-SHU-049-A1 | HVDC-ADOPT-HE-0319-1 | SHU | EQ-101 | 190981 | 1 | Indoor | Control Cubicle Auxiliary Computer 11A | 253 | 113 | 105 | 3.002 | 155 | 420 | Stackable 3 tier | 85371098 | SEK | 566635 | EY | Denmark | Billund | Abu Dhabi Airport | 2025-03-14 | 2025-03-17 | [11 empty] | 2025-03-21 |  |  | CASE_LIST |  | 1 | site | SHU | 2025-03-21 | site | 0 | 1 | 1 | 2 | 2.86 | 3 | 2.86 | HITACHI(HE) |  | 1 | 1 | 0 | 1 | Flow 1: Port → Site | SHU | HITACHI
4379 | PRL-SHU-049-A1 | HVDC-ADOPT-HE-0319-1 | SHU | EQ-101 | 190982 | 1 | Indoor | Control Cubicle Auxiliary Computer 11B | 253 | 113 | 105 | 3.002 | 145 | 410 | Stackable 3 tier | 85371098 | SEK | 566635 | EY | Denmark | Billund | Abu Dhabi Airport | 2025-03-14 | 2025-03-17 | [11 empty] | 2025-03-21 |  |  | CASE_LIST |  | 1 | site | SHU | 2025-03-21 | site | 0 | 1 | 1 | 2 | 2.86 | 3 | 2.86 | HITACHI(HE) |  | 1 | 1 | 0 | 1 | Flow 1: Port → Site | SHU | HITACHI
4380 | PRL-SHU-049-A1 | HVDC-ADOPT-HE-0319-1 | SHU | EQ-101 | 190983 | 1 | Indoor | Control Cubicle Station Control and Monitoring 1 | 253 | 113 | 146 | 4.174 | 310 | 600 | Stackable 3 tier | 85371098 | SEK | 566635 | EY | Denmark | Billund | Abu Dhabi Airport | 2025-03-14 | 2025-03-17 | [11 empty] | 2025-03-21 |  |  | CASE_LIST |  | 1 | site | SHU | 2025-03-21 | site | 0 | 1 | 1 | 2 | 2.86 | 3 | 2.86 | HITACHI(HE) |  | 1 | 1 | 0 | 1 | Flow 1: Port → Site | SHU | HITACHI
4381 | PRL-SHU-049-A1 | HVDC-ADOPT-HE-0319-1 | SHU | EQ-101 | 190984 | 1 | Indoor | Control Cubicle Station Control and Monitoring 2 | 253 | 113 | 146 | 4.174 | 310 | 600 | Stackable 3 tier | 85371098 | SEK | 566635 | EY | Denmark | Billund | Abu Dhabi Airport | 2025-03-14 | 2025-03-17 | [11 empty] | 2025-03-21 |  |  | CASE_LIST |  | 1 | site | SHU | 2025-03-21 | site | 0 | 1 | 1 | 2 | 2.86 | 3 | 2.86 | HITACHI(HE) |  | 1 | 1 | 0 | 1 | Flow 1: Port → Site | SHU | HITACHI
4382 | PRL-SHU-049-A1 | HVDC-ADOPT-HE-0319-1 | SHU | EQ-101 | 190985 | 1 | Indoor | Control Cubicle Station Control and Monitoring 3 | 253 | 113 | 146 | 4.174 | 235 | 252 | Stackable 3 tier | 85371098 | SEK | 566635 | EY | Denmark | Billund | Abu Dhabi Airport | 2025-03-14 | 2025-03-17 | [11 empty] | 2025-03-21 |  |  | CASE_LIST |  | 1 | site | SHU | 2025-03-21 | site | 0 | 1 | 1 | 2 | 2.86 | 3 | 2.86 | HITACHI(HE) |  | 1 | 1 | 0 | 1 | Flow 1: Port → Site | SHU | HITACHI
4383 | PRL-SHU-049-A1 | HVDC-ADOPT-HE-0319-1 | SHU | EQ-101 | 190986 | 1 | Indoor | Control Cubicle Bipole Control and Protection 1A | 253 | 113 | 105 | 3.0018 | 175 | 440 | Stackable 3 tier | 85371098 | SEK | 566635 | EY | Denmark | Billund | Abu Dhabi Airport | 2025-03-14 | 2025-03-17 | [11 empty] | 2025-03-21 |  |  | CASE_LIST |  | 1 | site | SHU | 2025-03-21 | site | 0 | 1 | 1 | 2 | 2.86 | 3 | 2.86 | HITACHI(HE) |  | 1 | 1 | 0 | 1 | Flow 1: Port → Site | SHU | HITACHI
4119 | PRL-SHU-047-A4 | HVDC-ADOPT-HE-0318-4 | SHU | EQ-101 | 191053 | 1 | Indoor | Control Cubicle Bipole Switchyard Interface 4A | 253 | 193 | 105 | 5.127 | 330 | 680 | Stackable 2 tier | 85371098 | SEK | 566635 | EY | SWEDEN | Billund | Abu Dhabi Airport | 2025-03-04 | 2025-03-05 | [11 empty] | 2025-03-11 |  |  | CASE_LIST |  | 1 | site | SHU | 2025-03-11 | site | 0 | 1 | 1 | 2 | 4.88 | 2 | 4.88 | HITACHI(HE) |  | 1 | 1 | 0 | 1 | Flow 1: Port → Site | SHU | HITACHI
4120 | PRL-SHU-047-A4 | HVDC-ADOPT-HE-0318-4 | SHU | EQ-101 | 191055 | 1 | Indoor | Control Cubicle AC Filter Interface 11A | 253 | 193 | 105 | 5.127 | 325 | 675 | Stackable 2 tier | 85381098 | SEK | 566635 | EY | SWEDEN | Billund | Abu Dhabi Airport | 2025-03-04 | 2025-03-05 | [11 empty] | 2025-03-11 |  |  | CASE_LIST |  | 1 | site | SHU | 2025-03-11 | site | 0 | 1 | 1 | 2 | 4.88 | 2 | 4.88 | HITACHI(HE) |  | 1 | 1 | 0 | 1 | Flow 1: Port → Site | SHU | HITACHI
4121 | PRL-SHU-047-A4 | HVDC-ADOPT-HE-0318-4 | SHU | EQ-101 | 191056 | 1 | Indoor | Control Cubicle AC Filter Interface 11B | 253 | 193 | 105 | 5.127 | 325 | 675 | Stackable 3 tier | 85391098 | SEK | 566635 | EY | SWEDEN | Billund | Abu Dhabi Airport | 2025-03-04 | 2025-03-05 | [11 empty] | 2025-03-11 |  |  | CASE_LIST |  | 1 | site | SHU | 2025-03-11 | site | 0 | 1 | 1 | 2 | 4.88 | 3 | 4.88 | HITACHI(HE) |  | 1 | 1 | 0 | 1 | Flow 1: Port → Site | SHU | HITACHI
4122 | PRL-SHU-047-A4 | HVDC-ADOPT-HE-0318-4 | SHU | EQ-101 | 191057 | 1 | Indoor | Control Cubicle AC Filter Interface 21A | 253 | 193 | 105 | 5.127 | 325 | 675 | Stackable 2 tier | 85401098 | SEK | 566635 | EY | SWEDEN | Billund | Abu Dhabi Airport | 2025-03-04 | 2025-03-05 | [11 empty] | 2025-03-11 |  |  | CASE_LIST |  | 1 | site | SHU | 2025-03-11 | site | 0 | 1 | 1 | 2 | 4.88 | 2 | 4.88 | HITACHI(HE) |  | 1 | 1 | 0 | 1 | Flow 1: Port → Site | SHU | HITACHI
4123 | PRL-SHU-047-A4 | HVDC-ADOPT-HE-0318-4 | SHU | EQ-101 | 191058 | 1 | Indoor | Control Cubicle AC Filter Interface 21B | 253 | 193 | 105 | 5.127 | 325 | 675 | Stackable 2 tier | 85411098 | SEK | 566635 | EY | SWEDEN | Billund | Abu Dhabi Airport | 2025-03-04 | 2025-03-05 | [11 empty] | 2025-03-11 |  |  | CASE_LIST |  | 1 | site | SHU | 2025-03-11 | site | 0 | 1 | 1 | 2 | 4.88 | 2 | 4.88 | HITACHI(HE) |  | 1 | 1 | 0 | 1 | Flow 1: Port → Site | SHU | HITACHI
4109 | PRL-SHU-047-A3 | HVDC-ADOPT-HE-0318-3 | SHU | EQ-101 | 191029 | 1 | Indoor | Control Cubicle Auxiliary Interface 1A | 253 | 193 | 105 | 5.127 | 350 | 700 | Stackable 2 tier | 85371098 | SEK | 566635 | EY | SWEDEN | Billund | Abu Dhabi Airport | 2025-03-04 | 2025-03-05 | [11 empty] | 2025-03-11 |  |  | CASE_LIST |  | 1 | site | SHU | 2025-03-11 | site | 0 | 1 | 1 | 2 | 4.88 | 2 | 4.88 | HITACHI(HE) |  | 1 | 1 | 0 | 1 | Flow 1: Port → Site | SHU | HITACHI
4110 | PRL-SHU-047-A3 | HVDC-ADOPT-HE-0318-3 | SHU | EQ-101 | 191030 | 1 | Indoor | Control Cubicle Auxiliary Interface 1B | 253 | 193 | 105 | 5.127 | 335 | 685 | Stackable 2 tier | 85381098 | SEK | 566635 | EY | SWEDEN | Billund | Abu Dhabi Airport | 2025-03-04 | 2025-03-05 | [11 empty] | 2025-03-11 |  |  | CASE_LIST |  | 1 | site | SHU | 2025-03-11 | site | 0 | 1 | 1 | 2 | 4.88 | 2 | 4.88 | HITACHI(HE) |  | 1 | 1 | 0 | 1 | Flow 1: Port → Site | SHU | HITACHI
4111 | PRL-SHU-047-A3 | HVDC-ADOPT-HE-0318-3 | SHU | EQ-101 | 191031 | 1 | Indoor | Control Cubicle Auxiliary Interface 21A | 253 | 193 | 105 | 5.127 | 345 | 695 | Stackable 3 tier | 85391098 | SEK | 566635 | EY | SWEDEN | Billund | Abu Dhabi Airport | 2025-03-04 | 2025-03-05 | [11 empty] | 2025-03-11 |  |  | CASE_LIST |  | 1 | site | SHU | 2025-03-11 | site | 0 | 1 | 1 | 2 | 4.88 | 3 | 4.88 | HITACHI(HE) |  | 1 | 1 | 0 | 1 | Flow 1: Port → Site | SHU | HITACHI
4112 | PRL-SHU-047-A3 | HVDC-ADOPT-HE-0318-3 | SHU | EQ-101 | 191032 | 1 | Indoor | Control Cubicle Auxiliary Interface 21B | 253 | 193 | 105 | 5.127 | 330 | 680 | Stackable 2 tier | 85401098 | SEK | 566635 | EY | SWEDEN | Billund | Abu Dhabi Airport | 2025-03-04 | 2025-03-05 | [11 empty] | 2025-03-11 |  |  | CASE_LIST |  | 1 | site | SHU | 2025-03-11 | site | 0 | 1 | 1 | 2 | 4.88 | 2 | 4.88 | HITACHI(HE) |  | 1 | 1 | 0 | 1 | Flow 1: Port → Site | SHU | HITACHI
4113 | PRL-SHU-047-A3 | HVDC-ADOPT-HE-0318-3 | SHU | EQ-101 | 191033 | 1 | Indoor | Control Cubicle Auxiliary Interface 22A | 253 | 193 | 105 | 5.127 | 330 | 680 | Stackable 2 tier | 85411098 | SEK | 566635 | EY | SWEDEN | Billund | Abu Dhabi Airport | 2025-03-04 | 2025-03-05 | [11 empty] | 2025-03-11 |  |  | CASE_LIST |  | 1 | site | SHU | 2025-03-11 | site | 0 | 1 | 1 | 2 | 4.88 | 2 | 4.88 | HITACHI(HE) |  | 1 | 1 | 0 | 1 | Flow 1: Port → Site | SHU | HITACHI
4114 | PRL-SHU-047-A3 | HVDC-ADOPT-HE-0318-3 | SHU | EQ-101 | 191034 | 1 | Indoor | Control Cubicle Auxiliary Interface 22B | 253 | 193 | 105 | 5.127 | 327 | 677 | Stackable 2 tier | 85421098 | SEK | 566635 | EY | SWEDEN | Billund | Abu Dhabi Airport | 2025-03-04 | 2025-03-05 | [11 empty] | 2025-03-11 |  |  | CASE_LIST |  | 1 | site | SHU | 2025-03-11 | site | 0 | 1 | 1 | 2 | 4.88 | 2 | 4.88 | HITACHI(HE) |  | 1 | 1 | 0 | 1 | Flow 1: Port → Site | SHU | HITACHI
4115 | PRL-SHU-047-A3 | HVDC-ADOPT-HE-0318-3 | SHU | EQ-101 | 191035 | 1 | Indoor | Control Cubicle Auxiliary Interface 13A | 253 | 193 | 105 | 5.127 | 305 | 655 | Stackable 2 tier | 85431098 | SEK | 566635 | EY | SWEDEN | Billund | Abu Dhabi Airport | 2025-03-04 | 2025-03-05 | [11 empty] | 2025-03-11 |  |  | CASE_LIST |  | 1 | site | SHU | 2025-03-11 | site | 0 | 1 | 1 | 2 | 4.88 | 2 | 4.88 | HITACHI(HE) |  | 1 | 1 | 0 | 1 | Flow 1: Port → Site | SHU | HITACHI
4116 | PRL-SHU-047-A3 | HVDC-ADOPT-HE-0318-3 | SHU | EQ-101 | 191036 | 1 | Indoor | Control Cubicle Auxiliary Interface 13B | 253 | 193 | 105 | 5.127 | 315 | 665 | Stackable 2 tier | 85441098 | SEK | 566635 | EY | SWEDEN | Billund | Abu Dhabi Airport | 2025-03-04 | 2025-03-05 | [11 empty] | 2025-03-11 |  |  | CASE_LIST |  | 1 | site | SHU | 2025-03-11 | site | 0 | 1 | 1 | 2 | 4.88 | 2 | 4.88 | HITACHI(HE) |  | 1 | 1 | 0 | 1 | Flow 1: Port → Site | SHU | HITACHI
4117 | PRL-SHU-047-A3 | HVDC-ADOPT-HE-0318-3 | SHU | EQ-101 | 191037 | 1 | Indoor | Control Cubicle Auxiliary Interface 23A | 253 | 193 | 105 | 5.127 | 305 | 655 | Stackable 2 tier | 85451098 | SEK | 566635 | EY | SWEDEN | Billund | Abu Dhabi Airport | 2025-03-04 | 2025-03-05 | [11 empty] | 2025-03-11 |  |  | CASE_LIST |  | 1 | site | SHU | 2025-03-11 | site | 0 | 1 | 1 | 2 | 4.88 | 2 | 4.88 | HITACHI(HE) |  | 1 | 1 | 0 | 1 | Flow 1: Port → Site | SHU | HITACHI
4118 | PRL-SHU-047-A3 | HVDC-ADOPT-HE-0318-3 | SHU | EQ-101 | 191038 | 1 | Indoor | Control Cubicle Auxiliary Interface 23B | 253 | 193 | 105 | 5.127 | 315 | 665 | Stackable 2 tier | 85461098 | SEK | 566635 | EY | SWEDEN | Billund | Abu Dhabi Airport | 2025-03-04 | 2025-03-05 | [11 empty] | 2025-03-11 |  |  | CASE_LIST |  | 1 | site | SHU | 2025-03-11 | site | 0 | 1 | 1 | 2 | 4.88 | 2 | 4.88 | HITACHI(HE) |  | 1 | 1 | 0 | 1 | Flow 1: Port → Site | SHU | HITACHI
4099 | PRL-SHU-047-A2 | HVDC-ADOPT-HE-0318-2 | SHU | EQ-101 | 191017 | 1 | Indoor | Control Cubicle Valve Cooling Interface 11B | 253 | 113 | 105 | 3.002 | 155 | 420 | Stackable 3 tier | 85371098 | SEK | 566635 | EY | SWEDEN | Billund | Abu Dhabi Airport | 2025-03-04 | 2025-03-05 | [11 empty] | 2025-03-11 |  |  | CASE_LIST |  | 1 | site | SHU | 2025-03-11 | site | 0 | 1 | 1 | 2 | 2.86 | 3 | 2.86 | HITACHI(HE) |  | 1 | 1 | 0 | 1 | Flow 1: Port → Site | SHU | HITACHI
4100 | PRL-SHU-047-A2 | HVDC-ADOPT-HE-0318-2 | SHU | EQ-101 | 191018 | 1 | Indoor | Control Cubicle Converter Breaker Interface 21A | 253 | 193 | 105 | 5.127 | 355 | 705 | Stackable 3 tier | 85381098 | SEK | 566635 | EY | SWEDEN | Billund | Abu Dhabi Airport | 2025-03-04 | 2025-03-05 | [11 empty] | 2025-03-11 |  |  | CASE_LIST |  | 1 | site | SHU | 2025-03-11 | site | 0 | 1 | 1 | 2 | 4.88 | 3 | 4.88 | HITACHI(HE) |  | 1 | 1 | 0 | 1 | Flow 1: Port → Site | SHU | HITACHI
4101 | PRL-SHU-047-A2 | HVDC-ADOPT-HE-0318-2 | SHU | EQ-101 | 191019 | 1 | Indoor | Control Cubicle Converter Breaker Interface 21B | 253 | 193 | 105 | 5.127 | 340 | 690 | Stackable 3 tier | 85391098 | SEK | 566635 | EY | SWEDEN | Billund | Abu Dhabi Airport | 2025-03-04 | 2025-03-05 | [11 empty] | 2025-03-11 |  |  | CASE_LIST |  | 1 | site | SHU | 2025-03-11 | site | 0 | 1 | 1 | 2 | 4.88 | 3 | 4.88 | HITACHI(HE) |  | 1 | 1 | 0 | 1 | Flow 1: Port → Site | SHU | HITACHI
4102 | PRL-SHU-047-A2 | HVDC-ADOPT-HE-0318-2 | SHU | EQ-101 | 191020 | 1 | Indoor | Control Cubicle Valve Cooling Interface 21A | 253 | 113 | 105 | 3.002 | 175 | 440 | Stackable 3 tier | 85401098 | SEK | 566635 | EY | SWEDEN | Billund | Abu Dhabi Airport | 2025-03-04 | 2025-03-05 | [11 empty] | 2025-03-11 |  |  | CASE_LIST |  | 1 | site | SHU | 2025-03-11 | site | 0 | 1 | 1 | 2 | 2.86 | 3 | 2.86 | HITACHI(HE) |  | 1 | 1 | 0 | 1 | Flow 1: Port → Site | SHU | HITACHI
4103 | PRL-SHU-047-A2 | HVDC-ADOPT-HE-0318-2 | SHU | EQ-101 | 191021 | 1 | Indoor | Control Cubicle Valve Cooling Interface 21B | 253 | 113 | 105 | 3.002 | 150 | 415 | Stackable 3 tier | 85411098 | SEK | 566635 | EY | SWEDEN | Billund | Abu Dhabi Airport | 2025-03-04 | 2025-03-05 | [11 empty] | 2025-03-11 |  |  | CASE_LIST |  | 1 | site | SHU | 2025-03-11 | site | 0 | 1 | 1 | 2 | 2.86 | 3 | 2.86 | HITACHI(HE) |  | 1 | 1 | 0 | 1 | Flow 1: Port → Site | SHU | HITACHI
4104 | PRL-SHU-047-A2 | HVDC-ADOPT-HE-0318-2 | SHU | EQ-101 | 191023 | 1 | Indoor | Control Cubicle Bipole Switchyard Interface 3B | 253 | 193 | 105 | 5.127 | 300 | 650 | Stackable 2 tier | 85421098 | SEK | 566635 | EY | SWEDEN | Billund | Abu Dhabi Airport | 2025-03-04 | 2025-03-05 | [11 empty] | 2025-03-11 |  |  | CASE_LIST |  | 1 | site | SHU | 2025-03-11 | site | 0 | 1 | 1 | 2 | 4.88 | 2 | 4.88 | HITACHI(HE) |  | 1 | 1 | 0 | 1 | Flow 1: Port → Site | SHU | HITACHI
4105 | PRL-SHU-047-A2 | HVDC-ADOPT-HE-0318-2 | SHU | EQ-101 | 191024 | 1 | Indoor | Control Cubicle Auxiliary Interface 11A | 253 | 193 | 105 | 5.127 | 350 | 700 | Stackable 2 tier | 85431098 | SEK | 566635 | EY | SWEDEN | Billund | Abu Dhabi Airport | 2025-03-04 | 2025-03-05 | [11 empty] | 2025-03-11 |  |  | CASE_LIST |  | 1 | site | SHU | 2025-03-11 | site | 0 | 1 | 1 | 2 | 4.88 | 2 | 4.88 | HITACHI(HE) |  | 1 | 1 | 0 | 1 | Flow 1: Port → Site | SHU | HITACHI
4106 | PRL-SHU-047-A2 | HVDC-ADOPT-HE-0318-2 | SHU | EQ-101 | 191026 | 1 | Indoor | Control Cubicle Auxiliary Interface 12A | 253 | 193 | 105 | 5.127 | 330 | 680 | Stackable 2 tier | 85441098 | SEK | 566635 | EY | SWEDEN | Billund | Abu Dhabi Airport | 2025-03-04 | 2025-03-05 | [11 empty] | 2025-03-11 |  |  | CASE_LIST |  | 1 | site | SHU | 2025-03-11 | site | 0 | 1 | 1 | 2 | 4.88 | 2 | 4.88 | HITACHI(HE) |  | 1 | 1 | 0 | 1 | Flow 1: Port → Site | SHU | HITACHI
4107 | PRL-SHU-047-A2 | HVDC-ADOPT-HE-0318-2 | SHU | EQ-101 | 191027 | 1 | Indoor | Control Cubicle Auxiliary Interface 12B | 253 | 193 | 105 | 5.127 | 330 | 680 | Stackable 2 tier | 85451098 | SEK | 566635 | EY | SWEDEN | Billund | Abu Dhabi Airport | 2025-03-04 | 2025-03-05 | [11 empty] | 2025-03-11 |  |  | CASE_LIST |  | 1 | site | SHU | 2025-03-11 | site | 0 | 1 | 1 | 2 | 4.88 | 2 | 4.88 | HITACHI(HE) |  | 1 | 1 | 0 | 1 | Flow 1: Port → Site | SHU | HITACHI
4108 | PRL-SHU-047-A2 | HVDC-ADOPT-HE-0318-2 | SHU | EQ-101 | 191028 | 1 | Indoor | Control Cubicle Distributed Temperature Sensors | 253 | 113 | 105 | 3.002 | 185 | 450 | Stackable 3 tier | 85461098 | SEK | 566635 | EY | SWEDEN | Billund | Abu Dhabi Airport | 2025-03-04 | 2025-03-05 | [11 empty] | 2025-03-11 |  |  | CASE_LIST |  | 1 | site | SHU | 2025-03-11 | site | 0 | 1 | 1 | 2 | 2.86 | 3 | 2.86 | HITACHI(HE) |  | 1 | 1 | 0 | 1 | Flow 1: Port → Site | SHU | HITACHI
4089 | PRL-SHU-047-A1 | HVDC-ADOPT-HE-0318-1 | SHU | EQ-101 | 190994 | 1 | Indoor | Control Cubicle Remote Switchyard Interface 21A | 253 | 193 | 105 | 5.127 | 310 | 660 | Stackable 2 tier | 85371098 | SEK | 566635 | EY | SWEDEN | Billund | Abu Dhabi Airport | 2025-03-04 | 2025-03-05 | [11 empty] | 2025-03-11 |  |  | CASE_LIST |  | 1 | site | SHU | 2025-03-11 | site | 0 | 1 | 1 | 2 | 4.88 | 2 | 4.88 | HITACHI(HE) |  | 1 | 1 | 0 | 1 | Flow 1: Port → Site | SHU | HITACHI
4090 | PRL-SHU-047-A1 | HVDC-ADOPT-HE-0318-1 | SHU | EQ-101 | 190995 | 1 | Indoor | Control Cubicle Remote Switchyard Interface 21B | 253 | 193 | 105 | 5.127 | 320 | 670 | Stackable 2 tier | 85381098 | SEK | 566635 | EY | SWEDEN | Billund | Abu Dhabi Airport | 2025-03-04 | 2025-03-05 | [11 empty] | 2025-03-11 |  |  | CASE_LIST |  | 1 | site | SHU | 2025-03-11 | site | 0 | 1 | 1 | 2 | 4.88 | 2 | 4.88 | HITACHI(HE) |  | 1 | 1 | 0 | 1 | Flow 1: Port → Site | SHU | HITACHI
4091 | PRL-SHU-047-A1 | HVDC-ADOPT-HE-0318-1 | SHU | EQ-101 | 190997 | 1 | Indoor | Control Cubicle AC Switchyard Interface 21B | 253 | 193 | 105 | 5.127 | 315 | 665 | Stackable 2 tier | 85391098 | SEK | 566635 | EY | SWEDEN | Billund | Abu Dhabi Airport | 2025-03-04 | 2025-03-05 | [11 empty] | 2025-03-11 |  |  | CASE_LIST |  | 1 | site | SHU | 2025-03-11 | site | 0 | 1 | 1 | 2 | 4.88 | 2 | 4.88 | HITACHI(HE) |  | 1 | 1 | 0 | 1 | Flow 1: Port → Site | SHU | HITACHI
4092 | PRL-SHU-047-A1 | HVDC-ADOPT-HE-0318-1 | SHU | EQ-101 | 190998 | 1 | Indoor | Control Cubicle Transformer Switchyard Interface 21A | 253 | 193 | 105 | 5.127 | 290 | 640 | Stackable 2 tier | 85401098 | SEK | 566635 | EY | SWEDEN | Billund | Abu Dhabi Airport | 2025-03-04 | 2025-03-05 | [11 empty] | 2025-03-11 |  |  | CASE_LIST |  | 1 | site | SHU | 2025-03-11 | site | 0 | 1 | 1 | 2 | 4.88 | 2 | 4.88 | HITACHI(HE) |  | 1 | 1 | 0 | 1 | Flow 1: Port → Site | SHU | HITACHI
4093 | PRL-SHU-047-A1 | HVDC-ADOPT-HE-0318-1 | SHU | EQ-101 | 190999 | 1 | Indoor | Control Cubicle Transformer Switchyard Interface 21B | 253 | 193 | 105 | 5.127 | 295 | 645 | Stackable 2 tier | 85411098 | SEK | 566635 | EY | SWEDEN | Billund | Abu Dhabi Airport | 2025-03-04 | 2025-03-05 | [11 empty] | 2025-03-11 |  |  | CASE_LIST |  | 1 | site | SHU | 2025-03-11 | site | 0 | 1 | 1 | 2 | 4.88 | 2 | 4.88 | HITACHI(HE) |  | 1 | 1 | 0 | 1 | Flow 1: Port → Site | SHU | HITACHI
4094 | PRL-SHU-047-A1 | HVDC-ADOPT-HE-0318-1 | SHU | EQ-101 | 191000 | 1 | Indoor | Control Cubicle Transformer Switchyard Interface 22A | 253 | 193 | 105 | 5.127 | 310 | 660 | Stackable 2 tier | 85421098 | SEK | 566635 | EY | SWEDEN | Billund | Abu Dhabi Airport | 2025-03-04 | 2025-03-05 | [11 empty] | 2025-03-11 |  |  | CASE_LIST |  | 1 | site | SHU | 2025-03-11 | site | 0 | 1 | 1 | 2 | 4.88 | 2 | 4.88 | HITACHI(HE) |  | 1 | 1 | 0 | 1 | Flow 1: Port → Site | SHU | HITACHI
4095 | PRL-SHU-047-A1 | HVDC-ADOPT-HE-0318-1 | SHU | EQ-101 | 191001 | 1 | Indoor | Control Cubicle Transformer Switchyard Interface 22B | 253 | 193 | 105 | 5.127 | 315 | 665 | Stackable 2 tier | 85431098 | SEK | 566635 | EY | SWEDEN | Billund | Abu Dhabi Airport | 2025-03-04 | 2025-03-05 | [11 empty] | 2025-03-11 |  |  | CASE_LIST |  | 1 | site | SHU | 2025-03-11 | site | 0 | 1 | 1 | 2 | 4.88 | 2 | 4.88 | HITACHI(HE) |  | 1 | 1 | 0 | 1 | Flow 1: Port → Site | SHU | HITACHI
4096 | PRL-SHU-047-A1 | HVDC-ADOPT-HE-0318-1 | SHU | EQ-101 | 191004 | 1 | Indoor | Control Cubicle Valve Measurement Interface 21A | 253 | 113 | 105 | 3.002 | 175 | 440 | Stackable 3 tier | 85441098 | SEK | 566635 | EY | SWEDEN | Billund | Abu Dhabi Airport | 2025-03-04 | 2025-03-05 | [11 empty] | 2025-03-11 |  |  | CASE_LIST |  | 1 | site | SHU | 2025-03-11 | site | 0 | 1 | 1 | 2 | 2.86 | 3 | 2.86 | HITACHI(HE) |  | 1 | 1 | 0 | 1 | Flow 1: Port → Site | SHU | HITACHI
4097 | PRL-SHU-047-A1 | HVDC-ADOPT-HE-0318-1 | SHU | EQ-101 | 191005 | 1 | Indoor | Control Cubicle Valve Measurement Interface 21B | 253 | 113 | 105 | 3.002 | 175 | 440 | Stackable 3 tier | 85451098 | SEK | 566635 | EY | SWEDEN | Billund | Abu Dhabi Airport | 2025-03-04 | 2025-03-05 | [11 empty] | 2025-03-11 |  |  | CASE_LIST |  | 1 | site | SHU | 2025-03-11 | site | 0 | 1 | 1 | 2 | 2.86 | 3 | 2.86 | HITACHI(HE) |  | 1 | 1 | 0 | 1 | Flow 1: Port → Site | SHU | HITACHI
4098 | PRL-SHU-047-A1 | HVDC-ADOPT-HE-0318-1 | SHU | EQ-101 | 191016 | 1 | Indoor | Control Cubicle Valve Cooling Interface 11A | 253 | 113 | 105 | 3.0018 | 175 | 440 | Stackable 3 tier | 85461098 | SEK | 566635 | EY | SWEDEN | Billund | Abu Dhabi Airport | 2025-03-04 | 2025-03-05 | [11 empty] | 2025-03-11 |  |  | CASE_LIST |  | 1 | site | SHU | 2025-03-11 | site | 0 | 1 | 1 | 2 | 2.86 | 3 | 2.86 | HITACHI(HE) |  | 1 | 1 | 0 | 1 | Flow 1: Port → Site | SHU | HITACHI
4144 | PRL-SHU-046-A3 | HVDC-ADOPT-HE-0317-3 | SHU | EQ-101 | 190996 | 1 | Indoor | Control Cubicle AC Switchyard Interface 21A | 253 | 193 | 105 | 5.127 | 300 | 650 | Stackable 2 tier | 85571098 | SEK | 566635 | EY | SWEDEN | Billund | Abu Dhabi Airport | 2025-03-07 | 2025-03-14 | [11 empty] | 2025-03-17 |  |  | CASE_LIST |  | 1 | site | SHU | 2025-03-17 | site | 0 | 1 | 1 | 2 | 4.88 | 2 | 4.88 | HITACHI(HE) |  | 1 | 1 | 0 | 1 | Flow 1: Port → Site | SHU | HITACHI
4145 | PRL-SHU-046-A3 | HVDC-ADOPT-HE-0317-3 | SHU | EQ-101 | 191002 | 1 | Indoor | Control Cubicle Transformer Switchyard Interface 23A | 253 | 193 | 105 | 5.127 | 305 | 655 | Stackable 2 tier | 85581098 | SEK | 566635 | EY | SWEDEN | Billund | Abu Dhabi Airport | 2025-03-07 | 2025-03-14 | [11 empty] | 2025-03-17 |  |  | CASE_LIST |  | 1 | site | SHU | 2025-03-17 | site | 0 | 1 | 1 | 2 | 4.88 | 2 | 4.88 | HITACHI(HE) |  | 1 | 1 | 0 | 1 | Flow 1: Port → Site | SHU | HITACHI
4146 | PRL-SHU-046-A3 | HVDC-ADOPT-HE-0317-3 | SHU | EQ-101 | 191003 | 1 | Indoor | Control Cubicle Transformer Switchyard Interface 23B | 253 | 193 | 105 | 5.127 | 300 | 650 | Stackable 2 tier | 85591098 | SEK | 566635 | EY | SWEDEN | Billund | Abu Dhabi Airport | 2025-03-07 | 2025-03-14 | [11 empty] | 2025-03-17 |  |  | CASE_LIST |  | 1 | site | SHU | 2025-03-17 | site | 0 | 1 | 1 | 2 | 4.88 | 2 | 4.88 | HITACHI(HE) |  | 1 | 1 | 0 | 1 | Flow 1: Port → Site | SHU | HITACHI
4147 | PRL-SHU-046-A3 | HVDC-ADOPT-HE-0317-3 | SHU | EQ-101 | 191006 | 1 | Indoor | Control Cubicle DC Switchyard Interface 21A | 253 | 193 | 105 | 5.127 | 285 | 635 | Stackable 2 tier | 85601098 | SEK | 566635 | EY | SWEDEN | Billund | Abu Dhabi Airport | 2025-03-07 | 2025-03-14 | [11 empty] | 2025-03-17 |  |  | CASE_LIST |  | 1 | site | SHU | 2025-03-17 | site | 0 | 1 | 1 | 2 | 4.88 | 2 | 4.88 | HITACHI(HE) |  | 1 | 1 | 0 | 1 | Flow 1: Port → Site | SHU | HITACHI
4148 | PRL-SHU-046-A3 | HVDC-ADOPT-HE-0317-3 | SHU | EQ-101 | 191007 | 1 | Indoor | Control Cubicle DC Switchyard Interface 21B | 253 | 193 | 105 | 5.127 | 285 | 635 | Stackable 2 tier | 85611098 | SEK | 566635 | EY | SWEDEN | Billund | Abu Dhabi Airport | 2025-03-07 | 2025-03-14 | [11 empty] | 2025-03-17 |  |  | CASE_LIST |  | 1 | site | SHU | 2025-03-17 | site | 0 | 1 | 1 | 2 | 4.88 | 2 | 4.88 | HITACHI(HE) |  | 1 | 1 | 0 | 1 | Flow 1: Port → Site | SHU | HITACHI
4149 | PRL-SHU-046-A3 | HVDC-ADOPT-HE-0317-3 | SHU | EQ-101 | 191008 | 1 | Indoor | Control Cubicle DC Switchyard Interface 22A | 253 | 193 | 105 | 5.127 | 335 | 685 | Stackable 2 tier | 85621098 | SEK | 566635 | EY | SWEDEN | Billund | Abu Dhabi Airport | 2025-03-07 | 2025-03-14 | [11 empty] | 2025-03-17 |  |  | CASE_LIST |  | 1 | site | SHU | 2025-03-17 | site | 0 | 1 | 1 | 2 | 4.88 | 2 | 4.88 | HITACHI(HE) |  | 1 | 1 | 0 | 1 | Flow 1: Port → Site | SHU | HITACHI
4150 | PRL-SHU-046-A3 | HVDC-ADOPT-HE-0317-3 | SHU | EQ-101 | 191009 | 1 | Indoor | Control Cubicle DC Switchyard Interface 22B | 253 | 193 | 105 | 5.127 | 325 | 675 | Stackable 2 tier | 85631098 | SEK | 566635 | EY | SWEDEN | Billund | Abu Dhabi Airport | 2025-03-07 | 2025-03-14 | [11 empty] | 2025-03-17 |  |  | CASE_LIST |  | 1 | site | SHU | 2025-03-17 | site | 0 | 1 | 1 | 2 | 4.88 | 2 | 4.88 | HITACHI(HE) |  | 1 | 1 | 0 | 1 | Flow 1: Port → Site | SHU | HITACHI
4151 | PRL-SHU-046-A3 | HVDC-ADOPT-HE-0317-3 | SHU | EQ-101 | 191014 | 1 | Indoor | Control Cubicle Converter Breaker Interface 11A | 253 | 193 | 105 | 5.127 | 370 | 720 | Stackable 2 tier | 85641098 | SEK | 566635 | EY | SWEDEN | Billund | Abu Dhabi Airport | 2025-03-07 | 2025-03-14 | [11 empty] | 2025-03-17 |  |  | CASE_LIST |  | 1 | site | SHU | 2025-03-17 | site | 0 | 1 | 1 | 2 | 4.88 | 2 | 4.88 | HITACHI(HE) |  | 1 | 1 | 0 | 1 | Flow 1: Port → Site | SHU | HITACHI
4152 | PRL-SHU-046-A3 | HVDC-ADOPT-HE-0317-3 | SHU | EQ-101 | 191015 | 1 | Indoor | Control Cubicle Converter Breaker Interface 11B | 253 | 193 | 105 | 5.127 | 355 | 705 | Stackable 2 tier | 85651098 | SEK | 566635 | EY | SWEDEN | Billund | Abu Dhabi Airport | 2025-03-07 | 2025-03-14 | [11 empty] | 2025-03-17 |  |  | CASE_LIST |  | 1 | site | SHU | 2025-03-17 | site | 0 | 1 | 1 | 2 | 4.88 | 2 | 4.88 | HITACHI(HE) |  | 1 | 1 | 0 | 1 | Flow 1: Port → Site | SHU | HITACHI
4153 | PRL-SHU-046-A3 | HVDC-ADOPT-HE-0317-3 | SHU | EQ-101 | 191022 | 1 | Indoor | Control Cubicle Bipole Switchyard Interface 3A | 253 | 193 | 105 | 5.127 | 295 | 645 | Stackable 2 tier | 85661098 | SEK | 566635 | EY | SWEDEN | Billund | Abu Dhabi Airport | 2025-03-07 | 2025-03-14 | [11 empty] | 2025-03-17 |  |  | CASE_LIST |  | 1 | site | SHU | 2025-03-17 | site | 0 | 1 | 1 | 2 | 4.88 | 2 | 4.88 | HITACHI(HE) |  | 1 | 1 | 0 | 1 | Flow 1: Port → Site | SHU | HITACHI
4134 | PRL-SHU-046-A2 | HVDC-ADOPT-HE-0317-2 | SHU | EQ-101 | 190973 | 1 | Indoor | Control Cubicle Valve Measurement Interface 11A | 253 | 113 | 105 | 3.002 | 165 | 430 | Stackable 3 tier | 85471098 | SEK | 566635 | EY | SWEDEN | Billund | Abu Dhabi Airport | 2025-03-07 | 2025-03-13 | [11 empty] | 2025-03-14 |  |  | CASE_LIST |  | 1 | site | SHU | 2025-03-14 | site | 0 | 1 | 1 | 2 | 2.86 | 3 | 2.86 | HITACHI(HE) |  | 1 | 1 | 0 | 1 | Flow 1: Port → Site | SHU | HITACHI
4135 | PRL-SHU-046-A2 | HVDC-ADOPT-HE-0317-2 | SHU | EQ-101 | 190974 | 1 | Indoor | Control Cubicle Valve Measurement Interface 11B | 253 | 113 | 105 | 3.002 | 170 | 435 | Stackable 3 tier | 85481098 | SEK | 566635 | EY | SWEDEN | Billund | Abu Dhabi Airport | 2025-03-07 | 2025-03-13 | [11 empty] | 2025-03-14 |  |  | CASE_LIST |  | 1 | site | SHU | 2025-03-14 | site | 0 | 1 | 1 | 2 | 2.86 | 3 | 2.86 | HITACHI(HE) |  | 1 | 1 | 0 | 1 | Flow 1: Port → Site | SHU | HITACHI
4136 | PRL-SHU-046-A2 | HVDC-ADOPT-HE-0317-2 | SHU | EQ-101 | 190975 | 1 | Indoor | Control Cubicle DC Switchyard Interface 11A | 253 | 193 | 105 | 5.127 | 285 | 635 | Stackable 2 tier | 85491098 | SEK | 566635 | EY | SWEDEN | Billund | Abu Dhabi Airport | 2025-03-07 | 2025-03-13 | [11 empty] | 2025-03-14 |  |  | CASE_LIST |  | 1 | site | SHU | 2025-03-14 | site | 0 | 1 | 1 | 2 | 4.88 | 2 | 4.88 | HITACHI(HE) |  | 1 | 1 | 0 | 1 | Flow 1: Port → Site | SHU | HITACHI
4137 | PRL-SHU-046-A2 | HVDC-ADOPT-HE-0317-2 | SHU | EQ-101 | 190976 | 1 | Indoor | Control Cubicle DC Switchyard Interface 11B | 253 | 193 | 105 | 5.127 | 285 | 635 | Stackable 2 tier | 85501098 | SEK | 566635 | EY | SWEDEN | Billund | Abu Dhabi Airport | 2025-03-07 | 2025-03-13 | [11 empty] | 2025-03-14 |  |  | CASE_LIST |  | 1 | site | SHU | 2025-03-14 | site | 0 | 1 | 1 | 2 | 4.88 | 2 | 4.88 | HITACHI(HE) |  | 1 | 1 | 0 | 1 | Flow 1: Port → Site | SHU | HITACHI
4138 | PRL-SHU-046-A2 | HVDC-ADOPT-HE-0317-2 | SHU | EQ-101 | 190977 | 1 | Indoor | Control Cubicle DC Switchyard Interface 12A | 253 | 193 | 105 | 5.127 | 330 | 680 | Stackable 2 tier | 85511098 | SEK | 566635 | EY | SWEDEN | Billund | Abu Dhabi Airport | 2025-03-07 | 2025-03-13 | [11 empty] | 2025-03-14 |  |  | CASE_LIST |  | 1 | site | SHU | 2025-03-14 | site | 0 | 1 | 1 | 2 | 4.88 | 2 | 4.88 | HITACHI(HE) |  | 1 | 1 | 0 | 1 | Flow 1: Port → Site | SHU | HITACHI
4139 | PRL-SHU-046-A2 | HVDC-ADOPT-HE-0317-2 | SHU | EQ-101 | 190978 | 1 | Indoor | Control Cubicle DC Switchyard Interface 12B | 253 | 193 | 105 | 5.127 | 330 | 680 | Stackable 2 tier | 85521098 | SEK | 566635 | EY | SWEDEN | Billund | Abu Dhabi Airport | 2025-03-07 | 2025-03-13 | [11 empty] | 2025-03-14 |  |  | CASE_LIST |  | 1 | site | SHU | 2025-03-14 | site | 0 | 1 | 1 | 2 | 4.88 | 2 | 4.88 | HITACHI(HE) |  | 1 | 1 | 0 | 1 | Flow 1: Port → Site | SHU | HITACHI
4140 | PRL-SHU-046-A2 | HVDC-ADOPT-HE-0317-2 | SHU | EQ-101 | 190988 | 1 | Indoor | Control Cubicle Bipole Switchyard Interface 1A | 253 | 193 | 105 | 5.127 | 335 | 685 | Stackable 2 tier | 85531098 | SEK | 566635 | EY | SWEDEN | Billund | Abu Dhabi Airport | 2025-03-07 | 2025-03-13 | [11 empty] | 2025-03-14 |  |  | CASE_LIST |  | 1 | site | SHU | 2025-03-14 | site | 0 | 1 | 1 | 2 | 4.88 | 2 | 4.88 | HITACHI(HE) |  | 1 | 1 | 0 | 1 | Flow 1: Port → Site | SHU | HITACHI
4141 | PRL-SHU-046-A2 | HVDC-ADOPT-HE-0317-2 | SHU | EQ-101 | 190989 | 1 | Indoor | Control Cubicle Bipole Switchyard Interface 1B | 253 | 193 | 105 | 5.127 | 325 | 675 | Stackable 2 tier | 85541098 | SEK | 566635 | EY | SWEDEN | Billund | Abu Dhabi Airport | 2025-03-07 | 2025-03-13 | [11 empty] | 2025-03-14 |  |  | CASE_LIST |  | 1 | site | SHU | 2025-03-14 | site | 0 | 1 | 1 | 2 | 4.88 | 2 | 4.88 | HITACHI(HE) |  | 1 | 1 | 0 | 1 | Flow 1: Port → Site | SHU | HITACHI
4142 | PRL-SHU-046-A2 | HVDC-ADOPT-HE-0317-2 | SHU | EQ-101 | 190990 | 1 | Indoor | Control Cubicle Bipole Switchyard Interface 2A | 253 | 193 | 105 | 5.127 | 310 | 660 | Stackable 2 tier | 85551098 | SEK | 566635 | EY | SWEDEN | Billund | Abu Dhabi Airport | 2025-03-07 | 2025-03-13 | [11 empty] | 2025-03-14 |  |  | CASE_LIST |  | 1 | site | SHU | 2025-03-14 | site | 0 | 1 | 1 | 2 | 4.88 | 2 | 4.88 | HITACHI(HE) |  | 1 | 1 | 0 | 1 | Flow 1: Port → Site | SHU | HITACHI
4143 | PRL-SHU-046-A2 | HVDC-ADOPT-HE-0317-2 | SHU | EQ-101 | 190991 | 1 | Indoor | Control Cubicle Bipole Switchyard Interface 2B | 253 | 193 | 105 | 5.127 | 300 | 650 | Stackable 2 tier | 85561098 | SEK | 566635 | EY | SWEDEN | Billund | Abu Dhabi Airport | 2025-03-07 | 2025-03-13 | [11 empty] | 2025-03-14 |  |  | CASE_LIST |  | 1 | site | SHU | 2025-03-14 | site | 0 | 1 | 1 | 2 | 4.88 | 2 | 4.88 | HITACHI(HE) |  | 1 | 1 | 0 | 1 | Flow 1: Port → Site | SHU | HITACHI
4124 | PRL-SHU-046-A1 | HVDC-ADOPT-HE-0317-1 | SHU | EQ-101 | 190963 | 1 | Indoor | Control Cubicle Remote Switchyard Interface 11A | 253 | 193 | 105 | 5.127 | 320 | 670 | Stackable 2 tier | 85371098 | SEK | 566635 | EY | SWEDEN | Billund | Abu Dhabi Airport | 2025-03-07 | 2025-03-11 | [11 empty] | 2025-03-13 |  |  | CASE_LIST |  | 1 | site | SHU | 2025-03-13 | site | 0 | 1 | 1 | 2 | 4.88 | 2 | 4.88 | HITACHI(HE) |  | 1 | 1 | 0 | 1 | Flow 1: Port → Site | SHU | HITACHI
4125 | PRL-SHU-046-A1 | HVDC-ADOPT-HE-0317-1 | SHU | EQ-101 | 190964 | 1 | Indoor | Control Cubicle Remote Switchyard Interface 11B | 253 | 193 | 105 | 5.127 | 310 | 660 | Stackable 2 tier | 85381098 | SEK | 566635 | EY | SWEDEN | Billund | Abu Dhabi Airport | 2025-03-07 | 2025-03-11 | [11 empty] | 2025-03-13 |  |  | CASE_LIST |  | 1 | site | SHU | 2025-03-13 | site | 0 | 1 | 1 | 2 | 4.88 | 2 | 4.88 | HITACHI(HE) |  | 1 | 1 | 0 | 1 | Flow 1: Port → Site | SHU | HITACHI
4126 | PRL-SHU-046-A1 | HVDC-ADOPT-HE-0317-1 | SHU | EQ-101 | 190965 | 1 | Indoor | Control Cubicle AC Switchyard Interface 11A | 253 | 193 | 105 | 5.127 | 315 | 665 | Stackable 2 tier | 85391098 | SEK | 566635 | EY | SWEDEN | Billund | Abu Dhabi Airport | 2025-03-07 | 2025-03-11 | [11 empty] | 2025-03-13 |  |  | CASE_LIST |  | 1 | site | SHU | 2025-03-13 | site | 0 | 1 | 1 | 2 | 4.88 | 2 | 4.88 | HITACHI(HE) |  | 1 | 1 | 0 | 1 | Flow 1: Port → Site | SHU | HITACHI
4127 | PRL-SHU-046-A1 | HVDC-ADOPT-HE-0317-1 | SHU | EQ-101 | 190966 | 1 | Indoor | Control Cubicle AC Switchyard Interface 11B | 253 | 193 | 105 | 5.127 | 300 | 650 | Stackable 2 tier | 85401098 | SEK | 566635 | EY | SWEDEN | Billund | Abu Dhabi Airport | 2025-03-07 | 2025-03-11 | [11 empty] | 2025-03-13 |  |  | CASE_LIST |  | 1 | site | SHU | 2025-03-13 | site | 0 | 1 | 1 | 2 | 4.88 | 2 | 4.88 | HITACHI(HE) |  | 1 | 1 | 0 | 1 | Flow 1: Port → Site | SHU | HITACHI
4128 | PRL-SHU-046-A1 | HVDC-ADOPT-HE-0317-1 | SHU | EQ-101 | 190967 | 1 | Indoor | Control Cubicle Transformer Switchyard Interface 11A | 253 | 193 | 105 | 5.127 | 295 | 645 | Stackable 2 tier | 85411098 | SEK | 566635 | EY | SWEDEN | Billund | Abu Dhabi Airport | 2025-03-07 | 2025-03-11 | [11 empty] | 2025-03-13 |  |  | CASE_LIST |  | 1 | site | SHU | 2025-03-13 | site | 0 | 1 | 1 | 2 | 4.88 | 2 | 4.88 | HITACHI(HE) |  | 1 | 1 | 0 | 1 | Flow 1: Port → Site | SHU | HITACHI
4129 | PRL-SHU-046-A1 | HVDC-ADOPT-HE-0317-1 | SHU | EQ-101 | 190968 | 1 | Indoor | Control Cubicle Transformer Switchyard Interface 11B | 253 | 193 | 105 | 5.127 | 295 | 645 | Stackable 2 tier | 85421098 | SEK | 566635 | EY | SWEDEN | Billund | Abu Dhabi Airport | 2025-03-07 | 2025-03-11 | [11 empty] | 2025-03-13 |  |  | CASE_LIST |  | 1 | site | SHU | 2025-03-13 | site | 0 | 1 | 1 | 2 | 4.88 | 2 | 4.88 | HITACHI(HE) |  | 1 | 1 | 0 | 1 | Flow 1: Port → Site | SHU | HITACHI
4130 | PRL-SHU-046-A1 | HVDC-ADOPT-HE-0317-1 | SHU | EQ-101 | 190969 | 1 | Indoor | Control Cubicle Transformer Switchyard Interface 12A | 253 | 193 | 105 | 5.127 | 310 | 660 | Stackable 2 tier | 85431098 | SEK | 566635 | EY | SWEDEN | Billund | Abu Dhabi Airport | 2025-03-07 | 2025-03-11 | [11 empty] | 2025-03-13 |  |  | CASE_LIST |  | 1 | site | SHU | 2025-03-13 | site | 0 | 1 | 1 | 2 | 4.88 | 2 | 4.88 | HITACHI(HE) |  | 1 | 1 | 0 | 1 | Flow 1: Port → Site | SHU | HITACHI
4131 | PRL-SHU-046-A1 | HVDC-ADOPT-HE-0317-1 | SHU | EQ-101 | 190970 | 1 | Indoor | Control Cubicle Transformer Switchyard Interface 12B | 253 | 193 | 105 | 5.127 | 310 | 660 | Stackable 2 tier | 85441098 | SEK | 566635 | EY | SWEDEN | Billund | Abu Dhabi Airport | 2025-03-07 | 2025-03-11 | [11 empty] | 2025-03-13 |  |  | CASE_LIST |  | 1 | site | SHU | 2025-03-13 | site | 0 | 1 | 1 | 2 | 4.88 | 2 | 4.88 | HITACHI(HE) |  | 1 | 1 | 0 | 1 | Flow 1: Port → Site | SHU | HITACHI
4132 | PRL-SHU-046-A1 | HVDC-ADOPT-HE-0317-1 | SHU | EQ-101 | 190971 | 1 | Indoor | Control Cubicle Transformer Switchyard Interface 13A | 253 | 193 | 105 | 5.127 | 305 | 655 | Stackable 2 tier | 85451098 | SEK | 566635 | EY | SWEDEN | Billund | Abu Dhabi Airport | 2025-03-07 | 2025-03-11 | [11 empty] | 2025-03-13 |  |  | CASE_LIST |  | 1 | site | SHU | 2025-03-13 | site | 0 | 1 | 1 | 2 | 4.88 | 2 | 4.88 | HITACHI(HE) |  | 1 | 1 | 0 | 1 | Flow 1: Port → Site | SHU | HITACHI
4133 | PRL-SHU-046-A1 | HVDC-ADOPT-HE-0317-1 | SHU | EQ-101 | 190972 | 1 | Indoor | Control Cubicle Transformer Switchyard Interface 13B | 253 | 193 | 105 | 5.127 | 300 | 650 | Stackable 2 tier | 85461098 | SEK | 566635 | EY | SWEDEN | Billund | Abu Dhabi Airport | 2025-03-07 | 2025-03-11 | [11 empty] | 2025-03-13 |  |  | CASE_LIST |  | 1 | site | SHU | 2025-03-13 | site | 0 | 1 | 1 | 2 | 4.88 | 2 | 4.88 | HITACHI(HE) |  | 1 | 1 | 0 | 1 | Flow 1: Port → Site | SHU | HITACHI
4709 | PRL-CS-024-O2 SPARE | HVDC-ADOPT-HE-0316 | DAS | EQ-031 | 208633 | 1 | Indoor | Spare HP 12 AC Filter Resistor | 325 | 260 | 270 | 22.815 | 1050 | 1800 | Stackable 1 tier | 85332900 | SEK | 362330.6 | MORNING PEACE | BELGIUM | Antwerp | Khalifa port | 2025-03-19 | 2025-04-29 |  | 2025-05-03 |  |  |  |  | 2025-08-05 | [5 empty] | 2025-08-20 |  | CASE_LIST | 1 | 1 | site | DAS | 2025-08-20 | site | 2 | 3 | -1 | 2 | 8.45 | 1 | 8.45 | HITACHI(HE) |  | 1 | 3 | 2 | 4 | Flow 4: Port → WH → MOSB → Site | DAS | HITACHI
4710 | PRL-CS-024-O2 SPARE | HVDC-ADOPT-HE-0316 | AGI | EQ-031 | 365638 | 1 | Indoor | Spare HP 12 AC Filter Resistor | 325 | 260 | 270 | 22.815 | 1050 | 1800 | Stackable 1 tier | 85332900 | SEK | 362330.6 | MORNING PEACE | BELGIUM | Antwerp | Khalifa port | 2025-03-19 | 2025-04-29 |  | 2025-05-03 | [12 empty] | CASE_LIST | 1 |  | warehouse | DSV Indoor | 2025-05-03 | warehouse | 1 | 1 | -1 | 0 | 8.45 | 1 | 8.45 | HITACHI(HE) |  | 0 | 1 | 1 | 2 | Flow 2: Port → WH → Site | DSV Indoor | HITACHI
4697 | PRL-CS-024-O2 | HVDC-ADOPT-HE-0315 | DAS | EQ-031 | 208624 | 1 | Indoor | HP 12 AC Filter Resistor | 325 | 260 | 270 | 22.815 | 1100 | 1850 | Stackable 1 tier | 85332900 | SEK | 362330.6 | MORNING PEACE | BELGIUM | Antwerp | Khalifa port | 2025-03-19 | 2025-04-29 |  | 2025-05-03 | [10 empty] | 2025-07-26 |  | CASE_LIST | 1 | 1 | site | DAS | 2025-07-26 | site | 1 | 2 | 0 | 2 | 8.45 | 1 | 8.45 | HITACHI(HE) |  | 1 | 2 | 1 | 2 | Flow 2: Port → WH → Site | DAS | HITACHI
4698 | PRL-CS-024-O2 | HVDC-ADOPT-HE-0315 | DAS | EQ-031 | 208625 | 1 | Indoor | HP 12 AC Filter Resistor | 325 | 260 | 270 | 22.815 | 1100 | 1850 | Stackable 1 tier | 85332900 | SEK | 362330.6 | MORNING PEACE | BELGIUM | Antwerp | Khalifa port | 2025-03-19 | 2025-04-29 |  | 2025-05-03 | [10 empty] | 2025-07-26 |  | CASE_LIST | 1 | 1 | site | DAS | 2025-07-26 | site | 1 | 2 | 0 | 2 | 8.45 | 1 | 8.45 | HITACHI(HE) |  | 1 | 2 | 1 | 2 | Flow 2: Port → WH → Site | DAS | HITACHI
4699 | PRL-CS-024-O2 | HVDC-ADOPT-HE-0315 | DAS | EQ-031 | 208627 | 1 | Indoor | HP 12 AC Filter Resistor | 325 | 260 | 270 | 22.815 | 1100 | 1850 | Stackable 1 tier | 85332900 | SEK | 362330.6 | MORNING PEACE | BELGIUM | Antwerp | Khalifa port | 2025-03-19 | 2025-04-29 |  | 2025-05-03 | [10 empty] | 2025-07-26 |  | CASE_LIST | 1 | 1 | site | DAS | 2025-07-26 | site | 1 | 2 | 0 | 2 | 8.45 | 1 | 8.45 | HITACHI(HE) |  | 1 | 2 | 1 | 2 | Flow 2: Port → WH → Site | DAS | HITACHI
4700 | PRL-CS-024-O2 | HVDC-ADOPT-HE-0315 | DAS | EQ-031 | 208628 | 1 | Indoor | HP 12 AC Filter Resistor | 325 | 260 | 270 | 22.815 | 1100 | 1850 | Stackable 1 tier | 85332900 | SEK | 362330.6 | MORNING PEACE | BELGIUM | Antwerp | Khalifa port | 2025-03-19 | 2025-04-29 |  | 2025-05-03 | [10 empty] | 2025-07-26 |  | CASE_LIST | 1 | 1 | site | DAS | 2025-07-26 | site | 1 | 2 | 0 | 2 | 8.45 | 1 | 8.45 | HITACHI(HE) |  | 1 | 2 | 1 | 2 | Flow 2: Port → WH → Site | DAS | HITACHI
4701 | PRL-CS-024-O2 | HVDC-ADOPT-HE-0315 | DAS | EQ-031 | 208630 | 1 | Indoor | HP 12 AC Filter Resistor | 325 | 260 | 270 | 22.815 | 1100 | 1850 | Stackable 1 tier | 85332900 | SEK | 362330.6 | MORNING PEACE | BELGIUM | Antwerp | Khalifa port | 2025-03-19 | 2025-04-29 |  | 2025-05-03 | [10 empty] | 2025-07-26 |  | CASE_LIST | 1 | 1 | site | DAS | 2025-07-26 | site | 1 | 2 | 0 | 2 | 8.45 | 1 | 8.45 | HITACHI(HE) |  | 1 | 2 | 1 | 2 | Flow 2: Port → WH → Site | DAS | HITACHI
4702 | PRL-CS-024-O2 | HVDC-ADOPT-HE-0315 | DAS | EQ-031 | 208631 | 1 | Indoor | HP 12 AC Filter Resistor | 325 | 260 | 270 | 22.815 | 1100 | 1850 | Stackable 1 tier | 85332900 | SEK | 362330.6 | MORNING PEACE | BELGIUM | Antwerp | Khalifa port | 2025-03-19 | 2025-04-29 |  | 2025-05-03 | [10 empty] | 2025-07-26 |  | CASE_LIST | 1 | 1 | site | DAS | 2025-07-26 | site | 1 | 2 | 0 | 2 | 8.45 | 1 | 8.45 | HITACHI(HE) |  | 1 | 2 | 1 | 2 | Flow 2: Port → WH → Site | DAS | HITACHI
4703 | PRL-CS-024-O2 | HVDC-ADOPT-HE-0315 | AGI | EQ-031 | 365629 | 1 | Indoor | HP 12 AC Filter Resistor | 325 | 260 | 270 | 22.815 | 1100 | 1850 | Stackable 1 tier | 85332900 | SEK | 362330.6 | MORNING PEACE | BELGIUM | Antwerp | Khalifa port | 2025-03-19 | 2025-04-29 |  | 2025-05-03 | [12 empty] | CASE_LIST | 1 |  | warehouse | DSV Indoor | 2025-05-03 | warehouse | 1 | 1 | -1 | 0 | 8.45 | 1 | 8.45 | HITACHI(HE) |  | 0 | 1 | 1 | 2 | Flow 2: Port → WH → Site | DSV Indoor | HITACHI
4704 | PRL-CS-024-O2 | HVDC-ADOPT-HE-0315 | AGI | EQ-031 | 365630 | 1 | Indoor | HP 12 AC Filter Resistor | 325 | 260 | 270 | 22.815 | 1100 | 1850 | Stackable 1 tier | 85332900 | SEK | 362330.6 | MORNING PEACE | BELGIUM | Antwerp | Khalifa port | 2025-03-19 | 2025-04-29 |  | 2025-05-03 | [12 empty] | CASE_LIST | 1 |  | warehouse | DSV Indoor | 2025-05-03 | warehouse | 1 | 1 | -1 | 0 | 8.45 | 1 | 8.45 | HITACHI(HE) |  | 0 | 1 | 1 | 2 | Flow 2: Port → WH → Site | DSV Indoor | HITACHI
4705 | PRL-CS-024-O2 | HVDC-ADOPT-HE-0315 | AGI | EQ-031 | 365632 | 1 | Indoor | HP 12 AC Filter Resistor | 325 | 260 | 270 | 22.815 | 1100 | 1850 | Stackable 1 tier | 85332900 | SEK | 362330.6 | MORNING PEACE | BELGIUM | Antwerp | Khalifa port | 2025-03-19 | 2025-04-29 |  | 2025-05-03 | [12 empty] | CASE_LIST | 1 |  | warehouse | DSV Indoor | 2025-05-03 | warehouse | 1 | 1 | -1 | 0 | 8.45 | 1 | 8.45 | HITACHI(HE) |  | 0 | 1 | 1 | 2 | Flow 2: Port → WH → Site | DSV Indoor | HITACHI
4706 | PRL-CS-024-O2 | HVDC-ADOPT-HE-0315 | AGI | EQ-031 | 365633 | 1 | Indoor | HP 12 AC Filter Resistor | 325 | 260 | 270 | 22.815 | 1100 | 1850 | Stackable 1 tier | 85332900 | SEK | 362330.6 | MORNING PEACE | BELGIUM | Antwerp | Khalifa port | 2025-03-19 | 2025-04-29 |  | 2025-05-03 | [12 empty] | CASE_LIST | 1 |  | warehouse | DSV Indoor | 2025-05-03 | warehouse | 1 | 1 | -1 | 0 | 8.45 | 1 | 8.45 | HITACHI(HE) |  | 0 | 1 | 1 | 2 | Flow 2: Port → WH → Site | DSV Indoor | HITACHI
4707 | PRL-CS-024-O2 | HVDC-ADOPT-HE-0315 | AGI | EQ-031 | 365635 | 1 | Indoor | HP 12 AC Filter Resistor | 325 | 260 | 270 | 22.815 | 1100 | 1850 | Stackable 1 tier | 85332900 | SEK | 362330.6 | MORNING PEACE | BELGIUM | Antwerp | Khalifa port | 2025-03-19 | 2025-04-29 |  | 2025-05-03 | [12 empty] | CASE_LIST | 1 |  | warehouse | DSV Indoor | 2025-05-03 | warehouse | 1 | 1 | -1 | 0 | 8.45 | 1 | 8.45 | HITACHI(HE) |  | 0 | 1 | 1 | 2 | Flow 2: Port → WH → Site | DSV Indoor | HITACHI
4708 | PRL-CS-024-O2 | HVDC-ADOPT-HE-0315 | AGI | EQ-031 | 365636 | 1 | Indoor | HP 12 AC Filter Resistor | 325 | 260 | 270 | 22.815 | 1100 | 1850 | Stackable 1 tier | 85332900 | SEK | 362330.6 | MORNING PEACE | BELGIUM | Antwerp | Khalifa port | 2025-03-19 | 2025-04-29 |  | 2025-05-03 | [12 empty] | CASE_LIST | 1 |  | warehouse | DSV Indoor | 2025-05-03 | warehouse | 1 | 1 | -1 | 0 | 8.45 | 1 | 8.45 | HITACHI(HE) |  | 0 | 1 | 1 | 2 | Flow 2: Port → WH → Site | DSV Indoor | HITACHI
4230 | PRL-DAS-029-O | HVDC-ADOPT-HE-0314 | DAS | EQ-101 | 191039 | 1 | Indoor | Control Cubicle Optical Distribution Frame 11A | 253 | 190 | 105 | 5.047 | 220 | 650 | Stackable 3 tier | 85371098 | SEK | 1133270 | ALETTE MAERSK | SWEDEN | Gothenburg | Khalifa port | 2025-02-27 | 2025-04-06 |  |  | 2025-04-23 | [9 empty] | 2025-07-21 |  | CASE_LIST | 1 | 1 | site | DAS | 2025-07-21 | site | 1 | 2 | 0 | 2 | 4.81 | 3 | 4.81 | HITACHI(HE) |  | 1 | 2 | 1 | 2 | Flow 2: Port → WH → Site | DAS | HITACHI
4231 | PRL-DAS-029-O | HVDC-ADOPT-HE-0314 | DAS | EQ-101 | 191040 | 1 | Indoor | Control Cubicle Optical Distribution Frame 11B | 253 | 190 | 105 | 5.047 | 220 | 650 | Stackable 3 tier | 85371098 | SEK | 1133270 | ALETTE MAERSK | SWEDEN | Gothenburg | Khalifa port | 2025-02-27 | 2025-04-06 |  |  | 2025-04-23 | [9 empty] | 2025-07-21 |  | CASE_LIST | 1 | 1 | site | DAS | 2025-07-21 | site | 1 | 2 | 0 | 2 | 4.81 | 3 | 4.81 | HITACHI(HE) |  | 1 | 2 | 1 | 2 | Flow 2: Port → WH → Site | DAS | HITACHI
4232 | PRL-DAS-029-O | HVDC-ADOPT-HE-0314 | DAS | EQ-101 | 191041 | 1 | Indoor | Control Cubicle Optical Distribution Frame 12A | 253 | 190 | 105 | 5.047 | 220 | 650 | Stackable 3 tier | 85371098 | SEK | 1133270 | ALETTE MAERSK | SWEDEN | Gothenburg | Khalifa port | 2025-02-27 | 2025-04-06 |  |  | 2025-04-23 | [9 empty] | 2025-07-21 |  | CASE_LIST | 1 | 1 | site | DAS | 2025-07-21 | site | 1 | 2 | 0 | 2 | 4.81 | 3 | 4.81 | HITACHI(HE) |  | 1 | 2 | 1 | 2 | Flow 2: Port → WH → Site | DAS | HITACHI
4233 | PRL-DAS-029-O | HVDC-ADOPT-HE-0314 | DAS | EQ-101 | 191042 | 1 | Indoor | Control Cubicle Optical Distribution Frame 12B | 253 | 190 | 105 | 5.047 | 220 | 650 | Stackable 3 tier | 85371098 | SEK | 1133270 | ALETTE MAERSK | SWEDEN | Gothenburg | Khalifa port | 2025-02-27 | 2025-04-06 |  |  | 2025-04-23 | [9 empty] | 2025-07-21 |  | CASE_LIST | 1 | 1 | site | DAS | 2025-07-21 | site | 1 | 2 | 0 | 2 | 4.81 | 3 | 4.81 | HITACHI(HE) |  | 1 | 2 | 1 | 2 | Flow 2: Port → WH → Site | DAS | HITACHI
4234 | PRL-DAS-029-O | HVDC-ADOPT-HE-0314 | DAS | EQ-101 | 191043 | 1 | Indoor | Control Cubicle Optical Distribution Frame 13A | 253 | 190 | 105 | 5.047 | 220 | 650 | Stackable 3 tier | 85371098 | SEK | 1133270 | ALETTE MAERSK | SWEDEN | Gothenburg | Khalifa port | 2025-02-27 | 2025-04-06 |  |  | 2025-04-23 | [9 empty] | 2025-07-21 |  | CASE_LIST | 1 | 1 | site | DAS | 2025-07-21 | site | 1 | 2 | 0 | 2 | 4.81 | 3 | 4.81 | HITACHI(HE) |  | 1 | 2 | 1 | 2 | Flow 2: Port → WH → Site | DAS | HITACHI
4235 | PRL-DAS-029-O | HVDC-ADOPT-HE-0314 | DAS | EQ-101 | 191044 | 1 | Indoor | Control Cubicle Optical Distribution Frame 13B | 253 | 190 | 105 | 5.047 | 220 | 650 | Stackable 3 tier | 85371098 | SEK | 1133270 | ALETTE MAERSK | SWEDEN | Gothenburg | Khalifa port | 2025-02-27 | 2025-04-06 |  |  | 2025-04-23 | [9 empty] | 2025-07-21 |  | CASE_LIST | 1 | 1 | site | DAS | 2025-07-21 | site | 1 | 2 | 0 | 2 | 4.81 | 3 | 4.81 | HITACHI(HE) |  | 1 | 2 | 1 | 2 | Flow 2: Port → WH → Site | DAS | HITACHI
4236 | PRL-DAS-029-O | HVDC-ADOPT-HE-0314 | DAS | EQ-101 | 191045 | 1 | Indoor | Control Cubicle Optical Distribution Frame 1A, | 253 | 190 | 105 | 5.047 | 220 | 650 | Stackable 3 tier | 85371098 | SEK | 1133270 | ALETTE MAERSK | SWEDEN | Gothenburg | Khalifa port | 2025-02-27 | 2025-04-06 |  |  | 2025-04-23 | [9 empty] | 2025-07-21 |  | CASE_LIST | 1 | 1 | site | DAS | 2025-07-21 | site | 1 | 2 | 0 | 2 | 4.81 | 3 | 4.81 | HITACHI(HE) |  | 1 | 2 | 1 | 2 | Flow 2: Port → WH → Site | DAS | HITACHI
4570 | PRL-O-010-A2 Spare | HVDC-ADOPT-HE-0313 | SHU | EQ-011 | 191504 | 1 | Outdoor | Spare Capacitor (DGD) | 100 | 45 | 46 | 0.207 | 20.5 | 50.5 | Not stackable | 85321000 | SEK | 19051.2 | EY0082 | ITALY | Milan | Abu Dhabi Airport | 2025-04-13 | 2025-04-13 | [11 empty] | 2025-04-20 |  |  | CASE_LIST |  | 1 | site | SHU | 2025-04-20 | site | 0 | 1 | 1 | 2 | 0.45 | 0 | 0.45 | HITACHI(HE) |  | 1 | 1 | 0 | 1 | Flow 1: Port → Site | SHU | HITACHI
4571 | PRL-O-010-A2 Spare | HVDC-ADOPT-HE-0313 | MIR | EQ-011 | 280299 | 1 | Outdoor | Spare Capacitor (DGD) | 100 | 45 | 46 | 0.207 | 17.5 | 45.5 | Not stackable | 85321000 | SEK | 18118.08 | EY0082 | ITALY | Milan | Abu Dhabi Airport | 2025-04-13 | 2025-04-13 | [10 empty] | 2025-04-20 |  |  |  | CASE_LIST |  | 1 | site | MIR | 2025-04-20 | site | 0 | 1 | 1 | 2 | 0.45 | 0 | 0.45 | HITACHI(HE) |  | 1 | 1 | 0 | 1 | Flow 1: Port → Site | MIR | HITACHI
4568 | PRL-O-010-A1 | HVDC-ADOPT-HE-0312 | SHU | EQ-011 | 191503 | 1 | Outdoor | Capacitor Bank (DGD) | 301 | 69 | 126 | 2.6169 | 456 | 706 | Not stackable | 85321000 | SEK | 291794.4 | EY0082 | ITALY | Milan | Abu Dhabi Airport | 2025-04-13 | 2025-04-13 | [11 empty] | 2025-04-20 |  |  | CASE_LIST |  | 1 | site | SHU | 2025-04-20 | site | 0 | 1 | 1 | 2 | 2.08 | 0 | 2.08 | HITACHI(HE) |  | 1 | 1 | 0 | 1 | Flow 1: Port → Site | SHU | HITACHI
4569 | PRL-O-010-A1 | HVDC-ADOPT-HE-0312 | MIR | EQ-011 | 280298 | 1 | Outdoor | Capacitor Bank (DGD) | 301 | 69 | 121 | 2.513 | 396 | 621 | Not stackable | 85321000 | SEK | 286986.2 | EY0082 | ITALY | Milan | Abu Dhabi Airport | 2025-04-13 | 2025-04-13 | [10 empty] | 2025-04-20 |  |  |  | CASE_LIST |  | 1 | site | MIR | 2025-04-20 | site | 0 | 1 | 1 | 2 | 2.08 | 0 | 2.08 | HITACHI(HE) |  | 1 | 1 | 0 | 1 | Flow 1: Port → Site | MIR | HITACHI
4225 | PRL-SHU-045-O2 | HVDC-ADOPT-HE-0311-2 | SHU | EQ-352 | 191693 | 1 | Indoor | Aluminium Busbar Tube 160 x 6 mm | 803 | 51 | 27 | 1.1057 | 190 | 202 | Stackable | 85049090 | SEK | 15857.62 | ALETTE MAERSK | BELGIUM | Antwerp | Khalifa port | 2025-03-10 | 2025-04-06 |  |  | 2025-04-23 | [8 empty] | 2025-06-02 |  |  | CASE_LIST | 1 | 1 | site | SHU | 2025-06-02 | site | 1 | 2 | 0 | 2 | 4.1 | 1 | 4.1 | HITACHI(HE) |  | 1 | 2 | 1 | 2 | Flow 2: Port → WH → Site | SHU | HITACHI
4226 | PRL-SHU-045-O2 | HVDC-ADOPT-HE-0311-2 | SHU | EQ-352 | 191694 | 1 | Indoor | Aluminium Busbar Tube 160 x 6 mm | 803 | 67 | 27 | 1.4526 | 253 | 267 | Stackable | 85049090 | SEK | 15857.62 | ALETTE MAERSK | BELGIUM | Antwerp | Khalifa port | 2025-03-10 | 2025-04-06 |  |  | 2025-04-23 | [8 empty] | 2025-06-02 |  |  | CASE_LIST | 1 | 1 | site | SHU | 2025-06-02 | site | 1 | 2 | 0 | 2 | 5.38 | 1 | 5.38 | HITACHI(HE) |  | 1 | 2 | 1 | 2 | Flow 2: Port → WH → Site | SHU | HITACHI
4227 | PRL-SHU-045-O2 | HVDC-ADOPT-HE-0311-2 | SHU | EQ-352 | 191695 | 1 | Indoor | Aluminium Busbar Tube 160 x 6 mm | 803 | 51 | 27 | 1.1057 | 189 | 201 | Stackable | 85049090 | SEK | 15857.62 | ALETTE MAERSK | BELGIUM | Antwerp | Khalifa port | 2025-03-10 | 2025-04-06 |  |  | 2025-04-23 | [8 empty] | 2025-06-02 |  |  | CASE_LIST | 1 | 1 | site | SHU | 2025-06-02 | site | 1 | 2 | 0 | 2 | 4.1 | 1 | 4.1 | HITACHI(HE) |  | 1 | 2 | 1 | 2 | Flow 2: Port → WH → Site | SHU | HITACHI
4228 | PRL-SHU-045-O2 | HVDC-ADOPT-HE-0311-2 | SHU | EQ-352 | 191704 | 1 | Indoor | Aluminium Busbar Tube 160 x 6 mm | 853 | 67 | 27 | 1.5431 | 268 | 282 | Stackable | 85049090 | SEK | 15857.62 | ALETTE MAERSK | BELGIUM | Antwerp | Khalifa port | 2025-03-10 | 2025-04-06 |  |  | 2025-04-23 | [8 empty] | 2025-06-02 |  |  | CASE_LIST | 1 | 1 | site | SHU | 2025-06-02 | site | 1 | 2 | 0 | 2 | 5.72 | 1 | 5.72 | HITACHI(HE) |  | 1 | 2 | 1 | 2 | Flow 2: Port → WH → Site | SHU | HITACHI
4229 | PRL-SHU-045-O2 | HVDC-ADOPT-HE-0311-2 | SHU | EQ-352 | 191705 | 1 | Indoor | Aluminium Busbar Tube 160 x 6 mm | 853 | 67 | 27 | 1.5431 | 268 | 282 | Stackable | 85049090 | SEK | 15857.62 | ALETTE MAERSK | BELGIUM | Antwerp | Khalifa port | 2025-03-10 | 2025-04-06 |  |  | 2025-04-23 | [8 empty] | 2025-06-02 |  |  | CASE_LIST | 1 | 1 | site | SHU | 2025-06-02 | site | 1 | 2 | 0 | 2 | 5.72 | 1 | 5.72 | HITACHI(HE) |  | 1 | 2 | 1 | 2 | Flow 2: Port → WH → Site | SHU | HITACHI
4170 | PRL-SHU-045-O | HVDC-ADOPT-HE-0311-1 | SHU | EQ-352 | 191655 | 1 | Indoor | Aluminium Busbar Tube 160 x 6 mm | 103 | 67 | 27 | 0.18633 | 35 | 46 | Stackable | 85049090 | SEK | 15857.62 | ANE MAERSK | BELGIUM | Antwerp | Khalifa port | 2025-02-26 | 2025-03-27 |  |  | 2025-04-07 | [8 empty] | 2025-06-02 |  |  | CASE_LIST | 1 | 1 | site | SHU | 2025-06-02 | site | 1 | 2 | 0 | 2 | 0.69 | 1 | 0.69 | HITACHI(HE) |  | 1 | 2 | 1 | 2 | Flow 2: Port → WH → Site | SHU | HITACHI
4171 | PRL-SHU-045-O | HVDC-ADOPT-HE-0311-1 | SHU | EQ-352 | 191656 | 1 | Indoor | Aluminium Busbar Tube 160 x 6 mm | 103 | 67 | 27 | 0.18633 | 31 | 42 | Stackable | 85049090 | SEK | 15857.62 | ANE MAERSK | BELGIUM | Antwerp | Khalifa port | 2025-02-26 | 2025-03-27 |  |  | 2025-04-07 | [8 empty] | 2025-06-02 |  |  | CASE_LIST | 1 | 1 | site | SHU | 2025-06-02 | site | 1 | 2 | 0 | 2 | 0.69 | 1 | 0.69 | HITACHI(HE) |  | 1 | 2 | 1 | 2 | Flow 2: Port → WH → Site | SHU | HITACHI
4172 | PRL-SHU-045-O | HVDC-ADOPT-HE-0311-1 | SHU | EQ-352 | 191657 | 1 | Indoor | Aluminium Busbar Tube 160 x 6 mm | 103 | 67 | 27 | 0.18633 | 32 | 43 | Stackable | 85049090 | SEK | 15857.62 | ANE MAERSK | BELGIUM | Antwerp | Khalifa port | 2025-02-26 | 2025-03-27 |  |  | 2025-04-07 | [8 empty] | 2025-06-02 |  |  | CASE_LIST | 1 | 1 | site | SHU | 2025-06-02 | site | 1 | 2 | 0 | 2 | 0.69 | 1 | 0.69 | HITACHI(HE) |  | 1 | 2 | 1 | 2 | Flow 2: Port → WH → Site | SHU | HITACHI
4173 | PRL-SHU-045-O | HVDC-ADOPT-HE-0311-1 | SHU | EQ-352 | 191658 | 1 | Indoor | Aluminium Busbar Tube 160 x 6 mm | 303 | 67 | 27 | 0.54813 | 96 | 110 | Stackable | 85049090 | SEK | 15857.62 | ANE MAERSK | BELGIUM | Antwerp | Khalifa port | 2025-02-26 | 2025-03-27 |  |  | 2025-04-07 | [8 empty] | 2025-06-02 |  |  | CASE_LIST | 1 | 1 | site | SHU | 2025-06-02 | site | 1 | 2 | 0 | 2 | 2.03 | 1 | 2.03 | HITACHI(HE) |  | 1 | 2 | 1 | 2 | Flow 2: Port → WH → Site | SHU | HITACHI
4174 | PRL-SHU-045-O | HVDC-ADOPT-HE-0311-1 | SHU | EQ-352 | 191659 | 1 | Indoor | Aluminium Busbar Tube 160 x 6 mm | 303 | 67 | 27 | 0.54813 | 96 | 110 | Stackable | 85049090 | SEK | 15857.62 | ANE MAERSK | BELGIUM | Antwerp | Khalifa port | 2025-02-26 | 2025-03-27 |  |  | 2025-04-07 | [8 empty] | 2025-06-02 |  |  | CASE_LIST | 1 | 1 | site | SHU | 2025-06-02 | site | 1 | 2 | 0 | 2 | 2.03 | 1 | 2.03 | HITACHI(HE) |  | 1 | 2 | 1 | 2 | Flow 2: Port → WH → Site | SHU | HITACHI
4175 | PRL-SHU-045-O | HVDC-ADOPT-HE-0311-1 | SHU | EQ-352 | 191660 | 1 | Indoor | Aluminium Busbar Tube 160 x 6 mm | 303 | 67 | 27 | 0.54813 | 97 | 111 | Stackable | 85049090 | SEK | 15857.62 | ANE MAERSK | BELGIUM | Antwerp | Khalifa port | 2025-02-26 | 2025-03-27 |  |  | 2025-04-07 | [8 empty] | 2025-06-02 |  |  | CASE_LIST | 1 | 1 | site | SHU | 2025-06-02 | site | 1 | 2 | 0 | 2 | 2.03 | 1 | 2.03 | HITACHI(HE) |  | 1 | 2 | 1 | 2 | Flow 2: Port → WH → Site | SHU | HITACHI
4176 | PRL-SHU-045-O | HVDC-ADOPT-HE-0311-1 | SHU | EQ-352 | 191661 | 1 | Indoor | Aluminium Busbar Tube 160 x 6 mm | 303 | 67 | 27 | 0.54813 | 93 | 107 | Stackable | 85049090 | SEK | 15857.62 | ANE MAERSK | BELGIUM | Antwerp | Khalifa port | 2025-02-26 | 2025-03-27 |  |  | 2025-04-07 | [8 empty] | 2025-06-02 |  |  | CASE_LIST | 1 | 1 | site | SHU | 2025-06-02 | site | 1 | 2 | 0 | 2 | 2.03 | 1 | 2.03 | HITACHI(HE) |  | 1 | 2 | 1 | 2 | Flow 2: Port → WH → Site | SHU | HITACHI
4177 | PRL-SHU-045-O | HVDC-ADOPT-HE-0311-1 | SHU | EQ-352 | 191662 | 1 | Indoor | Aluminium Busbar Tube 160 x 6 mm | 403 | 67 | 27 | 0.72903 | 126 | 138 | Stackable | 85049090 | SEK | 15857.62 | ANE MAERSK | BELGIUM | Antwerp | Khalifa port | 2025-02-26 | 2025-03-27 |  |  | 2025-04-07 | [8 empty] | 2025-06-02 |  |  | CASE_LIST | 1 | 1 | site | SHU | 2025-06-02 | site | 1 | 2 | 0 | 2 | 2.7 | 1 | 2.7 | HITACHI(HE) |  | 1 | 2 | 1 | 2 | Flow 2: Port → WH → Site | SHU | HITACHI
4178 | PRL-SHU-045-O | HVDC-ADOPT-HE-0311-1 | SHU | EQ-352 | 191663 | 1 | Indoor | Aluminium Busbar Tube 160 x 6 mm | 403 | 67 | 27 | 0.72903 | 125 | 139 | Stackable | 85049090 | SEK | 15857.62 | ANE MAERSK | BELGIUM | Antwerp | Khalifa port | 2025-02-26 | 2025-03-27 |  |  | 2025-04-07 | [8 empty] | 2025-06-02 |  |  | CASE_LIST | 1 | 1 | site | SHU | 2025-06-02 | site | 1 | 2 | 0 | 2 | 2.7 | 1 | 2.7 | HITACHI(HE) |  | 1 | 2 | 1 | 2 | Flow 2: Port → WH → Site | SHU | HITACHI
4179 | PRL-SHU-045-O | HVDC-ADOPT-HE-0311-1 | SHU | EQ-352 | 191664 | 1 | Indoor | Aluminium Busbar Tube 160 x 6 mm | 403 | 67 | 27 | 0.72903 | 124 | 138 | Stackable | 85049090 | SEK | 15857.62 | ANE MAERSK | BELGIUM | Antwerp | Khalifa port | 2025-02-26 | 2025-03-27 |  |  | 2025-04-07 | [8 empty] | 2025-06-02 |  |  | CASE_LIST | 1 | 1 | site | SHU | 2025-06-02 | site | 1 | 2 | 0 | 2 | 2.7 | 1 | 2.7 | HITACHI(HE) |  | 1 | 2 | 1 | 2 | Flow 2: Port → WH → Site | SHU | HITACHI
4180 | PRL-SHU-045-O | HVDC-ADOPT-HE-0311-1 | SHU | EQ-352 | 191665 | 1 | Indoor | Aluminium Busbar Tube 160 x 6 mm | 403 | 35 | 27 | 0.38083 | 57 | 71 | Stackable | 85049090 | SEK | 15857.62 | ANE MAERSK | BELGIUM | Antwerp | Khalifa port | 2025-02-26 | 2025-03-27 |  |  | 2025-04-07 | [8 empty] | 2025-06-02 |  |  | CASE_LIST | 1 | 1 | site | SHU | 2025-06-02 | site | 1 | 2 | 0 | 2 | 1.41 | 1 | 1.41 | HITACHI(HE) |  | 1 | 2 | 1 | 2 | Flow 2: Port → WH → Site | SHU | HITACHI
4181 | PRL-SHU-045-O | HVDC-ADOPT-HE-0311-1 | SHU | EQ-352 | 191666 | 1 | Indoor | Aluminium Busbar Tube 160 x 6 mm | 503 | 51 | 27 | 0.69263 | 117 | 131 | Stackable | 85049090 | SEK | 15857.62 | ANE MAERSK | BELGIUM | Antwerp | Khalifa port | 2025-02-26 | 2025-03-27 |  |  | 2025-04-07 | [8 empty] | 2025-06-02 |  |  | CASE_LIST | 1 | 1 | site | SHU | 2025-06-02 | site | 1 | 2 | 0 | 2 | 2.57 | 1 | 2.57 | HITACHI(HE) |  | 1 | 2 | 1 | 2 | Flow 2: Port → WH → Site | SHU | HITACHI
4182 | PRL-SHU-045-O | HVDC-ADOPT-HE-0311-1 | SHU | EQ-352 | 191667 | 1 | Indoor | Aluminium Busbar Tube 160 x 6 mm | 503 | 35 | 27 | 0.47534 | 76 | 88 | Stackable | 85049090 | SEK | 15857.62 | ANE MAERSK | BELGIUM | Antwerp | Khalifa port | 2025-02-26 | 2025-03-27 |  |  | 2025-04-07 | [8 empty] | 2025-06-02 |  |  | CASE_LIST | 1 | 1 | site | SHU | 2025-06-02 | site | 1 | 2 | 0 | 2 | 1.76 | 1 | 1.76 | HITACHI(HE) |  | 1 | 2 | 1 | 2 | Flow 2: Port → WH → Site | SHU | HITACHI
4183 | PRL-SHU-045-O | HVDC-ADOPT-HE-0311-1 | SHU | EQ-352 | 191668 | 1 | Indoor | Aluminium Busbar Tube 160 x 6 mm | 503 | 51 | 27 | 0.69263 | 117 | 131 | Stackable | 85049090 | SEK | 15857.62 | ANE MAERSK | BELGIUM | Antwerp | Khalifa port | 2025-02-26 | 2025-03-27 |  |  | 2025-04-07 | [8 empty] | 2025-06-02 |  |  | CASE_LIST | 1 | 1 | site | SHU | 2025-06-02 | site | 1 | 2 | 0 | 2 | 2.57 | 1 | 2.57 | HITACHI(HE) |  | 1 | 2 | 1 | 2 | Flow 2: Port → WH → Site | SHU | HITACHI
4184 | PRL-SHU-045-O | HVDC-ADOPT-HE-0311-1 | SHU | EQ-352 | 191669 | 1 | Indoor | Aluminium Busbar Tube 160 x 6 mm | 503 | 20 | 27 | 0.27162 | 41 | 51 | Stackable | 85049090 | SEK | 15857.62 | ANE MAERSK | BELGIUM | Antwerp | Khalifa port | 2025-02-26 | 2025-03-27 |  |  | 2025-04-07 | [8 empty] | 2025-06-02 |  |  | CASE_LIST | 1 | 1 | site | SHU | 2025-06-02 | site | 1 | 2 | 0 | 2 | 1.01 | 1 | 1.01 | HITACHI(HE) |  | 1 | 2 | 1 | 2 | Flow 2: Port → WH → Site | SHU | HITACHI
4185 | PRL-SHU-045-O | HVDC-ADOPT-HE-0311-1 | SHU | EQ-352 | 191670 | 1 | Indoor | Aluminium Busbar Tube 160 x 6 mm | 603 | 51 | 27 | 0.83033 | 139 | 153 | Stackable | 85049090 | SEK | 15857.62 | ANE MAERSK | BELGIUM | Antwerp | Khalifa port | 2025-02-26 | 2025-03-27 |  |  | 2025-04-07 | [8 empty] | 2025-06-02 |  |  | CASE_LIST | 1 | 1 | site | SHU | 2025-06-02 | site | 1 | 2 | 0 | 2 | 3.08 | 1 | 3.08 | HITACHI(HE) |  | 1 | 2 | 1 | 2 | Flow 2: Port → WH → Site | SHU | HITACHI
4186 | PRL-SHU-045-O | HVDC-ADOPT-HE-0311-1 | SHU | EQ-352 | 191671 | 1 | Indoor | Aluminium Busbar Tube 160 x 6 mm | 603 | 51 | 27 | 0.83033 | 139 | 153 | Stackable | 85049090 | SEK | 15857.62 | ANE MAERSK | BELGIUM | Antwerp | Khalifa port | 2025-02-26 | 2025-03-27 |  |  | 2025-04-07 | [8 empty] | 2025-06-02 |  |  | CASE_LIST | 1 | 1 | site | SHU | 2025-06-02 | site | 1 | 2 | 0 | 2 | 3.08 | 1 | 3.08 | HITACHI(HE) |  | 1 | 2 | 1 | 2 | Flow 2: Port → WH → Site | SHU | HITACHI
4187 | PRL-SHU-045-O | HVDC-ADOPT-HE-0311-1 | SHU | EQ-352 | 191672 | 1 | Indoor | Aluminium Busbar Tube 160 x 6 mm | 603 | 51 | 27 | 0.83033 | 139 | 153 | Stackable | 85049090 | SEK | 15857.62 | ANE MAERSK | BELGIUM | Antwerp | Khalifa port | 2025-02-26 | 2025-03-27 |  |  | 2025-04-07 | [8 empty] | 2025-06-02 |  |  | CASE_LIST | 1 | 1 | site | SHU | 2025-06-02 | site | 1 | 2 | 0 | 2 | 3.08 | 1 | 3.08 | HITACHI(HE) |  | 1 | 2 | 1 | 2 | Flow 2: Port → WH → Site | SHU | HITACHI
4188 | PRL-SHU-045-O | HVDC-ADOPT-HE-0311-1 | SHU | EQ-352 | 191673 | 1 | Indoor | Aluminium Busbar Tube 160 x 6 mm | 903 | 67 | 27 | 1.6335 | 283 | 297 | Stackable | 85049090 | SEK | 15857.62 | ANE MAERSK | BELGIUM | Antwerp | Khalifa port | 2025-02-26 | 2025-03-27 |  |  | 2025-04-07 | [8 empty] | 2025-06-02 |  |  | CASE_LIST | 1 | 1 | site | SHU | 2025-06-02 | site | 1 | 2 | 0 | 2 | 6.05 | 1 | 6.05 | HITACHI(HE) |  | 1 | 2 | 1 | 2 | Flow 2: Port → WH → Site | SHU | HITACHI
4189 | PRL-SHU-045-O | HVDC-ADOPT-HE-0311-1 | SHU | EQ-352 | 191674 | 1 | Indoor | Aluminium Busbar Tube 160 x 6 mm | 903 | 67 | 27 | 1.6335 | 283 | 297 | Stackable | 85049090 | SEK | 15857.62 | ANE MAERSK | BELGIUM | Antwerp | Khalifa port | 2025-02-26 | 2025-03-27 |  |  | 2025-04-07 | [8 empty] | 2025-06-02 |  |  | CASE_LIST | 1 | 1 | site | SHU | 2025-06-02 | site | 1 | 2 | 0 | 2 | 6.05 | 1 | 6.05 | HITACHI(HE) |  | 1 | 2 | 1 | 2 | Flow 2: Port → WH → Site | SHU | HITACHI
4190 | PRL-SHU-045-O | HVDC-ADOPT-HE-0311-1 | SHU | EQ-352 | 191675 | 1 | Indoor | Aluminium Busbar Tube 160 x 6 mm | 903 | 67 | 27 | 1.6335 | 284 | 298 | Stackable | 85049090 | SEK | 15857.62 | ANE MAERSK | BELGIUM | Antwerp | Khalifa port | 2025-02-26 | 2025-03-27 |  |  | 2025-04-07 | [8 empty] | 2025-06-02 |  |  | CASE_LIST | 1 | 1 | site | SHU | 2025-06-02 | site | 1 | 2 | 0 | 2 | 6.05 | 1 | 6.05 | HITACHI(HE) |  | 1 | 2 | 1 | 2 | Flow 2: Port → WH → Site | SHU | HITACHI
4191 | PRL-SHU-045-O | HVDC-ADOPT-HE-0311-1 | SHU | EQ-352 | 191676 | 1 | Indoor | Aluminium Busbar Tube 160 x 6 mm | 1003 | 67 | 27 | 1.8144 | 316 | 330 | Stackable | 85049090 | SEK | 15857.62 | ANE MAERSK | BELGIUM | Antwerp | Khalifa port | 2025-02-26 | 2025-03-27 |  |  | 2025-04-07 | [8 empty] | 2025-06-02 |  |  | CASE_LIST | 1 | 1 | site | SHU | 2025-06-02 | site | 1 | 2 | 0 | 2 | 6.72 | 1 | 6.72 | HITACHI(HE) |  | 1 | 2 | 1 | 2 | Flow 2: Port → WH → Site | SHU | HITACHI
4192 | PRL-SHU-045-O | HVDC-ADOPT-HE-0311-1 | SHU | EQ-352 | 191677 | 1 | Indoor | Aluminium Busbar Tube 160 x 6 mm | 1003 | 67 | 27 | 1.8144 | 315 | 329 | Stackable | 85049090 | SEK | 15857.62 | ANE MAERSK | BELGIUM | Antwerp | Khalifa port | 2025-02-26 | 2025-03-27 |  |  | 2025-04-07 | [8 empty] | 2025-06-02 |  |  | CASE_LIST | 1 | 1 | site | SHU | 2025-06-02 | site | 1 | 2 | 0 | 2 | 6.72 | 1 | 6.72 | HITACHI(HE) |  | 1 | 2 | 1 | 2 | Flow 2: Port → WH → Site | SHU | HITACHI
4193 | PRL-SHU-045-O | HVDC-ADOPT-HE-0311-1 | SHU | EQ-352 | 191678 | 1 | Indoor | Aluminium Busbar Tube 160 x 6 mm | 1003 | 67 | 27 | 1.8144 | 315 | 329 | Stackable | 85049090 | SEK | 15857.62 | ANE MAERSK | BELGIUM | Antwerp | Khalifa port | 2025-02-26 | 2025-03-27 |  |  | 2025-04-07 | [8 empty] | 2025-06-02 |  |  | CASE_LIST | 1 | 1 | site | SHU | 2025-06-02 | site | 1 | 2 | 0 | 2 | 6.72 | 1 | 6.72 | HITACHI(HE) |  | 1 | 2 | 1 | 2 | Flow 2: Port → WH → Site | SHU | HITACHI
4194 | PRL-SHU-045-O | HVDC-ADOPT-HE-0311-1 | SHU | EQ-352 | 191679 | 1 | Indoor | Aluminium Busbar Tube 160 x 6 mm | 1003 | 20 | 27 | 0.54162 | 82 | 96 | Stackable | 85049090 | SEK | 15857.62 | ANE MAERSK | BELGIUM | Antwerp | Khalifa port | 2025-02-26 | 2025-03-27 |  |  | 2025-04-07 | [8 empty] | 2025-06-02 |  |  | CASE_LIST | 1 | 1 | site | SHU | 2025-06-02 | site | 1 | 2 | 0 | 2 | 2.01 | 1 | 2.01 | HITACHI(HE) |  | 1 | 2 | 1 | 2 | Flow 2: Port → WH → Site | SHU | HITACHI
4195 | PRL-SHU-045-O | HVDC-ADOPT-HE-0311-1 | SHU | EQ-352 | 191680 | 1 | Indoor | Aluminium Busbar Tube 160 x 6 mm | 453 | 67 | 27 | 0.81948 | 145 | 159 | Stackable | 85049090 | SEK | 15857.62 | ANE MAERSK | BELGIUM | Antwerp | Khalifa port | 2025-02-26 | 2025-03-27 |  |  | 2025-04-07 | [8 empty] | 2025-06-02 |  |  | CASE_LIST | 1 | 1 | site | SHU | 2025-06-02 | site | 1 | 2 | 0 | 2 | 3.04 | 1 | 3.04 | HITACHI(HE) |  | 1 | 2 | 1 | 2 | Flow 2: Port → WH → Site | SHU | HITACHI
4196 | PRL-SHU-045-O | HVDC-ADOPT-HE-0311-1 | SHU | EQ-352 | 191681 | 1 | Indoor | Aluminium Busbar Tube 160 x 6 mm | 453 | 67 | 27 | 0.81948 | 145 | 159 | Stackable | 85049090 | SEK | 15857.62 | ANE MAERSK | BELGIUM | Antwerp | Khalifa port | 2025-02-26 | 2025-03-27 |  |  | 2025-04-07 | [8 empty] | 2025-06-02 |  |  | CASE_LIST | 1 | 1 | site | SHU | 2025-06-02 | site | 1 | 2 | 0 | 2 | 3.04 | 1 | 3.04 | HITACHI(HE) |  | 1 | 2 | 1 | 2 | Flow 2: Port → WH → Site | SHU | HITACHI
4197 | PRL-SHU-045-O | HVDC-ADOPT-HE-0311-1 | SHU | EQ-352 | 191682 | 1 | Indoor | Aluminium Busbar Tube 160 x 6 mm | 453 | 67 | 27 | 0.81948 | 144 | 158 | Stackable | 85049090 | SEK | 15857.62 | ANE MAERSK | BELGIUM | Antwerp | Khalifa port | 2025-02-26 | 2025-03-27 |  |  | 2025-04-07 | [8 empty] | 2025-06-02 |  |  | CASE_LIST | 1 | 1 | site | SHU | 2025-06-02 | site | 1 | 2 | 0 | 2 | 3.04 | 1 | 3.04 | HITACHI(HE) |  | 1 | 2 | 1 | 2 | Flow 2: Port → WH → Site | SHU | HITACHI
4198 | PRL-SHU-045-O | HVDC-ADOPT-HE-0311-1 | SHU | EQ-352 | 191686 | 1 | Indoor | Aluminium Busbar Tube 160 x 6 mm | 653 | 51 | 27 | 0.89918 | 151 | 165 | Stackable | 85049090 | SEK | 15857.62 | ANE MAERSK | BELGIUM | Antwerp | Khalifa port | 2025-02-26 | 2025-03-27 |  |  | 2025-04-07 | [8 empty] | 2025-06-02 |  |  | CASE_LIST | 1 | 1 | site | SHU | 2025-06-02 | site | 1 | 2 | 0 | 2 | 3.33 | 1 | 3.33 | HITACHI(HE) |  | 1 | 2 | 1 | 2 | Flow 2: Port → WH → Site | SHU | HITACHI
4199 | PRL-SHU-045-O | HVDC-ADOPT-HE-0311-1 | SHU | EQ-352 | 191687 | 1 | Indoor | Aluminium Busbar Tube 160 x 6 mm | 653 | 51 | 27 | 0.89918 | 152 | 166 | Stackable | 85049090 | SEK | 15857.62 | ANE MAERSK | BELGIUM | Antwerp | Khalifa port | 2025-02-26 | 2025-03-27 |  |  | 2025-04-07 | [8 empty] | 2025-06-02 |  |  | CASE_LIST | 1 | 1 | site | SHU | 2025-06-02 | site | 1 | 2 | 0 | 2 | 3.33 | 1 | 3.33 | HITACHI(HE) |  | 1 | 2 | 1 | 2 | Flow 2: Port → WH → Site | SHU | HITACHI
4200 | PRL-SHU-045-O | HVDC-ADOPT-HE-0311-1 | SHU | EQ-352 | 191688 | 1 | Indoor | Aluminium Busbar Tube 160 x 6 mm | 953 | 67 | 27 | 1.724 | 301 | 315 | Stackable | 85049090 | SEK | 15857.62 | ANE MAERSK | BELGIUM | Antwerp | Khalifa port | 2025-02-26 | 2025-03-27 |  |  | 2025-04-07 | [8 empty] | 2025-06-02 |  |  | CASE_LIST | 1 | 1 | site | SHU | 2025-06-02 | site | 1 | 2 | 0 | 2 | 6.39 | 1 | 6.39 | HITACHI(HE) |  | 1 | 2 | 1 | 2 | Flow 2: Port → WH → Site | SHU | HITACHI
4201 | PRL-SHU-045-O | HVDC-ADOPT-HE-0311-1 | SHU | EQ-352 | 191689 | 1 | Indoor | Aluminium Busbar Tube 160 x 6 mm | 953 | 67 | 27 | 1.724 | 300 | 314 | Stackable | 85049090 | SEK | 15857.62 | ANE MAERSK | BELGIUM | Antwerp | Khalifa port | 2025-02-26 | 2025-03-27 |  |  | 2025-04-07 | [8 empty] | 2025-06-02 |  |  | CASE_LIST | 1 | 1 | site | SHU | 2025-06-02 | site | 1 | 2 | 0 | 2 | 6.39 | 1 | 6.39 | HITACHI(HE) |  | 1 | 2 | 1 | 2 | Flow 2: Port → WH → Site | SHU | HITACHI
4202 | PRL-SHU-045-O | HVDC-ADOPT-HE-0311-1 | SHU | EQ-352 | 191690 | 1 | Indoor | Aluminium Busbar Tube 160 x 6 mm | 1053 | 67 | 27 | 1.9049 | 331 | 345 | Stackable | 85049090 | SEK | 15857.62 | ANE MAERSK | BELGIUM | Antwerp | Khalifa port | 2025-02-26 | 2025-03-27 |  |  | 2025-04-07 | [8 empty] | 2025-06-02 |  |  | CASE_LIST | 1 | 1 | site | SHU | 2025-06-02 | site | 1 | 2 | 0 | 2 | 7.06 | 1 | 7.06 | HITACHI(HE) |  | 1 | 2 | 1 | 2 | Flow 2: Port → WH → Site | SHU | HITACHI
4203 | PRL-SHU-045-O | HVDC-ADOPT-HE-0311-1 | SHU | EQ-352 | 191691 | 1 | Indoor | Aluminium Busbar Tube 160 x 6 mm | 703 | 51 | 27 | 0.96803 | 166 | 178 | Stackable | 85049090 | SEK | 15857.62 | ANE MAERSK | BELGIUM | Antwerp | Khalifa port | 2025-02-26 | 2025-03-27 |  |  | 2025-04-07 | [8 empty] | 2025-06-02 |  |  | CASE_LIST | 1 | 1 | site | SHU | 2025-06-02 | site | 1 | 2 | 0 | 2 | 3.59 | 1 | 3.59 | HITACHI(HE) |  | 1 | 2 | 1 | 2 | Flow 2: Port → WH → Site | SHU | HITACHI
4204 | PRL-SHU-045-O | HVDC-ADOPT-HE-0311-1 | SHU | EQ-352 | 191692 | 1 | Indoor | Aluminium Busbar Tube 160 x 6 mm | 703 | 35 | 27 | 0.66434 | 110 | 118 | Stackable | 85049090 | SEK | 15857.62 | ANE MAERSK | BELGIUM | Antwerp | Khalifa port | 2025-02-26 | 2025-03-27 |  |  | 2025-04-07 | [8 empty] | 2025-06-02 |  |  | CASE_LIST | 1 | 1 | site | SHU | 2025-06-02 | site | 1 | 2 | 0 | 2 | 2.46 | 1 | 2.46 | HITACHI(HE) |  | 1 | 2 | 1 | 2 | Flow 2: Port → WH → Site | SHU | HITACHI
4205 | PRL-SHU-045-O | HVDC-ADOPT-HE-0311-1 | SHU | EQ-352 | 191683 | 1 | Indoor | Aluminium Busbar Tube 160 x 6 mm | 453 | 35 | 27 | 0.42808 | 69 | 79 | Stackable | 85049090 | SEK | 15857.62 | ANE MAERSK | BELGIUM | Antwerp | Khalifa port | 2025-02-26 | 2025-03-27 |  |  | 2025-04-07 | [8 empty] | 2025-06-02 |  |  | CASE_LIST | 1 | 1 | site | SHU | 2025-06-02 | site | 1 | 2 | 0 | 2 | 1.59 | 1 | 1.59 | HITACHI(HE) |  | 1 | 2 | 1 | 2 | Flow 2: Port → WH → Site | SHU | HITACHI
4206 | PRL-SHU-045-O | HVDC-ADOPT-HE-0311-1 | SHU | EQ-352 | 191684 | 1 | Indoor | Aluminium Busbar Tube 160 x 6 mm | 453 | 51 | 27 | 0.62378 | 105 | 119 | Stackable | 85049090 | SEK | 15857.62 | ANE MAERSK | BELGIUM | Antwerp | Khalifa port | 2025-02-26 | 2025-03-27 |  |  | 2025-04-07 | [8 empty] | 2025-06-02 |  |  | CASE_LIST | 1 | 1 | site | SHU | 2025-06-02 | site | 1 | 2 | 0 | 2 | 2.31 | 1 | 2.31 | HITACHI(HE) |  | 1 | 2 | 1 | 2 | Flow 2: Port → WH → Site | SHU | HITACHI
4207 | PRL-SHU-045-O | HVDC-ADOPT-HE-0311-1 | SHU | EQ-352 | 191685 | 1 | Indoor | Aluminium Busbar Tube 160 x 6 mm | 653 | 67 | 27 | 1.1813 | 205 | 219 | Stackable | 85049090 | SEK | 15857.62 | ANE MAERSK | BELGIUM | Antwerp | Khalifa port | 2025-02-26 | 2025-03-27 |  |  | 2025-04-07 | [8 empty] | 2025-06-02 |  |  | CASE_LIST | 1 | 1 | site | SHU | 2025-06-02 | site | 1 | 2 | 0 | 2 | 4.38 | 1 | 4.38 | HITACHI(HE) |  | 1 | 2 | 1 | 2 | Flow 2: Port → WH → Site | SHU | HITACHI
4208 | PRL-SHU-045-O | HVDC-ADOPT-HE-0311-1 | SHU | EQ-352 | 191696 | 1 | Indoor | Aluminium Busbar Tube 160 x 6 mm | 353 | 67 | 27 | 0.63858 | 112 | 126 | Stackable | 85049090 | SEK | 15857.62 | ANE MAERSK | BELGIUM | Antwerp | Khalifa port | 2025-02-26 | 2025-03-27 |  |  | 2025-04-07 | [8 empty] | 2025-06-02 |  |  | CASE_LIST | 1 | 1 | site | SHU | 2025-06-02 | site | 1 | 2 | 0 | 2 | 2.37 | 1 | 2.37 | HITACHI(HE) |  | 1 | 2 | 1 | 2 | Flow 2: Port → WH → Site | SHU | HITACHI
4209 | PRL-SHU-045-O | HVDC-ADOPT-HE-0311-1 | SHU | EQ-352 | 191697 | 1 | Indoor | Aluminium Busbar Tube 160 x 6 mm | 553 | 67 | 27 | 1.0004 | 174 | 188 | Stackable | 85049090 | SEK | 15857.62 | ANE MAERSK | BELGIUM | Antwerp | Khalifa port | 2025-02-26 | 2025-03-27 |  |  | 2025-04-07 | [8 empty] | 2025-06-02 |  |  | CASE_LIST | 1 | 1 | site | SHU | 2025-06-02 | site | 1 | 2 | 0 | 2 | 3.71 | 1 | 3.71 | HITACHI(HE) |  | 1 | 2 | 1 | 2 | Flow 2: Port → WH → Site | SHU | HITACHI
4210 | PRL-SHU-045-O | HVDC-ADOPT-HE-0311-1 | SHU | EQ-352 | 191698 | 1 | Indoor | Aluminium Busbar Tube 160 x 6 mm | 553 | 67 | 27 | 1.0004 | 175 | 189 | Stackable | 85049090 | SEK | 15857.62 | ANE MAERSK | BELGIUM | Antwerp | Khalifa port | 2025-02-26 | 2025-03-27 |  |  | 2025-04-07 | [8 empty] | 2025-06-02 |  |  | CASE_LIST | 1 | 1 | site | SHU | 2025-06-02 | site | 1 | 2 | 0 | 2 | 3.71 | 1 | 3.71 | HITACHI(HE) |  | 1 | 2 | 1 | 2 | Flow 2: Port → WH → Site | SHU | HITACHI
4211 | PRL-SHU-045-O | HVDC-ADOPT-HE-0311-1 | SHU | EQ-352 | 191699 | 1 | Indoor | Aluminium Busbar Tube 160 x 6 mm | 553 | 67 | 27 | 1.0004 | 173 | 187 | Stackable | 85049090 | SEK | 15857.62 | ANE MAERSK | BELGIUM | Antwerp | Khalifa port | 2025-02-26 | 2025-03-27 |  |  | 2025-04-07 | [8 empty] | 2025-06-02 |  |  | CASE_LIST | 1 | 1 | site | SHU | 2025-06-02 | site | 1 | 2 | 0 | 2 | 3.71 | 1 | 3.71 | HITACHI(HE) |  | 1 | 2 | 1 | 2 | Flow 2: Port → WH → Site | SHU | HITACHI
4212 | PRL-SHU-045-O | HVDC-ADOPT-HE-0311-1 | SHU | EQ-352 | 191700 | 1 | Indoor | Aluminium Busbar Tube 160 x 6 mm | 553 | 67 | 27 | 1.0004 | 174 | 188 | Stackable | 85049090 | SEK | 15857.62 | ANE MAERSK | BELGIUM | Antwerp | Khalifa port | 2025-02-26 | 2025-03-27 |  |  | 2025-04-07 | [8 empty] | 2025-06-02 |  |  | CASE_LIST | 1 | 1 | site | SHU | 2025-06-02 | site | 1 | 2 | 0 | 2 | 3.71 | 1 | 3.71 | HITACHI(HE) |  | 1 | 2 | 1 | 2 | Flow 2: Port → WH → Site | SHU | HITACHI
4213 | PRL-SHU-045-O | HVDC-ADOPT-HE-0311-1 | SHU | EQ-352 | 191701 | 1 | Indoor | Aluminium Busbar Tube 160 x 6 mm | 553 | 67 | 27 | 1.0004 | 128 | 142 | Stackable | 85049090 | SEK | 15857.62 | ANE MAERSK | BELGIUM | Antwerp | Khalifa port | 2025-02-26 | 2025-03-27 |  |  | 2025-04-07 | [8 empty] | 2025-06-02 |  |  | CASE_LIST | 1 | 1 | site | SHU | 2025-06-02 | site | 1 | 2 | 0 | 2 | 3.71 | 1 | 3.71 | HITACHI(HE) |  | 1 | 2 | 1 | 2 | Flow 2: Port → WH → Site | SHU | HITACHI
4214 | PRL-SHU-045-O | HVDC-ADOPT-HE-0311-1 | SHU | EQ-352 | 191702 | 1 | Indoor | Aluminium Busbar Tube 160 x 6 mm | 553 | 35 | 27 | 0.52258 | 83 | 95 | Stackable | 85049090 | SEK | 15857.62 | ANE MAERSK | BELGIUM | Antwerp | Khalifa port | 2025-02-26 | 2025-03-27 |  |  | 2025-04-07 | [8 empty] | 2025-06-02 |  |  | CASE_LIST | 1 | 1 | site | SHU | 2025-06-02 | site | 1 | 2 | 0 | 2 | 1.94 | 1 | 1.94 | HITACHI(HE) |  | 1 | 2 | 1 | 2 | Flow 2: Port → WH → Site | SHU | HITACHI
4215 | PRL-SHU-045-O | HVDC-ADOPT-HE-0311-1 | SHU | EQ-352 | 191703 | 1 | Indoor | Aluminium Busbar Tube 160 x 6 mm | 553 | 35 | 27 | 0.52258 | 81 | 95 | Stackable | 85049090 | SEK | 15857.62 | ANE MAERSK | BELGIUM | Antwerp | Khalifa port | 2025-02-26 | 2025-03-27 |  |  | 2025-04-07 | [8 empty] | 2025-06-02 |  |  | CASE_LIST | 1 | 1 | site | SHU | 2025-06-02 | site | 1 | 2 | 0 | 2 | 1.94 | 1 | 1.94 | HITACHI(HE) |  | 1 | 2 | 1 | 2 | Flow 2: Port → WH → Site | SHU | HITACHI
4216 | PRL-SHU-045-O | HVDC-ADOPT-HE-0311-1 | SHU | EQ-352 | 191706 | 1 | Indoor | Aluminium Busbar Tube 160 x 6 mm | 853 | 20 | 27 | 0.46062 | 82 | 96 | Stackable | 85049090 | SEK | 15857.62 | ANE MAERSK | BELGIUM | Antwerp | Khalifa port | 2025-02-26 | 2025-03-27 |  |  | 2025-04-07 | [8 empty] | 2025-06-02 |  |  | CASE_LIST | 1 | 1 | site | SHU | 2025-06-02 | site | 1 | 2 | 0 | 2 | 1.71 | 1 | 1.71 | HITACHI(HE) |  | 1 | 2 | 1 | 2 | Flow 2: Port → WH → Site | SHU | HITACHI
4217 | PRL-SHU-045-O | HVDC-ADOPT-HE-0311-1 | SHU | EQ-352 | 191707 | 1 | Indoor | Aluminium Busbar Tube 160 x 6 mm | 803 | 67 | 27 | 1.4526 | 244 | 258 | Stackable | 85049090 | SEK | 15857.62 | ANE MAERSK | BELGIUM | Antwerp | Khalifa port | 2025-02-26 | 2025-03-27 |  |  | 2025-04-07 | [8 empty] | 2025-06-02 |  |  | CASE_LIST | 1 | 1 | site | SHU | 2025-06-02 | site | 1 | 2 | 0 | 2 | 5.38 | 1 | 5.38 | HITACHI(HE) |  | 1 | 2 | 1 | 2 | Flow 2: Port → WH → Site | SHU | HITACHI
4218 | PRL-SHU-045-O | HVDC-ADOPT-HE-0311-1 | SHU | EQ-352 | 191708 | 1 | Indoor | Aluminium Busbar Tube 160 x 6 mm | 903 | 67 | 27 | 1.6335 | 278 | 292 | Stackable | 85049090 | SEK | 15857.62 | ANE MAERSK | BELGIUM | Antwerp | Khalifa port | 2025-02-26 | 2025-03-27 |  |  | 2025-04-07 | [8 empty] | 2025-06-02 |  |  | CASE_LIST | 1 | 1 | site | SHU | 2025-06-02 | site | 1 | 2 | 0 | 2 | 6.05 | 1 | 6.05 | HITACHI(HE) |  | 1 | 2 | 1 | 2 | Flow 2: Port → WH → Site | SHU | HITACHI
4219 | PRL-SHU-045-O | HVDC-ADOPT-HE-0311-1 | SHU | EQ-352 | 191709 | 1 | Indoor | Aluminium Busbar Tube 160 x 6 mm | 1003 | 67 | 27 | 1.8144 | 231 | 243 | Stackable | 85049090 | SEK | 15857.62 | ANE MAERSK | BELGIUM | Antwerp | Khalifa port | 2025-02-26 | 2025-03-27 |  |  | 2025-04-07 | [8 empty] | 2025-06-02 |  |  | CASE_LIST | 1 | 1 | site | SHU | 2025-06-02 | site | 1 | 2 | 0 | 2 | 6.72 | 1 | 6.72 | HITACHI(HE) |  | 1 | 2 | 1 | 2 | Flow 2: Port → WH → Site | SHU | HITACHI
4220 | PRL-SHU-045-O | HVDC-ADOPT-HE-0311-1 | SHU | EQ-352 | 191710 | 1 | Indoor | Aluminium Busbar Tube 160 x 6 mm | 953 | 67 | 27 | 1.724 | 296 | 310 | Stackable | 85049090 | SEK | 15857.62 | ANE MAERSK | BELGIUM | Antwerp | Khalifa port | 2025-02-26 | 2025-03-27 |  |  | 2025-04-07 | [8 empty] | 2025-06-02 |  |  | CASE_LIST | 1 | 1 | site | SHU | 2025-06-02 | site | 1 | 2 | 0 | 2 | 6.39 | 1 | 6.39 | HITACHI(HE) |  | 1 | 2 | 1 | 2 | Flow 2: Port → WH → Site | SHU | HITACHI
4357 | PRL-DAS-028-O3-2 | HVDC-ADOPT-HE-0310-2 | DAS | EQ-352 | 208826 | 1 | Indoor | Aluminium Busbar Tube 160 x 6 mm | 603 | 67 | 27 | 1.0908 | 191 | 205 | Stackable | 85049090 | SEK | 15834.13 | ALETTE MAERSK | BELGIUM | Antwerp | Khalifa port | 2025-03-10 | 2025-04-06 |  |  | 2025-04-22 |  |  |  | 2025-08-06 | [5 empty] | 2025-08-17 |  | CASE_LIST | 1 | 1 | site | DAS | 2025-08-17 | site | 2 | 3 | -1 | 2 | 4.04 | 1 | 4.04 | HITACHI(HE) |  | 1 | 3 | 2 | 4 | Flow 4: Port → WH → MOSB → Site | DAS | HITACHI
4358 | PRL-DAS-028-O3-2 | HVDC-ADOPT-HE-0310-2 | DAS | EQ-352 | 208827 | 1 | Indoor | Aluminium Busbar Tube 160 x 6 mm | 603 | 35 | 27 | 0.56983 | 91 | 103 | Stackable | 85049090 | SEK | 15834.13 | ALETTE MAERSK | BELGIUM | Antwerp | Khalifa port | 2025-03-10 | 2025-04-06 |  |  | 2025-04-22 |  |  |  | 2025-08-06 | [5 empty] | 2025-08-17 |  | CASE_LIST | 1 | 1 | site | DAS | 2025-08-17 | site | 2 | 3 | -1 | 2 | 2.11 | 1 | 2.11 | HITACHI(HE) |  | 1 | 3 | 2 | 4 | Flow 4: Port → WH → MOSB → Site | DAS | HITACHI
4359 | PRL-DAS-028-O3-2 | HVDC-ADOPT-HE-0310-2 | DAS | EQ-352 | 208837 | 1 | Indoor | Aluminium Busbar Tube 160 x 6 mm | 703 | 55 | 27 | 1.044 | 105 | 119 | Stackable | 85049090 | SEK | 15834.13 | ALETTE MAERSK | BELGIUM | Antwerp | Khalifa port | 2025-03-10 | 2025-04-06 |  |  | 2025-04-22 |  |  |  | 2025-08-06 | [5 empty] | 2025-08-17 |  | CASE_LIST | 1 | 1 | site | DAS | 2025-08-17 | site | 2 | 3 | -1 | 2 | 3.87 | 1 | 3.87 | HITACHI(HE) |  | 1 | 3 | 2 | 4 | Flow 4: Port → WH → MOSB → Site | DAS | HITACHI
4360 | PRL-DAS-028-O3-2 | HVDC-ADOPT-HE-0310-2 | DAS | EQ-352 | 208840 | 1 | Indoor | Aluminium Busbar Tube 160 x 6 mm | 803 | 35 | 27 | 0.75884 | 124 | 134 | Stackable | 85049090 | SEK | 15834.13 | ALETTE MAERSK | BELGIUM | Antwerp | Khalifa port | 2025-03-10 | 2025-04-06 |  |  | 2025-04-22 |  |  |  | 2025-08-06 | [5 empty] | 2025-08-17 |  | CASE_LIST | 1 | 1 | site | DAS | 2025-08-17 | site | 2 | 3 | -1 | 2 | 2.81 | 1 | 2.81 | HITACHI(HE) |  | 1 | 3 | 2 | 4 | Flow 4: Port → WH → MOSB → Site | DAS | HITACHI
4361 | PRL-DAS-028-O3-2 | HVDC-ADOPT-HE-0310-2 | DAS | EQ-352 | 208843 | 1 | Indoor | Aluminium Busbar Tube 160 x 6 mm | 903 | 67 | 27 | 1.6335 | 288 | 302 | Stackable | 85049090 | SEK | 15834.13 | ALETTE MAERSK | BELGIUM | Antwerp | Khalifa port | 2025-03-10 | 2025-04-06 |  |  | 2025-04-22 |  |  |  | 2025-08-05 | [5 empty] | 2025-08-17 |  | CASE_LIST | 1 | 1 | site | DAS | 2025-08-17 | site | 2 | 3 | -1 | 2 | 6.05 | 1 | 6.05 | HITACHI(HE) |  | 1 | 3 | 2 | 4 | Flow 4: Port → WH → MOSB → Site | DAS | HITACHI
4362 | PRL-DAS-028-O3-2 | HVDC-ADOPT-HE-0310-2 | DAS | EQ-352 | 208844 | 1 | Indoor | Aluminium Busbar Tube 160 x 6 mm | 903 | 67 | 27 | 1.6335 | 288 | 302 | Stackable | 85049090 | SEK | 15834.13 | ALETTE MAERSK | BELGIUM | Antwerp | Khalifa port | 2025-03-10 | 2025-04-06 |  |  | 2025-04-22 |  |  |  | 2025-08-06 | [5 empty] | 2025-08-17 |  | CASE_LIST | 1 | 1 | site | DAS | 2025-08-17 | site | 2 | 3 | -1 | 2 | 6.05 | 1 | 6.05 | HITACHI(HE) |  | 1 | 3 | 2 | 4 | Flow 4: Port → WH → MOSB → Site | DAS | HITACHI
4363 | PRL-DAS-028-O3-2 | HVDC-ADOPT-HE-0310-2 | DAS | EQ-352 | 208845 | 1 | Indoor | Aluminium Busbar Tube 160 x 6 mm | 903 | 67 | 27 | 1.6335 | 281 | 295 | Stackable | 85049090 | SEK | 15834.13 | ALETTE MAERSK | BELGIUM | Antwerp | Khalifa port | 2025-03-10 | 2025-04-06 |  |  | 2025-04-22 |  |  |  | 2025-08-06 | [5 empty] | 2025-08-17 |  | CASE_LIST | 1 | 1 | site | DAS | 2025-08-17 | site | 2 | 3 | -1 | 2 | 6.05 | 1 | 6.05 | HITACHI(HE) |  | 1 | 3 | 2 | 4 | Flow 4: Port → WH → MOSB → Site | DAS | HITACHI
4364 | PRL-DAS-028-O3-2 | HVDC-ADOPT-HE-0310-2 | DAS | EQ-352 | 208846 | 1 | Indoor | Aluminium Busbar Tube 160 x 6 mm | 903 | 67 | 27 | 1.6335 | 285 | 299 | Stackable | 85049090 | SEK | 15834.13 | ALETTE MAERSK | BELGIUM | Antwerp | Khalifa port | 2025-03-10 | 2025-04-06 |  |  | 2025-04-22 |  |  |  | 2025-08-06 | [5 empty] | 2025-08-14 |  | CASE_LIST | 1 | 1 | site | DAS | 2025-08-14 | site | 2 | 3 | -1 | 2 | 6.05 | 1 | 6.05 | HITACHI(HE) |  | 1 | 3 | 2 | 4 | Flow 4: Port → WH → MOSB → Site | DAS | HITACHI
4365 | PRL-DAS-028-O3-2 | HVDC-ADOPT-HE-0310-2 | DAS | EQ-352 | 208847 | 1 | Indoor | Aluminium Busbar Tube 160 x 6 mm | 903 | 67 | 27 | 1.6335 | 280 | 294 | Stackable | 85049090 | SEK | 15834.13 | ALETTE MAERSK | BELGIUM | Antwerp | Khalifa port | 2025-03-10 | 2025-04-06 |  |  | 2025-04-22 |  |  |  | 2025-08-06 | [5 empty] | 2025-08-14 |  | CASE_LIST | 1 | 1 | site | DAS | 2025-08-14 | site | 2 | 3 | -1 | 2 | 6.05 | 1 | 6.05 | HITACHI(HE) |  | 1 | 3 | 2 | 4 | Flow 4: Port → WH → MOSB → Site | DAS | HITACHI
4324 | PRL-DAS-028-O3-1 | HVDC-ADOPT-HE-0310-1 | DAS | EQ-352 | 208813 | 1 | Indoor | Aluminium Busbar Tube 160 x 6 mm | 103 | 67 | 27 | 0.18633 | 32 | 43 | Stackable | 85049090 | SEK | 15834.13 | ANE MAERSK | BELGIUM | Antwerp | Khalifa port | 2025-02-26 | 2025-03-28 |  |  | 2025-04-07 |  |  |  | 2025-06-10 | [5 empty] | 2025-06-13 |  | CASE_LIST | 1 | 1 | site | DAS | 2025-06-13 | site | 2 | 3 | -1 | 2 | 0.69 | 1 | 0.69 | HITACHI(HE) |  | 1 | 3 | 2 | 4 | Flow 4: Port → WH → MOSB → Site | DAS | HITACHI
4325 | PRL-DAS-028-O3-1 | HVDC-ADOPT-HE-0310-1 | DAS | EQ-352 | 208814 | 1 | Indoor | Aluminium Busbar Tube 160 x 6 mm | 103 | 67 | 27 | 0.18633 | 32 | 42 | Stackable | 85049090 | SEK | 15834.13 | ANE MAERSK | BELGIUM | Antwerp | Khalifa port | 2025-02-26 | 2025-03-28 |  |  | 2025-04-07 |  |  |  | 2025-06-10 | [5 empty] | 2025-06-13 |  | CASE_LIST | 1 | 1 | site | DAS | 2025-06-13 | site | 2 | 3 | -1 | 2 | 0.69 | 1 | 0.69 | HITACHI(HE) |  | 1 | 3 | 2 | 4 | Flow 4: Port → WH → MOSB → Site | DAS | HITACHI
4326 | PRL-DAS-028-O3-1 | HVDC-ADOPT-HE-0310-1 | DAS | EQ-352 | 208815 | 1 | Indoor | Aluminium Busbar Tube 160 x 6 mm | 103 | 67 | 27 | 0.18633 | 35 | 45 | Stackable | 85049090 | SEK | 15834.13 | ANE MAERSK | BELGIUM | Antwerp | Khalifa port | 2025-02-26 | 2025-03-28 |  |  | 2025-04-07 |  |  |  | 2025-06-10 | [5 empty] | 2025-06-13 |  | CASE_LIST | 1 | 1 | site | DAS | 2025-06-13 | site | 2 | 3 | -1 | 2 | 0.69 | 1 | 0.69 | HITACHI(HE) |  | 1 | 3 | 2 | 4 | Flow 4: Port → WH → MOSB → Site | DAS | HITACHI
4327 | PRL-DAS-028-O3-1 | HVDC-ADOPT-HE-0310-1 | DAS | EQ-352 | 208816 | 1 | Indoor | Aluminium Busbar Tube 160 x 6 mm | 303 | 51 | 27 | 0.41723 | 69 | 79 | Stackable | 85049090 | SEK | 15834.13 | ANE MAERSK | BELGIUM | Antwerp | Khalifa port | 2025-02-26 | 2025-03-28 |  |  | 2025-04-07 |  |  |  | 2025-08-06 | [5 empty] | 2025-08-17 |  | CASE_LIST | 1 | 1 | site | DAS | 2025-08-17 | site | 2 | 3 | -1 | 2 | 1.55 | 1 | 1.55 | HITACHI(HE) |  | 1 | 3 | 2 | 4 | Flow 4: Port → WH → MOSB → Site | DAS | HITACHI
4328 | PRL-DAS-028-O3-1 | HVDC-ADOPT-HE-0310-1 | DAS | EQ-352 | 208817 | 1 | Indoor | Aluminium Busbar Tube 160 x 6 mm | 303 | 51 | 27 | 0.41723 | 71 | 81 | Stackable | 85049090 | SEK | 15834.13 | ANE MAERSK | BELGIUM | Antwerp | Khalifa port | 2025-02-26 | 2025-03-28 |  |  | 2025-04-07 |  |  |  | 2025-08-06 | [5 empty] | 2025-08-17 |  | CASE_LIST | 1 | 1 | site | DAS | 2025-08-17 | site | 2 | 3 | -1 | 2 | 1.55 | 1 | 1.55 | HITACHI(HE) |  | 1 | 3 | 2 | 4 | Flow 4: Port → WH → MOSB → Site | DAS | HITACHI
4329 | PRL-DAS-028-O3-1 | HVDC-ADOPT-HE-0310-1 | DAS | EQ-352 | 208818 | 1 | Indoor | Aluminium Busbar Tube 160 x 6 mm | 403 | 67 | 27 | 0.72903 | 125 | 139 | Stackable | 85049090 | SEK | 15834.13 | ANE MAERSK | BELGIUM | Antwerp | Khalifa port | 2025-02-26 | 2025-03-28 |  |  | 2025-04-07 |  |  |  | 2025-08-05 | [5 empty] | 2025-08-14 |  | CASE_LIST | 1 | 1 | site | DAS | 2025-08-14 | site | 2 | 3 | -1 | 2 | 2.7 | 1 | 2.7 | HITACHI(HE) |  | 1 | 3 | 2 | 4 | Flow 4: Port → WH → MOSB → Site | DAS | HITACHI
4330 | PRL-DAS-028-O3-1 | HVDC-ADOPT-HE-0310-1 | DAS | EQ-352 | 208819 | 1 | Indoor | Aluminium Busbar Tube 160 x 6 mm | 403 | 67 | 27 | 0.72903 | 125 | 139 | Stackable | 85049090 | SEK | 15834.13 | ANE MAERSK | BELGIUM | Antwerp | Khalifa port | 2025-02-26 | 2025-03-28 |  |  | 2025-04-07 |  |  |  | 2025-08-06 | [5 empty] | 2025-08-17 |  | CASE_LIST | 1 | 1 | site | DAS | 2025-08-17 | site | 2 | 3 | -1 | 2 | 2.7 | 1 | 2.7 | HITACHI(HE) |  | 1 | 3 | 2 | 4 | Flow 4: Port → WH → MOSB → Site | DAS | HITACHI
4331 | PRL-DAS-028-O3-1 | HVDC-ADOPT-HE-0310-1 | DAS | EQ-352 | 208820 | 1 | Indoor | Aluminium Busbar Tube 160 x 6 mm | 403 | 67 | 27 | 0.72903 | 123 | 137 | Stackable | 85049090 | SEK | 15834.13 | ANE MAERSK | BELGIUM | Antwerp | Khalifa port | 2025-02-26 | 2025-03-28 |  |  | 2025-04-07 |  |  |  | 2025-08-06 | [5 empty] | 2025-08-17 |  | CASE_LIST | 1 | 1 | site | DAS | 2025-08-17 | site | 2 | 3 | -1 | 2 | 2.7 | 1 | 2.7 | HITACHI(HE) |  | 1 | 3 | 2 | 4 | Flow 4: Port → WH → MOSB → Site | DAS | HITACHI
4332 | PRL-DAS-028-O3-1 | HVDC-ADOPT-HE-0310-1 | DAS | EQ-352 | 208821 | 1 | Indoor | Aluminium Busbar Tube 160 x 6 mm | 403 | 67 | 27 | 0.72903 | 123 | 137 | Stackable | 85049090 | SEK | 15834.13 | ANE MAERSK | BELGIUM | Antwerp | Khalifa port | 2025-02-26 | 2025-03-28 |  |  | 2025-04-07 |  |  |  | 2025-08-06 | [5 empty] | 2025-08-17 |  | CASE_LIST | 1 | 1 | site | DAS | 2025-08-17 | site | 2 | 3 | -1 | 2 | 2.7 | 1 | 2.7 | HITACHI(HE) |  | 1 | 3 | 2 | 4 | Flow 4: Port → WH → MOSB → Site | DAS | HITACHI
4333 | PRL-DAS-028-O3-1 | HVDC-ADOPT-HE-0310-1 | DAS | EQ-352 | 208822 | 1 | Indoor | Aluminium Busbar Tube 160 x 6 mm | 403 | 83 | 27 | 0.90312 | 157 | 171 | Stackable | 85049090 | SEK | 15834.13 | ANE MAERSK | BELGIUM | Antwerp | Khalifa port | 2025-02-26 | 2025-03-28 |  |  | 2025-04-07 |  |  |  | 2025-08-06 | [5 empty] | 2025-08-17 |  | CASE_LIST | 1 | 1 | site | DAS | 2025-08-17 | site | 2 | 3 | -1 | 2 | 3.34 | 1 | 3.34 | HITACHI(HE) |  | 1 | 3 | 2 | 4 | Flow 4: Port → WH → MOSB → Site | DAS | HITACHI
4334 | PRL-DAS-028-O3-1 | HVDC-ADOPT-HE-0310-1 | DAS | EQ-352 | 208823 | 1 | Indoor | Aluminium Busbar Tube 160 x 6 mm | 403 | 67 | 27 | 0.72903 | 124 | 138 | Stackable | 85049090 | SEK | 15834.13 | ANE MAERSK | BELGIUM | Antwerp | Khalifa port | 2025-02-26 | 2025-03-28 |  |  | 2025-04-07 |  |  |  | 2025-08-06 | [5 empty] | 2025-08-17 |  | CASE_LIST | 1 | 1 | site | DAS | 2025-08-17 | site | 2 | 3 | -1 | 2 | 2.7 | 1 | 2.7 | HITACHI(HE) |  | 1 | 3 | 2 | 4 | Flow 4: Port → WH → MOSB → Site | DAS | HITACHI
4335 | PRL-DAS-028-O3-1 | HVDC-ADOPT-HE-0310-1 | DAS | EQ-352 | 208824 | 1 | Indoor | Aluminium Busbar Tube 160 x 6 mm | 503 | 51 | 27 | 0.69263 | 117 | 129 | Stackable | 85049090 | SEK | 15834.13 | ANE MAERSK | BELGIUM | Antwerp | Khalifa port | 2025-02-26 | 2025-03-28 |  |  | 2025-04-07 |  |  |  | 2025-08-06 | [5 empty] | 2025-08-17 |  | CASE_LIST | 1 | 1 | site | DAS | 2025-08-17 | site | 2 | 3 | -1 | 2 | 2.57 | 1 | 2.57 | HITACHI(HE) |  | 1 | 3 | 2 | 4 | Flow 4: Port → WH → MOSB → Site | DAS | HITACHI
4336 | PRL-DAS-028-O3-1 | HVDC-ADOPT-HE-0310-1 | DAS | EQ-352 | 208825 | 1 | Indoor | Aluminium Busbar Tube 160 x 6 mm | 503 | 51 | 27 | 0.69263 | 116 | 128 | Stackable | 85049090 | SEK | 15834.13 | ANE MAERSK | BELGIUM | Antwerp | Khalifa port | 2025-02-26 | 2025-03-28 |  |  | 2025-04-07 |  |  |  | 2025-08-06 | [5 empty] | 2025-08-17 |  | CASE_LIST | 1 | 1 | site | DAS | 2025-08-17 | site | 2 | 3 | -1 | 2 | 2.57 | 1 | 2.57 | HITACHI(HE) |  | 1 | 3 | 2 | 4 | Flow 4: Port → WH → MOSB → Site | DAS | HITACHI
4337 | PRL-DAS-028-O3-1 | HVDC-ADOPT-HE-0310-1 | DAS | EQ-352 | 208828 | 1 | Indoor | Aluminium Busbar Tube 160 x 6 mm | 603 | 35 | 27 | 0.56983 | 139 | 153 | Stackable | 85049090 | SEK | 15834.13 | ANE MAERSK | BELGIUM | Antwerp | Khalifa port | 2025-02-26 | 2025-03-28 |  |  | 2025-04-07 |  |  |  | 2025-08-06 | [5 empty] | 2025-08-17 |  | CASE_LIST | 1 | 1 | site | DAS | 2025-08-17 | site | 2 | 3 | -1 | 2 | 2.11 | 1 | 2.11 | HITACHI(HE) |  | 1 | 3 | 2 | 4 | Flow 4: Port → WH → MOSB → Site | DAS | HITACHI
4338 | PRL-DAS-028-O3-1 | HVDC-ADOPT-HE-0310-1 | DAS | EQ-352 | 208829 | 1 | Indoor | Aluminium Busbar Tube 160 x 6 mm | 603 | 35 | 27 | 0.56983 | 139 | 153 | Stackable | 85049090 | SEK | 15834.13 | ANE MAERSK | BELGIUM | Antwerp | Khalifa port | 2025-02-26 | 2025-03-28 |  |  | 2025-04-07 |  |  |  | 2025-08-06 | [5 empty] | 2025-08-17 |  | CASE_LIST | 1 | 1 | site | DAS | 2025-08-17 | site | 2 | 3 | -1 | 2 | 2.11 | 1 | 2.11 | HITACHI(HE) |  | 1 | 3 | 2 | 4 | Flow 4: Port → WH → MOSB → Site | DAS | HITACHI
4339 | PRL-DAS-028-O3-1 | HVDC-ADOPT-HE-0310-1 | DAS | EQ-352 | 208830 | 1 | Indoor | Aluminium Busbar Tube 160 x 6 mm | 703 | 67 | 27 | 1.2717 | 221 | 235 | Stackable | 85049090 | SEK | 15834.13 | ANE MAERSK | BELGIUM | Antwerp | Khalifa port | 2025-02-26 | 2025-03-28 |  |  | 2025-04-22 |  |  |  | 2025-08-05 | [5 empty] | 2025-08-17 |  | CASE_LIST | 1 | 1 | site | DAS | 2025-08-17 | site | 2 | 3 | -1 | 2 | 4.71 | 1 | 4.71 | HITACHI(HE) |  | 1 | 3 | 2 | 4 | Flow 4: Port → WH → MOSB → Site | DAS | HITACHI
4340 | PRL-DAS-028-O3-1 | HVDC-ADOPT-HE-0310-1 | DAS | EQ-352 | 208831 | 1 | Indoor | Aluminium Busbar Tube 160 x 6 mm | 703 | 67 | 27 | 1.2717 | 222 | 236 | Stackable | 85049090 | SEK | 15834.13 | ANE MAERSK | BELGIUM | Antwerp | Khalifa port | 2025-02-26 | 2025-03-28 |  |  | 2025-04-07 |  |  |  | 2025-08-06 | [5 empty] | 2025-08-14 |  | CASE_LIST | 1 | 1 | site | DAS | 2025-08-14 | site | 2 | 3 | -1 | 2 | 4.71 | 1 | 4.71 | HITACHI(HE) |  | 1 | 3 | 2 | 4 | Flow 4: Port → WH → MOSB → Site | DAS | HITACHI
4341 | PRL-DAS-028-O3-1 | HVDC-ADOPT-HE-0310-1 | DAS | EQ-352 | 208832 | 1 | Indoor | Aluminium Busbar Tube 160 x 6 mm | 703 | 67 | 27 | 1.2717 | 220 | 234 | Stackable | 85049090 | SEK | 15834.13 | ANE MAERSK | BELGIUM | Antwerp | Khalifa port | 2025-02-26 | 2025-03-28 |  |  | 2025-04-07 |  |  |  | 2025-08-06 | [5 empty] | 2025-08-14 |  | CASE_LIST | 1 | 1 | site | DAS | 2025-08-14 | site | 2 | 3 | -1 | 2 | 4.71 | 1 | 4.71 | HITACHI(HE) |  | 1 | 3 | 2 | 4 | Flow 4: Port → WH → MOSB → Site | DAS | HITACHI
4342 | PRL-DAS-028-O3-1 | HVDC-ADOPT-HE-0310-1 | DAS | EQ-352 | 208833 | 1 | Indoor | Aluminium Busbar Tube 160 x 6 mm | 703 | 67 | 27 | 1.2717 | 222 | 236 | Stackable | 85049090 | SEK | 15834.13 | ANE MAERSK | BELGIUM | Antwerp | Khalifa port | 2025-02-26 | 2025-03-28 |  |  | 2025-04-07 |  |  |  | 2025-08-06 | [5 empty] | 2025-08-14 |  | CASE_LIST | 1 | 1 | site | DAS | 2025-08-14 | site | 2 | 3 | -1 | 2 | 4.71 | 1 | 4.71 | HITACHI(HE) |  | 1 | 3 | 2 | 4 | Flow 4: Port → WH → MOSB → Site | DAS | HITACHI
4343 | PRL-DAS-028-O3-1 | HVDC-ADOPT-HE-0310-1 | DAS | EQ-352 | 208834 | 1 | Indoor | Aluminium Busbar Tube 160 x 6 mm | 703 | 67 | 27 | 1.2717 | 221 | 235 | Stackable | 85049090 | SEK | 15834.13 | ANE MAERSK | BELGIUM | Antwerp | Khalifa port | 2025-02-26 | 2025-03-28 |  |  | 2025-04-07 |  |  |  | 2025-08-06 | [5 empty] | 2025-08-17 |  | CASE_LIST | 1 | 1 | site | DAS | 2025-08-17 | site | 2 | 3 | -1 | 2 | 4.71 | 1 | 4.71 | HITACHI(HE) |  | 1 | 3 | 2 | 4 | Flow 4: Port → WH → MOSB → Site | DAS | HITACHI
4344 | PRL-DAS-028-O3-1 | HVDC-ADOPT-HE-0310-1 | DAS | EQ-352 | 208835 | 1 | Indoor | Aluminium Busbar Tube 160 x 6 mm | 703 | 67 | 27 | 1.2717 | 221 | 235 | Stackable | 85049090 | SEK | 15834.13 | ANE MAERSK | BELGIUM | Antwerp | Khalifa port | 2025-02-26 | 2025-03-28 |  |  | 2025-04-07 |  |  |  | 2025-08-06 | [5 empty] | 2025-08-17 |  | CASE_LIST | 1 | 1 | site | DAS | 2025-08-17 | site | 2 | 3 | -1 | 2 | 4.71 | 1 | 4.71 | HITACHI(HE) |  | 1 | 3 | 2 | 4 | Flow 4: Port → WH → MOSB → Site | DAS | HITACHI
4345 | PRL-DAS-028-O3-1 | HVDC-ADOPT-HE-0310-1 | DAS | EQ-352 | 208836 | 1 | Indoor | Aluminium Busbar Tube 160 x 6 mm | 703 | 51 | 27 | 0.96803 | 163 | 177 | Stackable | 85049090 | SEK | 15834.13 | ANE MAERSK | BELGIUM | Antwerp | Khalifa port | 2025-02-26 | 2025-03-28 |  |  | 2025-04-07 |  |  |  | 2025-08-06 | [5 empty] | 2025-08-14 |  | CASE_LIST | 1 | 1 | site | DAS | 2025-08-14 | site | 2 | 3 | -1 | 2 | 3.59 | 1 | 3.59 | HITACHI(HE) |  | 1 | 3 | 2 | 4 | Flow 4: Port → WH → MOSB → Site | DAS | HITACHI
4346 | PRL-DAS-028-O3-1 | HVDC-ADOPT-HE-0310-1 | DAS | EQ-352 | 208838 | 1 | Indoor | Aluminium Busbar Tube 160 x 6 mm | 703 | 20 | 27 | 0.37962 | 54 | 68 | Stackable | 85049090 | SEK | 15834.13 | ANE MAERSK | BELGIUM | Antwerp | Khalifa port | 2025-02-26 | 2025-03-28 |  |  | 2025-04-07 |  |  |  | 2025-08-06 | [5 empty] | 2025-08-17 |  | CASE_LIST | 1 | 1 | site | DAS | 2025-08-17 | site | 2 | 3 | -1 | 2 | 1.41 | 1 | 1.41 | HITACHI(HE) |  | 1 | 3 | 2 | 4 | Flow 4: Port → WH → MOSB → Site | DAS | HITACHI
4347 | PRL-DAS-028-O3-1 | HVDC-ADOPT-HE-0310-1 | DAS | EQ-352 | 208839 | 1 | Indoor | Aluminium Busbar Tube 160 x 6 mm | 803 | 67 | 27 | 1.4526 | 252 | 266 | Stackable | 85049090 | SEK | 15834.13 | ANE MAERSK | BELGIUM | Antwerp | Khalifa port | 2025-02-26 | 2025-03-28 |  |  | 2025-04-07 |  |  |  | 2025-08-06 | [5 empty] | 2025-08-14 |  | CASE_LIST | 1 | 1 | site | DAS | 2025-08-14 | site | 2 | 3 | -1 | 2 | 5.38 | 1 | 5.38 | HITACHI(HE) |  | 1 | 3 | 2 | 4 | Flow 4: Port → WH → MOSB → Site | DAS | HITACHI
4348 | PRL-DAS-028-O3-1 | HVDC-ADOPT-HE-0310-1 | DAS | EQ-352 | 208841 | 1 | Indoor | Aluminium Busbar Tube 160 x 6 mm | 803 | 67 | 27 | 1.4526 | 250 | 264 | Stackable | 85049090 | SEK | 15834.13 | ANE MAERSK | BELGIUM | Antwerp | Khalifa port | 2025-02-26 | 2025-03-28 |  |  | 2025-04-07 |  |  |  | 2025-08-06 | [5 empty] | 2025-08-14 |  | CASE_LIST | 1 | 1 | site | DAS | 2025-08-14 | site | 2 | 3 | -1 | 2 | 5.38 | 1 | 5.38 | HITACHI(HE) |  | 1 | 3 | 2 | 4 | Flow 4: Port → WH → MOSB → Site | DAS | HITACHI
4349 | PRL-DAS-028-O3-1 | HVDC-ADOPT-HE-0310-1 | DAS | EQ-352 | 208842 | 1 | Indoor | Aluminium Busbar Tube 160 x 6 mm | 803 | 51 | 27 | 1.1057 | 187 | 199 | Stackable | 85049090 | SEK | 15834.13 | ANE MAERSK | BELGIUM | Antwerp | Khalifa port | 2025-02-26 | 2025-03-28 |  |  | 2025-04-07 |  |  |  | 2025-08-06 | [5 empty] | 2025-08-17 |  | CASE_LIST | 1 | 1 | site | DAS | 2025-08-17 | site | 2 | 3 | -1 | 2 | 4.1 | 1 | 4.1 | HITACHI(HE) |  | 1 | 3 | 2 | 4 | Flow 4: Port → WH → MOSB → Site | DAS | HITACHI
4350 | PRL-DAS-028-O2-2 | HVDC-ADOPT-HE-0309-2 | DAS | EQ-352 | 208850 | 1 | Indoor | Aluminium Busbar Tube 160 x 6 mm | 863 | 51 | 27 | 1.1884 | 198 | 212 | Stackable | 85049090 | SEK | 17916.46 | ALETTE MAERSK | BELGIUM | Antwerp | Khalifa port | 2025-03-10 | 2025-04-06 |  |  | 2025-04-22 |  |  |  | 2025-08-06 | [5 empty] | 2025-08-17 |  | CASE_LIST | 1 | 1 | site | DAS | 2025-08-17 | site | 2 | 3 | -1 | 2 | 4.4 | 1 | 4.4 | HITACHI(HE) |  | 1 | 3 | 2 | 4 | Flow 4: Port → WH → MOSB → Site | DAS | HITACHI
4351 | PRL-DAS-028-O2-2 | HVDC-ADOPT-HE-0309-2 | DAS | EQ-352 | 208865 | 1 | Indoor | Aluminium Busbar Tube 160 x 6 mm | 853 | 67 | 27 | 1.5431 | 274 | 288 | Stackable | 85049090 | SEK | 17916.46 | ALETTE MAERSK | BELGIUM | Antwerp | Khalifa port | 2025-03-10 | 2025-04-06 |  |  | 2025-04-22 |  |  |  | 2025-08-05 | [5 empty] | 2025-08-17 |  | CASE_LIST | 1 | 1 | site | DAS | 2025-08-17 | site | 2 | 3 | -1 | 2 | 5.72 | 1 | 5.72 | HITACHI(HE) |  | 1 | 3 | 2 | 4 | Flow 4: Port → WH → MOSB → Site | DAS | HITACHI
4352 | PRL-DAS-028-O2-2 | HVDC-ADOPT-HE-0309-2 | DAS | EQ-352 | 208866 | 1 | Indoor | Aluminium Busbar Tube 160 x 6 mm | 853 | 67 | 27 | 1.5431 | 266 | 280 | Stackable | 85049090 | SEK | 17916.46 | ALETTE MAERSK | BELGIUM | Antwerp | Khalifa port | 2025-03-10 | 2025-04-06 |  |  | 2025-04-22 |  |  |  | 2025-08-06 | [5 empty] | 2025-08-17 |  | CASE_LIST | 1 | 1 | site | DAS | 2025-08-17 | site | 2 | 3 | -1 | 2 | 5.72 | 1 | 5.72 | HITACHI(HE) |  | 1 | 3 | 2 | 4 | Flow 4: Port → WH → MOSB → Site | DAS | HITACHI
4353 | PRL-DAS-028-O2-2 | HVDC-ADOPT-HE-0309-2 | DAS | EQ-352 | 208867 | 1 | Indoor | Aluminium Busbar Tube 160 x 6 mm | 853 | 67 | 27 | 1.5431 | 266 | 280 | Stackable | 85049090 | SEK | 17916.46 | ALETTE MAERSK | BELGIUM | Antwerp | Khalifa port | 2025-03-10 | 2025-04-06 |  |  | 2025-04-22 |  |  |  | 2025-08-06 | [5 empty] | 2025-08-17 |  | CASE_LIST | 1 | 1 | site | DAS | 2025-08-17 | site | 2 | 3 | -1 | 2 | 5.72 | 1 | 5.72 | HITACHI(HE) |  | 1 | 3 | 2 | 4 | Flow 4: Port → WH → MOSB → Site | DAS | HITACHI
4354 | PRL-DAS-028-O2-2 | HVDC-ADOPT-HE-0309-2 | DAS | EQ-352 | 208868 | 1 | Indoor | Aluminium Busbar Tube 160 x 6 mm | 853 | 67 | 27 | 1.5431 | 267 | 281 | Stackable | 85049090 | SEK | 17916.46 | ALETTE MAERSK | BELGIUM | Antwerp | Khalifa port | 2025-03-10 | 2025-04-06 |  |  | 2025-04-22 |  |  |  | 2025-08-06 | [5 empty] | 2025-08-17 |  | CASE_LIST | 1 | 1 | site | DAS | 2025-08-17 | site | 2 | 3 | -1 | 2 | 5.72 | 1 | 5.72 | HITACHI(HE) |  | 1 | 3 | 2 | 4 | Flow 4: Port → WH → MOSB → Site | DAS | HITACHI
4355 | PRL-DAS-028-O2-2 | HVDC-ADOPT-HE-0309-2 | DAS | EQ-352 | 208870 | 1 | Indoor | Aluminium Busbar Tube 160 x 6 mm | 853 | 20 | 27 | 0.46062 | 68 | 82 | Stackable | 85049090 | SEK | 17916.46 | ALETTE MAERSK | BELGIUM | Antwerp | Khalifa port | 2025-03-10 | 2025-04-06 |  |  | 2025-04-22 |  |  |  | 2025-08-06 | [5 empty] | 2025-08-17 |  | CASE_LIST | 1 | 1 | site | DAS | 2025-08-17 | site | 2 | 3 | -1 | 2 | 1.71 | 1 | 1.71 | HITACHI(HE) |  | 1 | 3 | 2 | 4 | Flow 4: Port → WH → MOSB → Site | DAS | HITACHI
4356 | PRL-DAS-028-O2-2 | HVDC-ADOPT-HE-0309-2 | DAS | EQ-352 | 208871 | 1 | Indoor | Aluminium Busbar Tube 160 x 6 mm | 953 | 67 | 27 | 1.724 | 305 | 319 | Stackable | 85049090 | SEK | 17916.46 | ALETTE MAERSK | BELGIUM | Antwerp | Khalifa port | 2025-03-10 | 2025-04-06 |  |  | 2025-04-22 |  |  |  | 2025-08-05 | [5 empty] | 2025-08-17 |  | CASE_LIST | 1 | 1 | site | DAS | 2025-08-17 | site | 2 | 3 | -1 | 2 | 6.39 | 1 | 6.39 | HITACHI(HE) |  | 1 | 3 | 2 | 4 | Flow 4: Port → WH → MOSB → Site | DAS | HITACHI
4305 | PRL-DAS-028-O2-1 | HVDC-ADOPT-HE-0309-1 | DAS | EQ-352 | 208848 | 1 | Indoor | Aluminium Busbar Tube 160 x 6 mm | 1003 | 67 | 27 | 1.8144 | 317 | 331 | Stackable | 85049090 | SEK | 17916.46 | ANE MAERSK | BELGIUM | Antwerp | Khalifa port | 2025-02-26 | 2025-03-28 |  |  | 2025-04-07 |  |  |  | 2025-08-06 | [5 empty] | 2025-08-17 |  | CASE_LIST | 1 | 1 | site | DAS | 2025-08-17 | site | 2 | 3 | -1 | 2 | 6.72 | 1 | 6.72 | HITACHI(HE) |  | 1 | 3 | 2 | 4 | Flow 4: Port → WH → MOSB → Site | DAS | HITACHI
4306 | PRL-DAS-028-O2-1 | HVDC-ADOPT-HE-0309-1 | DAS | EQ-352 | 208849 | 1 | Indoor | Aluminium Busbar Tube 160 x 6 mm | 1003 | 67 | 27 | 1.8144 | 318 | 332 | Stackable | 85049090 | SEK | 17916.46 | ANE MAERSK | BELGIUM | Antwerp | Khalifa port | 2025-02-26 | 2025-03-28 |  |  | 2025-04-07 |  |  |  | 2025-08-06 | [5 empty] | 2025-08-17 |  | CASE_LIST | 1 | 1 | site | DAS | 2025-08-17 | site | 2 | 3 | -1 | 2 | 6.72 | 1 | 6.72 | HITACHI(HE) |  | 1 | 3 | 2 | 4 | Flow 4: Port → WH → MOSB → Site | DAS | HITACHI
4307 | PRL-DAS-028-O2-1 | HVDC-ADOPT-HE-0309-1 | DAS | EQ-352 | 208851 | 1 | Indoor | Aluminium Busbar Tube 160 x 6 mm | 883 | 67 | 27 | 1.5973 | 279 | 293 | Stackable | 85049090 | SEK | 17916.46 | ANE MAERSK | BELGIUM | Antwerp | Khalifa port | 2025-02-26 | 2025-03-28 |  |  | 2025-04-07 |  |  |  | 2025-08-05 | [5 empty] | 2025-08-17 |  | CASE_LIST | 1 | 1 | site | DAS | 2025-08-17 | site | 2 | 3 | -1 | 2 | 5.92 | 1 | 5.92 | HITACHI(HE) |  | 1 | 3 | 2 | 4 | Flow 4: Port → WH → MOSB → Site | DAS | HITACHI
4308 | PRL-DAS-028-O2-1 | HVDC-ADOPT-HE-0309-1 | DAS | EQ-352 | 208852 | 1 | Indoor | Aluminium Busbar Tube 160 x 6 mm | 883 | 67 | 27 | 1.5973 | 274 | 288 | Stackable | 85049090 | SEK | 17916.46 | ANE MAERSK | BELGIUM | Antwerp | Khalifa port | 2025-02-26 | 2025-03-28 |  |  | 2025-04-07 |  |  |  | 2025-08-05 | [5 empty] | 2025-08-17 |  | CASE_LIST | 1 | 1 | site | DAS | 2025-08-17 | site | 2 | 3 | -1 | 2 | 5.92 | 1 | 5.92 | HITACHI(HE) |  | 1 | 3 | 2 | 4 | Flow 4: Port → WH → MOSB → Site | DAS | HITACHI
4309 | PRL-DAS-028-O2-1 | HVDC-ADOPT-HE-0309-1 | DAS | EQ-352 | 208853 | 1 | Indoor | Aluminium Busbar Tube 160 x 6 mm | 883 | 67 | 27 | 1.5973 | 275 | 289 | Stackable | 85049090 | SEK | 17916.46 | ANE MAERSK | BELGIUM | Antwerp | Khalifa port | 2025-02-26 | 2025-03-28 |  |  | 2025-04-07 |  |  |  | 2025-08-05 | [5 empty] | 2025-08-17 |  | CASE_LIST | 1 | 1 | site | DAS | 2025-08-17 | site | 2 | 3 | -1 | 2 | 5.92 | 1 | 5.92 | HITACHI(HE) |  | 1 | 3 | 2 | 4 | Flow 4: Port → WH → MOSB → Site | DAS | HITACHI
4310 | PRL-DAS-028-O2-1 | HVDC-ADOPT-HE-0309-1 | DAS | EQ-352 | 208854 | 1 | Indoor | Aluminium Busbar Tube 160 x 6 mm | 353 | 67 | 27 | 0.63858 | 110 | 124 | Stackable | 85049090 | SEK | 17916.46 | ANE MAERSK | BELGIUM | Antwerp | Khalifa port | 2025-02-26 | 2025-03-28 |  |  | 2025-04-07 |  |  |  | 2025-08-05 | [5 empty] | 2025-08-14 |  | CASE_LIST | 1 | 1 | site | DAS | 2025-08-14 | site | 2 | 3 | -1 | 2 | 2.37 | 1 | 2.37 | HITACHI(HE) |  | 1 | 3 | 2 | 4 | Flow 4: Port → WH → MOSB → Site | DAS | HITACHI
4311 | PRL-DAS-028-O2-1 | HVDC-ADOPT-HE-0309-1 | DAS | EQ-352 | 208855 | 1 | Indoor | Aluminium Busbar Tube 160 x 6 mm | 353 | 51 | 27 | 0.48608 | 82 | 92 | Stackable | 85049090 | SEK | 17916.46 | ANE MAERSK | BELGIUM | Antwerp | Khalifa port | 2025-02-26 | 2025-03-28 |  |  | 2025-04-07 |  |  |  | 2025-08-06 | [5 empty] | 2025-08-17 |  | CASE_LIST | 1 | 1 | site | DAS | 2025-08-17 | site | 2 | 3 | -1 | 2 | 1.8 | 1 | 1.8 | HITACHI(HE) |  | 1 | 3 | 2 | 4 | Flow 4: Port → WH → MOSB → Site | DAS | HITACHI
4312 | PRL-DAS-028-O2-1 | HVDC-ADOPT-HE-0309-1 | DAS | EQ-352 | 208856 | 1 | Indoor | Aluminium Busbar Tube 160 x 6 mm | 353 | 35 | 27 | 0.33359 | 51 | 61 | Stackable | 85049090 | SEK | 17916.46 | ANE MAERSK | BELGIUM | Antwerp | Khalifa port | 2025-02-26 | 2025-03-28 |  |  | 2025-04-07 |  |  |  | 2025-08-06 | [5 empty] | 2025-08-17 |  | CASE_LIST | 1 | 1 | site | DAS | 2025-08-17 | site | 2 | 3 | -1 | 2 | 1.24 | 1 | 1.24 | HITACHI(HE) |  | 1 | 3 | 2 | 4 | Flow 4: Port → WH → MOSB → Site | DAS | HITACHI
4313 | PRL-DAS-028-O2-1 | HVDC-ADOPT-HE-0309-1 | DAS | EQ-352 | 208857 | 1 | Indoor | Aluminium Busbar Tube 160 x 6 mm | 553 | 83 | 27 | 1.2393 | 220 | 234 | Stackable | 85049090 | SEK | 17916.46 | ANE MAERSK | BELGIUM | Antwerp | Khalifa port | 2025-02-26 | 2025-03-28 |  |  | 2025-04-07 |  |  |  | 2025-08-05 | [5 empty] | 2025-08-14 |  | CASE_LIST | 1 | 1 | site | DAS | 2025-08-14 | site | 2 | 3 | -1 | 2 | 4.59 | 1 | 4.59 | HITACHI(HE) |  | 1 | 3 | 2 | 4 | Flow 4: Port → WH → MOSB → Site | DAS | HITACHI
4314 | PRL-DAS-028-O2-1 | HVDC-ADOPT-HE-0309-1 | DAS | EQ-352 | 208858 | 1 | Indoor | Aluminium Busbar Tube 160 x 6 mm | 553 | 83 | 27 | 1.2393 | 222 | 236 | Stackable | 85049090 | SEK | 17916.46 | ANE MAERSK | BELGIUM | Antwerp | Khalifa port | 2025-02-26 | 2025-03-28 |  |  | 2025-04-07 |  |  |  | 2025-08-06 | [5 empty] | 2025-08-17 |  | CASE_LIST | 1 | 1 | site | DAS | 2025-08-17 | site | 2 | 3 | -1 | 2 | 4.59 | 1 | 4.59 | HITACHI(HE) |  | 1 | 3 | 2 | 4 | Flow 4: Port → WH → MOSB → Site | DAS | HITACHI
4315 | PRL-DAS-028-O2-1 | HVDC-ADOPT-HE-0309-1 | DAS | EQ-352 | 208859 | 1 | Indoor | Aluminium Busbar Tube 160 x 6 mm | 653 | 67 | 27 | 1.1813 | 208 | 222 | Stackable | 85049090 | SEK | 17916.46 | ANE MAERSK | BELGIUM | Antwerp | Khalifa port | 2025-02-26 | 2025-03-28 |  |  | 2025-04-07 |  |  |  | 2025-08-05 | [5 empty] | 2025-08-17 |  | CASE_LIST | 1 | 1 | site | DAS | 2025-08-17 | site | 2 | 3 | -1 | 2 | 4.38 | 1 | 4.38 | HITACHI(HE) |  | 1 | 3 | 2 | 4 | Flow 4: Port → WH → MOSB → Site | DAS | HITACHI
4316 | PRL-DAS-028-O2-1 | HVDC-ADOPT-HE-0309-1 | DAS | EQ-352 | 208860 | 1 | Indoor | Aluminium Busbar Tube 160 x 6 mm | 653 | 67 | 27 | 1.1813 | 208 | 222 | Stackable | 85049090 | SEK | 17916.46 | ANE MAERSK | BELGIUM | Antwerp | Khalifa port | 2025-02-26 | 2025-03-28 |  |  | 2025-04-07 |  |  |  | 2025-08-06 | [5 empty] | 2025-08-17 |  | CASE_LIST | 1 | 1 | site | DAS | 2025-08-17 | site | 2 | 3 | -1 | 2 | 4.38 | 1 | 4.38 | HITACHI(HE) |  | 1 | 3 | 2 | 4 | Flow 4: Port → WH → MOSB → Site | DAS | HITACHI
4317 | PRL-DAS-028-O2-1 | HVDC-ADOPT-HE-0309-1 | DAS | EQ-352 | 208861 | 1 | Indoor | Aluminium Busbar Tube 160 x 6 mm | 653 | 67 | 27 | 1.1813 | 207 | 221 | Stackable | 85049090 | SEK | 17916.46 | ANE MAERSK | BELGIUM | Antwerp | Khalifa port | 2025-02-26 | 2025-03-28 |  |  | 2025-04-07 |  |  |  | 2025-08-06 | [5 empty] | 2025-08-17 |  | CASE_LIST | 1 | 1 | site | DAS | 2025-08-17 | site | 2 | 3 | -1 | 2 | 4.38 | 1 | 4.38 | HITACHI(HE) |  | 1 | 3 | 2 | 4 | Flow 4: Port → WH → MOSB → Site | DAS | HITACHI
4318 | PRL-DAS-028-O2-1 | HVDC-ADOPT-HE-0309-1 | DAS | EQ-352 | 208862 | 1 | Indoor | Aluminium Busbar Tube 160 x 6 mm | 653 | 35 | 27 | 0.61708 | 97 | 111 | Stackable | 85049090 | SEK | 17916.46 | ANE MAERSK | BELGIUM | Antwerp | Khalifa port | 2025-02-26 | 2025-03-28 |  |  | 2025-04-07 |  |  |  | 2025-08-06 | [5 empty] | 2025-08-17 |  | CASE_LIST | 1 | 1 | site | DAS | 2025-08-17 | site | 2 | 3 | -1 | 2 | 2.29 | 1 | 2.29 | HITACHI(HE) |  | 1 | 3 | 2 | 4 | Flow 4: Port → WH → MOSB → Site | DAS | HITACHI
4319 | PRL-DAS-028-O2-1 | HVDC-ADOPT-HE-0309-1 | DAS | EQ-352 | 208863 | 1 | Indoor | Aluminium Busbar Tube 160 x 6 mm | 753 | 35 | 27 | 0.71159 | 117 | 127 | Stackable | 85049090 | SEK | 17916.46 | ANE MAERSK | BELGIUM | Antwerp | Khalifa port | 2025-02-26 | 2025-03-28 |  |  | 2025-04-07 |  |  |  | 2025-08-06 | [5 empty] | 2025-08-14 |  | CASE_LIST | 1 | 1 | site | DAS | 2025-08-14 | site | 2 | 3 | -1 | 2 | 2.64 | 1 | 2.64 | HITACHI(HE) |  | 1 | 3 | 2 | 4 | Flow 4: Port → WH → MOSB → Site | DAS | HITACHI
4320 | PRL-DAS-028-O2-1 | HVDC-ADOPT-HE-0309-1 | DAS | EQ-352 | 208864 | 1 | Indoor | Aluminium Busbar Tube 160 x 6 mm | 753 | 35 | 27 | 0.71159 | 112 | 126 | Stackable | 85049090 | SEK | 17916.46 | ANE MAERSK | BELGIUM | Antwerp | Khalifa port | 2025-02-26 | 2025-03-28 |  |  | 2025-04-07 |  |  |  | 2025-08-06 | [5 empty] | 2025-08-14 |  | CASE_LIST | 1 | 1 | site | DAS | 2025-08-14 | site | 2 | 3 | -1 | 2 | 2.64 | 1 | 2.64 | HITACHI(HE) |  | 1 | 3 | 2 | 4 | Flow 4: Port → WH → MOSB → Site | DAS | HITACHI
4321 | PRL-DAS-028-O2-1 | HVDC-ADOPT-HE-0309-1 | DAS | EQ-352 | 208869 | 1 | Indoor | Aluminium Busbar Tube 160 x 6 mm | 853 | 20 | 27 | 0.46062 | 68 | 78 | Stackable | 85049090 | SEK | 17916.46 | ANE MAERSK | BELGIUM | Antwerp | Khalifa port | 2025-02-26 | 2025-03-28 |  |  | 2025-04-07 |  |  |  | 2025-08-06 | [5 empty] | 2025-08-17 |  | CASE_LIST | 1 | 1 | site | DAS | 2025-08-17 | site | 2 | 3 | -1 | 2 | 1.71 | 1 | 1.71 | HITACHI(HE) |  | 1 | 3 | 2 | 4 | Flow 4: Port → WH → MOSB → Site | DAS | HITACHI
4322 | PRL-DAS-028-O2-1 | HVDC-ADOPT-HE-0309-1 | DAS | EQ-352 | 208872 | 1 | Indoor | Aluminium Busbar Tube 160 x 6 mm | 953 | 67 | 27 | 1.724 | 300 | 314 | Stackable | 85049090 | SEK | 17916.46 | ANE MAERSK | BELGIUM | Antwerp | Khalifa port | 2025-02-26 | 2025-03-28 |  |  | 2025-04-07 |  |  |  | 2025-08-06 | [5 empty] | 2025-08-17 |  | CASE_LIST | 1 | 1 | site | DAS | 2025-08-17 | site | 2 | 3 | -1 | 2 | 6.39 | 1 | 6.39 | HITACHI(HE) |  | 1 | 3 | 2 | 4 | Flow 4: Port → WH → MOSB → Site | DAS | HITACHI
4323 | PRL-DAS-028-O2-1 | HVDC-ADOPT-HE-0309-1 | DAS | EQ-352 | 208873 | 1 | Indoor | Aluminium Busbar Tube 160 x 6 mm | 453 | 67 | 27 | 0.81948 | 40 | 50 | Stackable | 85049090 | SEK | 17916.46 | ANE MAERSK | BELGIUM | Antwerp | Khalifa port | 2025-02-26 | 2025-03-28 |  |  | 2025-04-07 |  |  |  | 2025-08-06 | [5 empty] | 2025-08-17 |  | CASE_LIST | 1 | 1 | site | DAS | 2025-08-17 | site | 2 | 3 | -1 | 2 | 3.04 | 1 | 3.04 | HITACHI(HE) |  | 1 | 3 | 2 | 4 | Flow 4: Port → WH → MOSB → Site | DAS | HITACHI
4281 | PRL-DAS-028-O1 | HVDC-ADOPT-HE-0308 | DAS | EQ-352 | 208874 | 1 | Indoor | Aluminium Busbar Tube 250 x 6 mm | 503 | 78 | 36 | 1.4124 | 191 | 207 | Stackable | 85049090 | SEK | 18570.41 | ANE MAERSK | BELGIUM | Antwerp | Khalifa port | 2025-02-26 | 2025-03-28 |  |  | 2025-04-07 |  |  |  | 2025-08-05 | [5 empty] | 2025-08-14 |  | CASE_LIST | 1 | 1 | site | DAS | 2025-08-14 | site | 2 | 3 | -1 | 2 | 3.92 | 1 | 3.92 | HITACHI(HE) |  | 1 | 3 | 2 | 4 | Flow 4: Port → WH → MOSB → Site | DAS | HITACHI
4282 | PRL-DAS-028-O1 | HVDC-ADOPT-HE-0308 | DAS | EQ-352 | 208875 | 1 | Indoor | Aluminium Busbar Tube 250 x 6 mm | 503 | 78 | 36 | 1.4124 | 192 | 208 | Stackable | 85049090 | SEK | 18570.41 | ANE MAERSK | BELGIUM | Antwerp | Khalifa port | 2025-02-26 | 2025-03-28 |  |  | 2025-04-07 |  |  |  | 2025-08-05 | [5 empty] | 2025-08-14 |  | CASE_LIST | 1 | 1 | site | DAS | 2025-08-14 | site | 2 | 3 | -1 | 2 | 3.92 | 1 | 3.92 | HITACHI(HE) |  | 1 | 3 | 2 | 4 | Flow 4: Port → WH → MOSB → Site | DAS | HITACHI
4283 | PRL-DAS-028-O1 | HVDC-ADOPT-HE-0308 | DAS | EQ-352 | 208876 | 1 | Indoor | Aluminium Busbar Tube 250 x 6 mm | 703 | 78 | 36 | 1.974 | 265 | 281 | Stackable | 85049090 | SEK | 18570.41 | ANE MAERSK | BELGIUM | Antwerp | Khalifa port | 2025-02-26 | 2025-03-28 |  |  | 2025-04-07 |  |  |  | 2025-08-05 | [5 empty] | 2025-08-14 |  | CASE_LIST | 1 | 1 | site | DAS | 2025-08-14 | site | 2 | 3 | -1 | 2 | 5.48 | 1 | 5.48 | HITACHI(HE) |  | 1 | 3 | 2 | 4 | Flow 4: Port → WH → MOSB → Site | DAS | HITACHI
4284 | PRL-DAS-028-O1 | HVDC-ADOPT-HE-0308 | DAS | EQ-352 | 208877 | 1 | Indoor | Aluminium Busbar Tube 250 x 6 mm | 703 | 78 | 36 | 1.974 | 265 | 281 | Stackable | 85049090 | SEK | 18570.41 | ANE MAERSK | BELGIUM | Antwerp | Khalifa port | 2025-02-26 | 2025-03-28 |  |  | 2025-04-07 |  |  |  | 2025-08-05 | [5 empty] | 2025-08-14 |  | CASE_LIST | 1 | 1 | site | DAS | 2025-08-14 | site | 2 | 3 | -1 | 2 | 5.48 | 1 | 5.48 | HITACHI(HE) |  | 1 | 3 | 2 | 4 | Flow 4: Port → WH → MOSB → Site | DAS | HITACHI
4285 | PRL-DAS-028-O1 | HVDC-ADOPT-HE-0308 | DAS | EQ-352 | 208878 | 1 | Indoor | Aluminium Busbar Tube 250 x 6 mm | 703 | 30 | 36 | 0.75924 | 84 | 96 | Stackable | 85049090 | SEK | 18570.41 | ANE MAERSK | BELGIUM | Antwerp | Khalifa port | 2025-02-26 | 2025-03-28 |  |  | 2025-04-07 |  |  |  | 2025-08-05 | [5 empty] | 2025-08-14 |  | CASE_LIST | 1 | 1 | site | DAS | 2025-08-14 | site | 2 | 3 | -1 | 2 | 2.11 | 1 | 2.11 | HITACHI(HE) |  | 1 | 3 | 2 | 4 | Flow 4: Port → WH → MOSB → Site | DAS | HITACHI
4286 | PRL-DAS-028-O1 | HVDC-ADOPT-HE-0308 | DAS | EQ-352 | 208879 | 1 | Indoor | Aluminium Busbar Tube 250 x 6 mm | 803 | 78 | 36 | 2.2548 | 301 | 317 | Stackable | 85049090 | SEK | 18570.41 | ANE MAERSK | BELGIUM | Antwerp | Khalifa port | 2025-02-26 | 2025-03-28 |  |  | 2025-04-07 |  |  |  | 2025-08-05 | [5 empty] | 2025-08-14 |  | CASE_LIST | 1 | 1 | site | DAS | 2025-08-14 | site | 2 | 3 | -1 | 2 | 6.26 | 1 | 6.26 | HITACHI(HE) |  | 1 | 3 | 2 | 4 | Flow 4: Port → WH → MOSB → Site | DAS | HITACHI
4287 | PRL-DAS-028-O1 | HVDC-ADOPT-HE-0308 | DAS | EQ-352 | 208880 | 1 | Indoor | Aluminium Busbar Tube 250 x 6 mm | 803 | 78 | 36 | 2.2548 | 303 | 319 | Stackable | 85049090 | SEK | 18570.41 | ANE MAERSK | BELGIUM | Antwerp | Khalifa port | 2025-02-26 | 2025-03-28 |  |  | 2025-04-07 |  |  |  | 2025-08-05 | [5 empty] | 2025-08-14 |  | CASE_LIST | 1 | 1 | site | DAS | 2025-08-14 | site | 2 | 3 | -1 | 2 | 6.26 | 1 | 6.26 | HITACHI(HE) |  | 1 | 3 | 2 | 4 | Flow 4: Port → WH → MOSB → Site | DAS | HITACHI
4288 | PRL-DAS-028-O1 | HVDC-ADOPT-HE-0308 | DAS | EQ-352 | 208881 | 1 | Indoor | Aluminium Busbar Tube 250 x 6 mm | 803 | 53 | 36 | 1.5321 | 201 | 213 | Stackable | 85049090 | SEK | 18570.41 | ANE MAERSK | BELGIUM | Antwerp | Khalifa port | 2025-02-26 | 2025-03-28 |  |  | 2025-04-07 |  |  |  | 2025-08-05 | [5 empty] | 2025-08-14 |  | CASE_LIST | 1 | 1 | site | DAS | 2025-08-14 | site | 2 | 3 | -1 | 2 | 4.26 | 1 | 4.26 | HITACHI(HE) |  | 1 | 3 | 2 | 4 | Flow 4: Port → WH → MOSB → Site | DAS | HITACHI
4289 | PRL-DAS-028-O1 | HVDC-ADOPT-HE-0308 | DAS | EQ-352 | 208882 | 1 | Indoor | Aluminium Busbar Tube 250 x 6 mm | 903 | 78 | 36 | 2.5356 | 222 | 238 | Stackable | 85049090 | SEK | 18570.41 | ANE MAERSK | BELGIUM | Antwerp | Khalifa port | 2025-02-26 | 2025-03-28 |  |  | 2025-04-07 |  |  |  | 2025-08-05 | [5 empty] | 2025-08-14 |  | CASE_LIST | 1 | 1 | site | DAS | 2025-08-14 | site | 2 | 3 | -1 | 2 | 7.04 | 1 | 7.04 | HITACHI(HE) |  | 1 | 3 | 2 | 4 | Flow 4: Port → WH → MOSB → Site | DAS | HITACHI
4290 | PRL-DAS-028-O1 | HVDC-ADOPT-HE-0308 | DAS | EQ-352 | 208883 | 1 | Indoor | Aluminium Busbar Tube 250 x 6 mm | 1003 | 78 | 36 | 2.8164 | 378 | 398 | Stackable | 85049090 | SEK | 18570.41 | ANE MAERSK | BELGIUM | Antwerp | Khalifa port | 2025-02-26 | 2025-03-28 |  |  | 2025-04-07 |  |  |  | 2025-08-05 | [5 empty] | 2025-08-17 |  | CASE_LIST | 1 | 1 | site | DAS | 2025-08-17 | site | 2 | 3 | -1 | 2 | 7.82 | 1 | 7.82 | HITACHI(HE) |  | 1 | 3 | 2 | 4 | Flow 4: Port → WH → MOSB → Site | DAS | HITACHI
4291 | PRL-DAS-028-O1 | HVDC-ADOPT-HE-0308 | DAS | EQ-352 | 208884 | 1 | Indoor | Aluminium Busbar Tube 250 x 6 mm | 1003 | 53 | 36 | 1.9137 | 250 | 266 | Stackable | 85049090 | SEK | 18570.41 | ANE MAERSK | BELGIUM | Antwerp | Khalifa port | 2025-02-26 | 2025-03-28 |  |  | 2025-04-07 |  |  |  | 2025-08-05 | [5 empty] | 2025-08-14 |  | CASE_LIST | 1 | 1 | site | DAS | 2025-08-14 | site | 2 | 3 | -1 | 2 | 5.32 | 1 | 5.32 | HITACHI(HE) |  | 1 | 3 | 2 | 4 | Flow 4: Port → WH → MOSB → Site | DAS | HITACHI
4292 | PRL-DAS-028-O1 | HVDC-ADOPT-HE-0308 | DAS | EQ-352 | 208885 | 1 | Indoor | Aluminium Busbar Tube 250 x 6 mm | 1003 | 53 | 36 | 1.9137 | 253 | 269 | Stackable | 85049090 | SEK | 18570.41 | ANE MAERSK | BELGIUM | Antwerp | Khalifa port | 2025-02-26 | 2025-03-28 |  |  | 2025-04-07 |  |  |  | 2025-08-05 | [5 empty] | 2025-08-14 |  | CASE_LIST | 1 | 1 | site | DAS | 2025-08-14 | site | 2 | 3 | -1 | 2 | 5.32 | 1 | 5.32 | HITACHI(HE) |  | 1 | 3 | 2 | 4 | Flow 4: Port → WH → MOSB → Site | DAS | HITACHI
4293 | PRL-DAS-028-O1 | HVDC-ADOPT-HE-0308 | DAS | EQ-352 | 208886 | 1 | Indoor | Aluminium Busbar Tube 250 x 6 mm | 1003 | 53 | 36 | 1.9137 | 248 | 264 | Stackable | 85049090 | SEK | 18570.41 | ANE MAERSK | BELGIUM | Antwerp | Khalifa port | 2025-02-26 | 2025-03-28 |  |  | 2025-04-07 |  |  |  | 2025-08-05 | [5 empty] | 2025-08-17 |  | CASE_LIST | 1 | 1 | site | DAS | 2025-08-17 | site | 2 | 3 | -1 | 2 | 5.32 | 1 | 5.32 | HITACHI(HE) |  | 1 | 3 | 2 | 4 | Flow 4: Port → WH → MOSB → Site | DAS | HITACHI
4294 | PRL-DAS-028-O1 | HVDC-ADOPT-HE-0308 | DAS | EQ-352 | 208887 | 1 | Indoor | Aluminium Busbar Tube 250 x 6 mm | 1003 | 53 | 36 | 1.9137 | 253 | 269 | Stackable | 85049090 | SEK | 18570.41 | ANE MAERSK | BELGIUM | Antwerp | Khalifa port | 2025-02-26 | 2025-03-28 |  |  | 2025-04-07 |  |  |  | 2025-08-05 | [5 empty] | 2025-08-14 |  | CASE_LIST | 1 | 1 | site | DAS | 2025-08-14 | site | 2 | 3 | -1 | 2 | 5.32 | 1 | 5.32 | HITACHI(HE) |  | 1 | 3 | 2 | 4 | Flow 4: Port → WH → MOSB → Site | DAS | HITACHI
4295 | PRL-DAS-028-O1 | HVDC-ADOPT-HE-0308 | DAS | EQ-352 | 208888 | 1 | Indoor | Aluminium Busbar Tube 250 x 6 mm | 553 | 78 | 36 | 1.5528 | 209 | 225 | Stackable | 85049090 | SEK | 18570.41 | ANE MAERSK | BELGIUM | Antwerp | Khalifa port | 2025-02-26 | 2025-03-28 |  |  | 2025-04-07 |  |  |  | 2025-08-05 | [5 empty] | 2025-08-14 |  | CASE_LIST | 1 | 1 | site | DAS | 2025-08-14 | site | 2 | 3 | -1 | 2 | 4.31 | 1 | 4.31 | HITACHI(HE) |  | 1 | 3 | 2 | 4 | Flow 4: Port → WH → MOSB → Site | DAS | HITACHI
4296 | PRL-DAS-028-O1 | HVDC-ADOPT-HE-0308 | DAS | EQ-352 | 208889 | 1 | Indoor | Aluminium Busbar Tube 250 x 6 mm | 553 | 78 | 36 | 1.5528 | 210 | 226 | Stackable | 85049090 | SEK | 18570.41 | ANE MAERSK | BELGIUM | Antwerp | Khalifa port | 2025-02-26 | 2025-03-28 |  |  | 2025-04-07 |  |  |  | 2025-08-05 | [5 empty] | 2025-08-14 |  | CASE_LIST | 1 | 1 | site | DAS | 2025-08-14 | site | 2 | 3 | -1 | 2 | 4.31 | 1 | 4.31 | HITACHI(HE) |  | 1 | 3 | 2 | 4 | Flow 4: Port → WH → MOSB → Site | DAS | HITACHI
4297 | PRL-DAS-028-O1 | HVDC-ADOPT-HE-0308 | DAS | EQ-352 | 208890 | 1 | Indoor | Aluminium Busbar Tube 250 x 6 mm | 653 | 78 | 36 | 1.8336 | 247 | 263 | Stackable | 85049090 | SEK | 18570.41 | ANE MAERSK | BELGIUM | Antwerp | Khalifa port | 2025-02-26 | 2025-03-28 |  |  | 2025-04-07 |  |  |  | 2025-08-05 | [5 empty] | 2025-08-14 |  | CASE_LIST | 1 | 1 | site | DAS | 2025-08-14 | site | 2 | 3 | -1 | 2 | 5.09 | 1 | 5.09 | HITACHI(HE) |  | 1 | 3 | 2 | 4 | Flow 4: Port → WH → MOSB → Site | DAS | HITACHI
4298 | PRL-DAS-028-O1 | HVDC-ADOPT-HE-0308 | DAS | EQ-352 | 208891 | 1 | Indoor | Aluminium Busbar Tube 250 x 6 mm | 853 | 78 | 36 | 2.3952 | 315 | 335 | Stackable | 85049090 | SEK | 18570.41 | ANE MAERSK | BELGIUM | Antwerp | Khalifa port | 2025-02-26 | 2025-03-28 |  |  | 2025-04-07 |  |  |  | 2025-08-05 | [5 empty] | 2025-08-17 |  | CASE_LIST | 1 | 1 | site | DAS | 2025-08-17 | site | 2 | 3 | -1 | 2 | 6.65 | 1 | 6.65 | HITACHI(HE) |  | 1 | 3 | 2 | 4 | Flow 4: Port → WH → MOSB → Site | DAS | HITACHI
4299 | PRL-DAS-028-O1 | HVDC-ADOPT-HE-0308 | DAS | EQ-352 | 208892 | 1 | Indoor | Aluminium Busbar Tube 250 x 6 mm | 853 | 78 | 36 | 2.3952 | 316 | 336 | Stackable | 85049090 | SEK | 18570.41 | ANE MAERSK | BELGIUM | Antwerp | Khalifa port | 2025-02-26 | 2025-03-28 |  |  | 2025-04-07 |  |  |  | 2025-08-05 | [5 empty] | 2025-08-17 |  | CASE_LIST | 1 | 1 | site | DAS | 2025-08-17 | site | 2 | 3 | -1 | 2 | 6.65 | 1 | 6.65 | HITACHI(HE) |  | 1 | 3 | 2 | 4 | Flow 4: Port → WH → MOSB → Site | DAS | HITACHI
4300 | PRL-DAS-028-O1 | HVDC-ADOPT-HE-0308 | DAS | EQ-352 | 208893 | 1 | Indoor | Aluminium Busbar Tube 250 x 6 mm | 853 | 78 | 36 | 2.3952 | 318 | 338 | Stackable | 85049090 | SEK | 18570.41 | ANE MAERSK | BELGIUM | Antwerp | Khalifa port | 2025-02-26 | 2025-03-28 |  |  | 2025-04-07 |  |  |  | 2025-08-05 | [5 empty] | 2025-08-17 |  | CASE_LIST | 1 | 1 | site | DAS | 2025-08-17 | site | 2 | 3 | -1 | 2 | 6.65 | 1 | 6.65 | HITACHI(HE) |  | 1 | 3 | 2 | 4 | Flow 4: Port → WH → MOSB → Site | DAS | HITACHI
4301 | PRL-DAS-028-O1 | HVDC-ADOPT-HE-0308 | DAS | EQ-352 | 208894 | 1 | Indoor | Aluminium Busbar Tube 250 x 6 mm | 853 | 78 | 36 | 2.3952 | 316 | 336 | Stackable | 85049090 | SEK | 18570.41 | ANE MAERSK | BELGIUM | Antwerp | Khalifa port | 2025-02-26 | 2025-03-28 |  |  | 2025-04-07 |  |  |  | 2025-08-05 | [5 empty] | 2025-08-17 |  | CASE_LIST | 1 | 1 | site | DAS | 2025-08-17 | site | 2 | 3 | -1 | 2 | 6.65 | 1 | 6.65 | HITACHI(HE) |  | 1 | 3 | 2 | 4 | Flow 4: Port → WH → MOSB → Site | DAS | HITACHI
4302 | PRL-DAS-028-O1 | HVDC-ADOPT-HE-0308 | DAS | EQ-352 | 208895 | 1 | Indoor | Aluminium Busbar Tube 250 x 6 mm | 853 | 30 | 36 | 0.92124 | 103 | 113 | Stackable | 85049090 | SEK | 18570.41 | ANE MAERSK | BELGIUM | Antwerp | Khalifa port | 2025-02-26 | 2025-03-28 |  |  | 2025-04-07 |  |  |  | 2025-08-05 | [5 empty] | 2025-08-17 |  | CASE_LIST | 1 | 1 | site | DAS | 2025-08-17 | site | 2 | 3 | -1 | 2 | 2.56 | 1 | 2.56 | HITACHI(HE) |  | 1 | 3 | 2 | 4 | Flow 4: Port → WH → MOSB → Site | DAS | HITACHI
4303 | PRL-DAS-028-O1 | HVDC-ADOPT-HE-0308 | DAS | EQ-352 | 208896 | 1 | Indoor | Aluminium Busbar Tube 250 x 6 mm | 953 | 53 | 36 | 1.8183 | 234 | 250 | Stackable | 85049090 | SEK | 18570.41 | ANE MAERSK | BELGIUM | Antwerp | Khalifa port | 2025-02-26 | 2025-03-28 |  |  | 2025-04-07 |  |  |  | 2025-08-05 | [5 empty] | 2025-08-14 |  | CASE_LIST | 1 | 1 | site | DAS | 2025-08-14 | site | 2 | 3 | -1 | 2 | 5.05 | 1 | 5.05 | HITACHI(HE) |  | 1 | 3 | 2 | 4 | Flow 4: Port → WH → MOSB → Site | DAS | HITACHI
4304 | PRL-DAS-028-O1 | HVDC-ADOPT-HE-0308 | DAS | EQ-352 | 208897 | 1 | Indoor | Aluminium Busbar Tube 250 x 6 mm | 553 | 78 | 36 | 1.5528 | 205 | 225 | Stackable | 85049090 | SEK | 18570.41 | ANE MAERSK | BELGIUM | Antwerp | Khalifa port | 2025-02-26 | 2025-03-28 |  |  | 2025-04-07 |  |  |  | 2025-08-05 | [5 empty] | 2025-08-14 |  | CASE_LIST | 1 | 1 | site | DAS | 2025-08-14 | site | 2 | 3 | -1 | 2 | 4.31 | 1 | 4.31 | HITACHI(HE) |  | 1 | 3 | 2 | 4 | Flow 4: Port → WH → MOSB → Site | DAS | HITACHI
4085 | PRL-SHU-043-A2 | HVDC-ADOPT-HE-0307 | SHU | EQ-001 | 191046 | 1 | Indoor | Control Cubicle Optical Distribution Frame 1B | 253 | 190 | 105 | 5.0473 | 220 | 650 | Stackable 3 tier | 85401098 | SEK | 1133270 | EK9316 | SWEDEN | Malmoe | Abu Dhabi Airport | 2025-02-12 | 2024-02-14 | [11 empty] | 2025-02-19 |  |  | CASE_LIST |  | 1 | site | SHU | 2025-02-19 | site | 0 | 1 | 1 | 2 | 4.81 | 3 | 4.81 | HITACHI(HE) |  | 1 | 1 | 0 | 1 | Flow 1: Port → Site | SHU | HITACHI
4086 | PRL-SHU-043-A2 | HVDC-ADOPT-HE-0307 | SHU | EQ-001 | 191048 | 1 | Indoor | Control Cubicle Optical Distribution Frame 21B | 253 | 190 | 105 | 5.0473 | 220 | 650 | Stackable 3 tier | 85401098 | SEK | 1133270 | EK9316 | SWEDEN | Malmoe | Abu Dhabi Airport | 2025-02-12 | 2024-02-14 | [11 empty] | 2025-02-19 |  |  | CASE_LIST |  | 1 | site | SHU | 2025-02-19 | site | 0 | 1 | 1 | 2 | 4.81 | 3 | 4.81 | HITACHI(HE) |  | 1 | 1 | 0 | 1 | Flow 1: Port → Site | SHU | HITACHI
4087 | PRL-SHU-043-A2 | HVDC-ADOPT-HE-0307 | SHU | EQ-001 | 191049 | 1 | Indoor | Control Cubicle Optical Distribution Frame 22A | 253 | 190 | 105 | 5.0473 | 220 | 650 | Stackable 3 tier | 85401098 | SEK | 1133270 | EK9316 | SWEDEN | Malmoe | Abu Dhabi Airport | 2025-02-12 | 2024-02-14 | [11 empty] | 2025-02-19 |  |  | CASE_LIST |  | 1 | site | SHU | 2025-02-19 | site | 0 | 1 | 1 | 2 | 4.81 | 3 | 4.81 | HITACHI(HE) |  | 1 | 1 | 0 | 1 | Flow 1: Port → Site | SHU | HITACHI
4088 | PRL-SHU-043-A2 | HVDC-ADOPT-HE-0307 | SHU | EQ-001 | 191051 | 1 | Indoor | Control Cubicle Optical Distribution Frame 23A, | 253 | 190 | 105 | 5.0473 | 220 | 650 | Stackable 3 tier | 85401098 | SEK | 1133270 | EK9316 | SWEDEN | Malmoe | Abu Dhabi Airport | 2025-02-12 | 2024-02-14 | [11 empty] | 2025-02-19 |  |  | CASE_LIST |  | 1 | site | SHU | 2025-02-19 | site | 0 | 1 | 1 | 2 | 4.81 | 3 | 4.81 | HITACHI(HE) |  | 1 | 1 | 0 | 1 | Flow 1: Port → Site | SHU | HITACHI
5149 | PRL-SHU-040-O1 | HVDC-ADOPT-HE-0306 | SHU | EQ-052 | 191645 | 1 | Outdoor | LOWER PART for n° 6 Singlepole DSC SPOL 420 kV 3150 A | 130 | 130 | 130 | 2.197 | 474 | 580 | Not stackable | 85353090 | SEK | 793768.6 | MSC LUCIANA | Italy | Venice | Khalifa port | 2025-03-11 | 2025-05-08 | [11 empty] | 2025-05-30 |  |  | CASE_LIST |  | 1 | site | SHU | 2025-05-30 | site | 0 | 1 | 1 | 2 | 1.69 | 0 | 1.69 | HITACHI(HE) |  | 1 | 1 | 0 | 1 | Flow 1: Port → Site | SHU | HITACHI
5150 | PRL-SHU-040-O1 | HVDC-ADOPT-HE-0306 | SHU | EQ-052 | 191646 | 1 | Outdoor | LIVE PART for n° 6 Singlepole DSC SPOL 420 kV 3150 A | 350 | 225 | 225 | 17.7188 | 1653 | 2130 | Not stackable | 85353090 | SEK | 793768.6 | MSC LUCIANA | Italy | Venice | Khalifa port | 2025-03-11 | 2025-05-08 | [11 empty] | 2025-05-30 |  |  | CASE_LIST |  | 1 | site | SHU | 2025-05-30 | site | 0 | 1 | 1 | 2 | 7.88 | 0 | 7.88 | HITACHI(HE) |  | 1 | 1 | 0 | 1 | Flow 1: Port → Site | SHU | HITACHI
5151 | PRL-SHU-040-O1 | HVDC-ADOPT-HE-0306 | SHU | EQ-052 | 191647 | 1 | Outdoor | CORONA RING & BRACKET for n° 6 Singlepole DSC SPOL 420 kV 3150 A | 170 | 110 | 210 | 3.927 | 138 | 300 | Not stackable | 85353090 | SEK | 793768.6 | MSC LUCIANA | Italy | Venice | Khalifa port | 2025-03-11 | 2025-05-08 | [11 empty] | 2025-05-30 |  |  | CASE_LIST |  | 1 | site | SHU | 2025-05-30 | site | 0 | 1 | 1 | 2 | 1.87 | 0 | 1.87 | HITACHI(HE) |  | 1 | 1 | 0 | 1 | Flow 1: Port → Site | SHU | HITACHI
5152 | PRL-SHU-040-O1 | HVDC-ADOPT-HE-0306 | SHU | EQ-052 | 191649 | 1 | Outdoor | NUTS&BOLTS for n° 6 Singlepole DSC SPOL 420 kV 3150 A | 62 | 42 | 46 | 0.11978 | 76 | 85 | Stackable 1 tier | 85353090 | SEK | 793768.6 | MSC LUCIANA | Italy | Venice | Khalifa port | 2025-03-11 | 2025-05-08 | [11 empty] | 2025-05-30 |  |  | CASE_LIST |  | 1 | site | SHU | 2025-05-30 | site | 0 | 1 | 1 | 2 | 0.26 | 1 | 0.26 | HITACHI(HE) |  | 1 | 1 | 0 | 1 | Flow 1: Port → Site | SHU | HITACHI
5153 | PRL-SHU-040-O1 | HVDC-ADOPT-HE-0306 | SHU | EQ-052 | 191650 | 1 | Outdoor | n° 3 SUPPORT STRUCTURE FOR DSC | 460 | 112 | 180 | 9.2736 | 1878 | 2025 | Not stackable | 85353090 | SEK | 793768.6 | MSC LUCIANA | Italy | Venice | Khalifa port | 2025-03-11 | 2025-05-08 | [11 empty] | 2025-05-30 |  |  | CASE_LIST |  | 1 | site | SHU | 2025-05-30 | site | 0 | 1 | 1 | 2 | 5.15 | 0 | 5.15 | HITACHI(HE) |  | 1 | 1 | 0 | 1 | Flow 1: Port → Site | SHU | HITACHI
5154 | PRL-SHU-040-O1 | HVDC-ADOPT-HE-0306 | SHU | EQ-052 | 191651 | 1 | Outdoor | INSULATOR forSinglepole DSC SPOL 420 kV 3150 A | 378 | 113 | 90 | 3.8443 | 1542 | 1850 | Not stackable | 85353090 | SEK | 793768.6 | MSC LUCIANA | Italy | Venice | Khalifa port | 2025-03-11 | 2025-05-08 | [11 empty] | 2025-05-30 |  |  | CASE_LIST |  | 1 | site | SHU | 2025-05-30 | site | 0 | 1 | 1 | 2 | 4.27 | 0 | 4.27 | HITACHI(HE) |  | 1 | 1 | 0 | 1 | Flow 1: Port → Site | SHU | HITACHI
5155 | PRL-SHU-040-O1 | HVDC-ADOPT-HE-0306 | SHU | EQ-052 | 191652 | 1 | Outdoor | INSULATOR forSinglepole DSC SPOL 420 kV 3150 A | 378 | 113 | 90 | 3.8443 | 1542 | 1850 | Not stackable | 85353090 | SEK | 793768.6 | MSC LUCIANA | Italy | Venice | Khalifa port | 2025-03-11 | 2025-05-08 | [11 empty] | 2025-05-30 |  |  | CASE_LIST |  | 1 | site | SHU | 2025-05-30 | site | 0 | 1 | 1 | 2 | 4.27 | 0 | 4.27 | HITACHI(HE) |  | 1 | 1 | 0 | 1 | Flow 1: Port → Site | SHU | HITACHI
5156 | PRL-SHU-040-O1 | HVDC-ADOPT-HE-0306 | SHU | EQ-052 | 191653 | 1 | Outdoor | ROTARY STACK for Singlepole DSC SPOL 420 kV 3150 A | 378 | 98 | 60 | 2.2226 | 906 | 1170 | Not stackable | 85353090 | SEK | 793768.6 | MSC LUCIANA | Italy | Venice | Khalifa port | 2025-03-11 | 2025-05-08 | [11 empty] | 2025-05-30 |  |  | CASE_LIST |  | 1 | site | SHU | 2025-05-30 | site | 0 | 1 | 1 | 2 | 3.7 | 0 | 3.7 | HITACHI(HE) |  | 1 | 1 | 0 | 1 | Flow 1: Port → Site | SHU | HITACHI
5148 | PRL-SHU-040-O2 | HVDC-ADOPT-HE-0305 | SHU | EQ-052 | 191648 | 1 | Indoor | OP. MECHANISM for n° 6 Singlepole DSC SPOL 420 kV 3150 A | 190 | 70 | 200 | 2.66 | 411 | 538 | Not stackable | 85353090 | SEK | 793768.6 | MSC LUCIANA | Italy | Venice | Khalifa port | 2025-03-11 | 2025-05-08 | [11 empty] | 2025-05-30 |  |  | CASE_LIST |  | 1 | site | SHU | 2025-05-30 | site | 0 | 1 | 1 | 2 | 1.33 | 0 | 1.33 | HITACHI(HE) |  | 1 | 1 | 0 | 1 | Flow 1: Port → Site | SHU | HITACHI
5147 | PRL-MIR-028-O2 | HVDC-ADOPT-HE-0304 | MIR | EQ-052 | 280387 | 1 | Indoor | OP. MECHANISM for n° 6 Singlepole DSC SPOL 420 kV 3150 A | 190 | 70 | 200 | 2.66 | 411 | 538 | Not stackable | 85353090 | SEK | 1220152 | MSC LUCIANA | Italy | Venice | Khalifa port | 2025-03-11 | 2025-05-08 | [10 empty] | 2025-05-30 |  |  |  | CASE_LIST |  | 1 | site | MIR | 2025-05-30 | site | 0 | 1 | 1 | 2 | 1.33 | 0 | 1.33 | HITACHI(HE) |  | 1 | 1 | 0 | 1 | Flow 1: Port → Site | MIR | HITACHI
5138 | PRL-MIR-028-O1 | HVDC-ADOPT-HE-0303 | MIR | EQ-052 | 280384 | 1 | Outdoor | LOWER PART for n° 6 Singlepole DSC SPOL 420 kV 3150 A | 130 | 130 | 130 | 2.197 | 474 | 580 | Not stackable | 85353090 | SEK | 1220152 | MSC LUCIANA | Italy | Venice | Khalifa port | 2025-03-11 | 2025-05-08 | [10 empty] | 2025-05-30 |  |  |  | CASE_LIST |  | 1 | site | MIR | 2025-05-30 | site | 0 | 1 | 1 | 2 | 1.69 | 0 | 1.69 | HITACHI(HE) |  | 1 | 1 | 0 | 1 | Flow 1: Port → Site | MIR | HITACHI
5139 | PRL-MIR-028-O1 | HVDC-ADOPT-HE-0303 | MIR | EQ-052 | 280385 | 1 | Outdoor | LIVE PART for n° 6 Singlepole DSC SPOL 420 kV 3150 A | 350 | 225 | 225 | 17.7188 | 1653 | 2130 | Not stackable | 85353090 | SEK | 1220152 | MSC LUCIANA | Italy | Venice | Khalifa port | 2025-03-11 | 2025-05-08 | [10 empty] | 2025-05-30 |  |  |  | CASE_LIST |  | 1 | site | MIR | 2025-05-30 | site | 0 | 1 | 1 | 2 | 7.88 | 0 | 7.88 | HITACHI(HE) |  | 1 | 1 | 0 | 1 | Flow 1: Port → Site | MIR | HITACHI
5140 | PRL-MIR-028-O1 | HVDC-ADOPT-HE-0303 | MIR | EQ-052 | 280386 | 1 | Outdoor | CORONA RING & BRACKET for n° 6 Singlepole DSC SPOL 420 kV 3150 A | 170 | 110 | 210 | 3.927 | 138 | 300 | Not stackable | 85353090 | SEK | 1220152 | MSC LUCIANA | Italy | Venice | Khalifa port | 2025-03-11 | 2025-05-08 | [10 empty] | 2025-05-30 |  |  |  | CASE_LIST |  | 1 | site | MIR | 2025-05-30 | site | 0 | 1 | 1 | 2 | 1.87 | 0 | 1.87 | HITACHI(HE) |  | 1 | 1 | 0 | 1 | Flow 1: Port → Site | MIR | HITACHI
5141 | PRL-MIR-028-O1 | HVDC-ADOPT-HE-0303 | MIR | EQ-052 | 280388 | 1 | Outdoor | NUTS&BOLTS for n° 6 Singlepole DSC SPOL 420 kV 3150 A | 62 | 42 | 46 | 0.11978 | 76 | 85 | Stackable 1 tier | 85353090 | SEK | 1220152 | MSC LUCIANA | Italy | Venice | Khalifa port | 2025-03-11 | 2025-05-08 | [10 empty] | 2025-05-30 |  |  |  | CASE_LIST |  | 1 | site | MIR | 2025-05-30 | site | 0 | 1 | 1 | 2 | 0.26 | 1 | 0.26 | HITACHI(HE) |  | 1 | 1 | 0 | 1 | Flow 1: Port → Site | MIR | HITACHI
5142 | PRL-MIR-028-O1 | HVDC-ADOPT-HE-0303 | MIR | EQ-052 | 280389 | 1 | Outdoor | n°3 SUPPORT STRUCTURE FOR DSC | 460 | 112 | 180 | 9.2736 | 1878 | 2025 | Not stackable | 85353090 | SEK | 1220152 | MSC LUCIANA | Italy | Venice | Khalifa port | 2025-03-11 | 2025-05-08 | [10 empty] | 2025-05-30 |  |  |  | CASE_LIST |  | 1 | site | MIR | 2025-05-30 | site | 0 | 1 | 1 | 2 | 5.15 | 0 | 5.15 | HITACHI(HE) |  | 1 | 1 | 0 | 1 | Flow 1: Port → Site | MIR | HITACHI
5143 | PRL-MIR-028-O1 | HVDC-ADOPT-HE-0303 | MIR | EQ-052 | 280390 | 1 | Outdoor | INSULATOR for Singlepole DSC SPOL 420 kV 3150 A | 378 | 113 | 90 | 3.8443 | 1542 | 1850 | Not stackable | 85353090 | SEK | 1220152 | MSC LUCIANA | Italy | Venice | Khalifa port | 2025-03-11 | 2025-05-08 | [10 empty] | 2025-05-30 |  |  |  | CASE_LIST |  | 1 | site | MIR | 2025-05-30 | site | 0 | 1 | 1 | 2 | 4.27 | 0 | 4.27 | HITACHI(HE) |  | 1 | 1 | 0 | 1 | Flow 1: Port → Site | MIR | HITACHI
5144 | PRL-MIR-028-O1 | HVDC-ADOPT-HE-0303 | MIR | EQ-052 | 280391 | 1 | Outdoor | INSULATOR for Singlepole DSC SPOL 420 kV 3150 A | 378 | 113 | 90 | 3.8443 | 1542 | 1810 | Not stackable | 85353090 | SEK | 1220152 | MSC LUCIANA | Italy | Venice | Khalifa port | 2025-03-11 | 2025-05-08 | [10 empty] | 2025-05-30 |  |  |  | CASE_LIST |  | 1 | site | MIR | 2025-05-30 | site | 0 | 1 | 1 | 2 | 4.27 | 0 | 4.27 | HITACHI(HE) |  | 1 | 1 | 0 | 1 | Flow 1: Port → Site | MIR | HITACHI
5145 | PRL-MIR-028-O1 | HVDC-ADOPT-HE-0303 | MIR | EQ-052 | 280392 | 1 | Outdoor | ROTARY STACK for Singlepole DSC SPOL 420 kV 3150 A | 377 | 98 | 80 | 2.9557 | 906 | 1170 | Not stackable | 85353090 | SEK | 1220152 | MSC LUCIANA | Italy | Venice | Khalifa port | 2025-03-11 | 2025-05-08 | [10 empty] | 2025-05-30 |  |  |  | CASE_LIST |  | 1 | site | MIR | 2025-05-30 | site | 0 | 1 | 1 | 2 | 3.69 | 0 | 3.69 | HITACHI(HE) |  | 1 | 1 | 0 | 1 | Flow 1: Port → Site | MIR | HITACHI
4082 | PRL-SHU-043-A1 | HVDC-ADOPT-HE-0302 | SHU | EQ-001 | 191047 | 1 | Indoor | Control Cubicle Optical Distribution Frame 21A | 253 | 190 | 105 | 5.0473 | 220 | 650 | Stackable 3 tier | 85371098 | SEK | 566635 | EK4657 | SWEDEN | Malmoe | Abu Dhabi Airport | 2025-02-11 | 2025-02-13 | [11 empty] | 2025-02-19 |  |  | CASE_LIST |  | 1 | site | SHU | 2025-02-19 | site | 0 | 1 | 1 | 2 | 4.81 | 3 | 4.81 | HITACHI(HE) |  | 1 | 1 | 0 | 1 | Flow 1: Port → Site | SHU | HITACHI
4083 | PRL-SHU-043-A1 | HVDC-ADOPT-HE-0302 | SHU | EQ-001 | 191050 | 1 | Indoor | Control Cubicle Optical Distribution Frame 22B | 253 | 190 | 105 | 5.0473 | 220 | 650 | Stackable 3 tier | 85371098 | SEK | 566635 | EK4657 | SWEDEN | Malmoe | Abu Dhabi Airport | 2025-02-11 | 2025-02-13 | [11 empty] | 2025-02-19 |  |  | CASE_LIST |  | 1 | site | SHU | 2025-02-19 | site | 0 | 1 | 1 | 2 | 4.81 | 3 | 4.81 | HITACHI(HE) |  | 1 | 1 | 0 | 1 | Flow 1: Port → Site | SHU | HITACHI
4084 | PRL-SHU-043-A1 | HVDC-ADOPT-HE-0302 | SHU | EQ-001 | 191052 | 1 | Indoor | Control Cubicle Optical Distribution Frame 23A, | 253 | 190 | 105 | 5.0473 | 220 | 650 | Stackable 3 tier | 85371098 | SEK | 566635 | EK4657 | SWEDEN | Malmoe | Abu Dhabi Airport | 2025-02-11 | 2025-02-13 | [11 empty] | 2025-02-19 |  |  | CASE_LIST |  | 1 | site | SHU | 2025-02-19 | site | 0 | 1 | 1 | 2 | 4.81 | 3 | 4.81 | HITACHI(HE) |  | 1 | 1 | 0 | 1 | Flow 1: Port → Site | SHU | HITACHI
4221 | PRL-CS-029-O2 | HVDC-ADOPT-HE-0301-2 | AGI | EQ-353 | 365762 | 1 | Outdoor covered | Synthetic-Composite-Insulator | 206 | 53 | 40 | 0.43672 | 61 | 131 | Stackable 3 tier | 85462000 | SEK | 67900.53 | ALETTE MAERSK | BELGIUM | Antwerp | Khalifa port | 2025-03-10 | 2025-04-06 |  |  |  |  | 2025-04-12 | [9 empty] | CASE_LIST | 1 |  | warehouse | DSV Outdoor | 2025-04-12 | warehouse | 1 | 1 | -1 | 0 | 1.09 | 3 | 1.09 | HITACHI(HE) |  | 0 | 1 | 1 | 2 | Flow 2: Port → WH → Site | DSV Outdoor | HITACHI
4222 | PRL-CS-029-O2 | HVDC-ADOPT-HE-0301-2 | DAS | EQ-353 | 208783 | 1 | Outdoor covered | AL-Compression-Tension-Clamp | 113 | 80 | 65 | 0.5876 | 114 | 164 | Stackable 3 tier | 85462000 | SEK | 67900.53 | ALETTE MAERSK | BELGIUM | Antwerp | Khalifa port | 2025-03-10 | 2025-04-06 |  |  |  |  | 2025-04-12 |  | 2025-06-13 | [5 empty] | 2025-06-19 |  | CASE_LIST | 1 | 1 | site | DAS | 2025-06-19 | site | 2 | 3 | -1 | 2 | 0.9 | 3 | 0.9 | HITACHI(HE) |  | 1 | 3 | 2 | 4 | Flow 4: Port → WH → MOSB → Site | DAS | HITACHI
4223 | PRL-CS-029-O2 | HVDC-ADOPT-HE-0301-2 | DAS | EQ-353 | 208784 | 1 | Outdoor covered | Double-Triplex-Tension-String | 113 | 80 | 65 | 0.5876 | 350 | 422 | Stackable 3 tier | 85462000 | SEK | 67900.53 | ALETTE MAERSK | BELGIUM | Antwerp | Khalifa port | 2025-03-10 | 2025-04-06 |  |  |  |  | 2025-04-12 |  | 2025-06-13 | [5 empty] | 2025-06-19 |  | CASE_LIST | 1 | 1 | site | DAS | 2025-06-19 | site | 2 | 3 | -1 | 2 | 0.9 | 3 | 0.9 | HITACHI(HE) |  | 1 | 3 | 2 | 4 | Flow 4: Port → WH → MOSB → Site | DAS | HITACHI
4224 | PRL-CS-029-O2 | HVDC-ADOPT-HE-0301-2 | DAS | EQ-353 | 208785 | 1 | Outdoor covered | Synthetic-Composite-Insulator | 271 | 65 | 36 | 0.63414 | 104 | 184 | Stackable 3 tier | 85462000 | SEK | 67900.53 | ALETTE MAERSK | BELGIUM | Antwerp | Khalifa port | 2025-03-10 | 2025-04-06 |  |  |  |  | 2025-04-12 |  | 2025-05-28 | [5 empty] | 2025-06-13 |  | CASE_LIST | 1 | 1 | site | DAS | 2025-06-13 | site | 2 | 3 | -1 | 2 | 1.76 | 3 | 1.76 | HITACHI(HE) |  | 1 | 3 | 2 | 4 | Flow 4: Port → WH → MOSB → Site | DAS | HITACHI
4168 | PRL-CS-029-O | HVDC-ADOPT-HE-0301-1 | AGI | EQ-353 | 365760 | 1 | Outdoor covered | AL-Compression-Tension-Clamp | 113 | 80 | 110 | 0.9944 | 394 | 486 | Stackable 3 tier | 85462000 | SEK | 67900.53 | ANE MAERSK | BELGIUM | Antwerp | Khalifa port | 2025-02-26 | 2025-03-27 |  |  |  |  | 2025-04-07 | [9 empty] | CASE_LIST | 1 |  | warehouse | DSV Outdoor | 2025-04-07 | warehouse | 1 | 1 | -1 | 0 | 0.9 | 3 | 0.9 | HITACHI(HE) |  | 0 | 1 | 1 | 2 | Flow 2: Port → WH → Site | DSV Outdoor | HITACHI
4169 | PRL-CS-029-O | HVDC-ADOPT-HE-0301-1 | AGI | EQ-353 | 365761 | 1 | Outdoor covered | Double-Quad.-Tension-String | 113 | 80 | 65 | 0.5876 | 460 | 510 | Stackable 3 tier | 85462000 | SEK | 67900.53 | ANE MAERSK | BELGIUM | Antwerp | Khalifa port | 2025-02-26 | 2025-03-27 |  |  |  |  | 2025-04-07 | [9 empty] | CASE_LIST | 1 |  | warehouse | DSV Outdoor | 2025-04-07 | warehouse | 1 | 1 | -1 | 0 | 0.9 | 3 | 0.9 | HITACHI(HE) |  | 0 | 1 | 1 | 2 | Flow 2: Port → WH → Site | DSV Outdoor | HITACHI
4071 | PRL-CS-031-O | HVDC-ADOPT-HE-0300 | AGI | EQ-255A | 365775 | 1 | Indoor | HMD62 RH+T Duct Transmitter | 100 | 60 | 73 | 0.438 | 34 | 52 | Stackable 1 tier | 90258040 | SEK | 206772.9 | ANE MAERSK | SWEDEN | Gothenburg | Khalifa port | 2025-02-13 | 2025-03-23 |  | 2025-04-10 | [12 empty] | CASE_LIST | 1 |  | warehouse | DSV Indoor | 2025-04-10 | warehouse | 1 | 1 | -1 | 0 | 0.6 | 1 | 0.6 | HITACHI(HE) |  | 0 | 1 | 1 | 2 | Flow 2: Port → WH → Site | DSV Indoor | HITACHI
4070 | PRL-SHU-042-O | HVDC-ADOPT-HE-0299 | SHU | EQ-255A | 191654 | 1 | Indoor | HMD62 RH+T Duct Transmitter | 100 | 60 | 43 | 0.258 | 16 | 31 | Stackable 2 tier | 90258040 | SEK | 103386.4 | ANE MAERSK | SWEDEN | Gothenburg | Khalifa port | 2025-02-13 | 2025-03-23 |  | 2025-04-12 | [9 empty] | 2025-06-16 |  |  | CASE_LIST | 1 | 1 | site | SHU | 2025-06-16 | site | 1 | 2 | 0 | 2 | 0.6 | 2 | 0.6 | HITACHI(HE) |  | 1 | 2 | 1 | 2 | Flow 2: Port → WH → Site | SHU | HITACHI
4069 | PRL-MIR-029-O | HVDC-ADOPT-HE-0298 | MIR | EQ-255A | 280393 | 1 | Indoor | HMD62 RH+T Duct Transmitter | 100 | 60 | 43 | 0.258 | 15 | 30 | Stackable 1 tier | 90258040 | SEK | 103386.4 | ANE MAERSK | SWEDEN | Gothenburg | Khalifa port | 2025-02-13 | 2025-03-23 |  | 2025-04-12 | [12 empty] | CASE_LIST | 1 |  | warehouse | DSV Indoor | 2025-04-12 | warehouse | 1 | 1 | -1 | 0 | 0.6 | 1 | 0.6 | HITACHI(HE) |  | 0 | 1 | 1 | 2 | Flow 2: Port → WH → Site | DSV Indoor | HITACHI
4080 | PRL- SHU-033-O1 SPARE | HVDC-ADOPT-HE-0297 | SHU | EQ-056C | 191506 | 1 | Outdoor | Spare Capacitor (DGD) | 100 | 45 | 46 | 0.207 | 157 | 197 | Not stackable | 85321000 | SEK | 30974.4 | CSCL NEPTUNE | SWEDEN | Gothenburg | Khalifa port | 2025-02-12 | 2025-04-05 | [11 empty] | 2025-05-11 |  |  | CASE_LIST |  | 1 | site | SHU | 2025-05-11 | site | 0 | 1 | 1 | 2 | 0.45 | 0 | 0.45 | HITACHI(HE) |  | 1 | 1 | 0 | 1 | Flow 1: Port → Site | SHU | HITACHI
4076 | PRL- SHU-033-O1 | HVDC-ADOPT-HE-0296 | SHU | EQ-056C | 191505 | 1 | Outdoor | Capacitor Bank (DGD) | 138 | 130 | 83 | 1.489 | 220 | 450 | Not stackable | 85321000 | SEK | 69376.5 | CSCL NEPTUNE | SWEDEN | Gothenburg | Khalifa port | 2025-02-12 | 2025-04-05 | [11 empty] | 2025-05-11 |  |  | CASE_LIST |  | 1 | site | SHU | 2025-05-11 | site | 0 | 1 | 1 | 2 | 1.79 | 0 | 1.79 | HITACHI(HE) |  | 1 | 1 | 0 | 1 | Flow 1: Port → Site | SHU | HITACHI
4077 | PRL- SHU-033-O1 | HVDC-ADOPT-HE-0296 | SHU | EQ-056C | 191507 | 1 | Outdoor | Capacitor Bank (DGD) | 138 | 75 | 83 | 0.85905 | 110 | 330 | Not stackable | 85321000 | SEK | 69376.5 | CSCL NEPTUNE | SWEDEN | Gothenburg | Khalifa port | 2025-02-12 | 2025-04-05 | [11 empty] | 2025-05-11 |  |  | CASE_LIST |  | 1 | site | SHU | 2025-05-11 | site | 0 | 1 | 1 | 2 | 1.03 | 0 | 1.03 | HITACHI(HE) |  | 1 | 1 | 0 | 1 | Flow 1: Port → Site | SHU | HITACHI
4078 | PRL- SHU-033-O1 | HVDC-ADOPT-HE-0296 | SHU | EQ-056C | 191508 | 1 | Outdoor | Capacitor Bank (DGD) | 138 | 75 | 83 | 0.85905 | 110 | 330 | Not stackable | 85321000 | SEK | 69376.5 | CSCL NEPTUNE | SWEDEN | Gothenburg | Khalifa port | 2025-02-12 | 2025-04-05 | [11 empty] | 2025-05-11 |  |  | CASE_LIST |  | 1 | site | SHU | 2025-05-11 | site | 0 | 1 | 1 | 2 | 1.03 | 0 | 1.03 | HITACHI(HE) |  | 1 | 1 | 0 | 1 | Flow 1: Port → Site | SHU | HITACHI
4079 | PRL- SHU-033-O1 | HVDC-ADOPT-HE-0296 | SHU | EQ-056C | 191509 | 1 | Outdoor | Capacitor Bank (DGD) | 138 | 75 | 83 | 0.85905 | 110 | 330 | Not stackable | 85321000 | SEK | 69376.5 | CSCL NEPTUNE | SWEDEN | Gothenburg | Khalifa port | 2025-02-12 | 2025-04-05 | [11 empty] | 2025-05-11 |  |  | CASE_LIST |  | 1 | site | SHU | 2025-05-11 | site | 0 | 1 | 1 | 2 | 1.03 | 0 | 1.03 | HITACHI(HE) |  | 1 | 1 | 0 | 1 | Flow 1: Port → Site | SHU | HITACHI
4551 | PRL-CS-030-O | HVDC-ADOPT-HE-0295 | DAS | EQ-352 | 208797 | 1 | Outdoor | Alu.lina AAC Solros 910mm² 61-kardeler | 160 | 100 | 160 | 2.56 | 1411 | 1571 | Not stackable | 76149000 | SEK | 69102.17 | MAERSK HERRERA | SWEDEN | Gothenburg | Khalifa port | 2025-03-07 | 2025-04-12 |  |  |  |  | 2025-04-23 |  | 2025-07-31 | [5 empty] | 2025-08-07 |  | CASE_LIST | 1 | 1 | site | DAS | 2025-08-07 | site | 2 | 3 | -1 | 2 | 1.6 | 0 | 1.6 | HITACHI(HE) |  | 1 | 3 | 2 | 4 | Flow 4: Port → WH → MOSB → Site | DAS | HITACHI
4552 | PRL-CS-030-O | HVDC-ADOPT-HE-0295 | DAS | EQ-352 | 208798 | 1 | Outdoor | Alu.lina AAC Solros 910mm² 61-kardeler | 160 | 100 | 160 | 2.56 | 1411 | 1571 | Not stackable | 76149000 | SEK | 69102.17 | MAERSK HERRERA | SWEDEN | Gothenburg | Khalifa port | 2025-03-07 | 2025-04-12 |  |  |  |  | 2025-04-23 |  | 2025-07-31 | [5 empty] | 2025-08-07 |  | CASE_LIST | 1 | 1 | site | DAS | 2025-08-07 | site | 2 | 3 | -1 | 2 | 1.6 | 0 | 1.6 | HITACHI(HE) |  | 1 | 3 | 2 | 4 | Flow 4: Port → WH → MOSB → Site | DAS | HITACHI
4553 | PRL-CS-030-O | HVDC-ADOPT-HE-0295 | DAS | EQ-352 | 208799 | 1 | Outdoor | Alu.lina AAC Solros 910mm² 61-kardeler | 160 | 100 | 160 | 2.56 | 1411 | 1571 | Not stackable | 76149000 | SEK | 69102.17 | MAERSK HERRERA | SWEDEN | Gothenburg | Khalifa port | 2025-03-07 | 2025-04-12 |  |  |  |  | 2025-04-23 |  | 2025-07-31 | [5 empty] | 2025-08-07 |  | CASE_LIST | 1 | 1 | site | DAS | 2025-08-07 | site | 2 | 3 | -1 | 2 | 1.6 | 0 | 1.6 | HITACHI(HE) |  | 1 | 3 | 2 | 4 | Flow 4: Port → WH → MOSB → Site | DAS | HITACHI
4554 | PRL-CS-030-O | HVDC-ADOPT-HE-0295 | DAS | EQ-352 | 208800 | 1 | Outdoor | Alu.lina AAC Solros 910mm² 61-kardeler | 160 | 100 | 160 | 2.56 | 1411 | 1571 | Not stackable | 76149000 | SEK | 69102.17 | MAERSK HERRERA | SWEDEN | Gothenburg | Khalifa port | 2025-03-07 | 2025-04-12 |  |  |  |  | 2025-04-23 |  | 2025-07-31 | [5 empty] | 2025-08-07 |  | CASE_LIST | 1 | 1 | site | DAS | 2025-08-07 | site | 2 | 3 | -1 | 2 | 1.6 | 0 | 1.6 | HITACHI(HE) |  | 1 | 3 | 2 | 4 | Flow 4: Port → WH → MOSB → Site | DAS | HITACHI
4555 | PRL-CS-030-O | HVDC-ADOPT-HE-0295 | DAS | EQ-352 | 208801 | 1 | Outdoor | Alu.lina AAC Solros 910mm² 61-kardeler | 160 | 100 | 160 | 2.56 | 1411 | 1571 | Not stackable | 76149000 | SEK | 69102.17 | MAERSK HERRERA | SWEDEN | Gothenburg | Khalifa port | 2025-03-07 | 2025-04-12 |  |  |  |  | 2025-04-23 |  | 2025-07-31 | [5 empty] | 2025-08-07 |  | CASE_LIST | 1 | 1 | site | DAS | 2025-08-07 | site | 2 | 3 | -1 | 2 | 1.6 | 0 | 1.6 | HITACHI(HE) |  | 1 | 3 | 2 | 4 | Flow 4: Port → WH → MOSB → Site | DAS | HITACHI
4556 | PRL-CS-030-O | HVDC-ADOPT-HE-0295 | DAS | EQ-352 | 208802 | 1 | Outdoor | Alu.lina AAC Solros 910mm² 61-kardeler | 160 | 100 | 160 | 2.56 | 1411 | 1571 | Not stackable | 76149000 | SEK | 69102.17 | MAERSK HERRERA | SWEDEN | Gothenburg | Khalifa port | 2025-03-07 | 2025-04-12 |  |  |  |  | 2025-04-23 |  | 2025-07-31 | [5 empty] | 2025-08-07 |  | CASE_LIST | 1 | 1 | site | DAS | 2025-08-07 | site | 2 | 3 | -1 | 2 | 1.6 | 0 | 1.6 | HITACHI(HE) |  | 1 | 3 | 2 | 4 | Flow 4: Port → WH → MOSB → Site | DAS | HITACHI
4557 | PRL-CS-030-O | HVDC-ADOPT-HE-0295 | DAS | EQ-352 | 208803 | 1 | Outdoor | Alu.lina AAC Solros 910mm² 61-kardeler | 160 | 100 | 160 | 2.56 | 1411 | 1571 | Not stackable | 76149000 | SEK | 69102.17 | MAERSK HERRERA | SWEDEN | Gothenburg | Khalifa port | 2025-03-07 | 2025-04-12 |  |  |  |  | 2025-04-23 |  | 2025-07-31 | [5 empty] | 2025-08-07 |  | CASE_LIST | 1 | 1 | site | DAS | 2025-08-07 | site | 2 | 3 | -1 | 2 | 1.6 | 0 | 1.6 | HITACHI(HE) |  | 1 | 3 | 2 | 4 | Flow 4: Port → WH → MOSB → Site | DAS | HITACHI
4558 | PRL-CS-030-O | HVDC-ADOPT-HE-0295 | DAS | EQ-352 | 208804 | 1 | Outdoor | Alu.lina AAC Solros 910mm² 61-kardeler | 160 | 100 | 160 | 2.56 | 1411 | 1571 | Not stackable | 76149000 | SEK | 69102.17 | MAERSK HERRERA | SWEDEN | Gothenburg | Khalifa port | 2025-03-07 | 2025-04-12 |  |  |  |  | 2025-04-23 |  | 2025-07-31 | [5 empty] | 2025-08-07 |  | CASE_LIST | 1 | 1 | site | DAS | 2025-08-07 | site | 2 | 3 | -1 | 2 | 1.6 | 0 | 1.6 | HITACHI(HE) |  | 1 | 3 | 2 | 4 | Flow 4: Port → WH → MOSB → Site | DAS | HITACHI
4559 | PRL-CS-030-O | HVDC-ADOPT-HE-0295 | DAS | EQ-352 | 208805 | 1 | Outdoor | Alu.lina AAC Solros 910mm² 61-kardeler | 160 | 100 | 160 | 2.56 | 1060 | 1200 | Not stackable | 76149000 | SEK | 69102.17 | MAERSK HERRERA | SWEDEN | Gothenburg | Khalifa port | 2025-03-07 | 2025-04-12 |  |  |  |  | 2025-04-23 |  | 2025-07-31 | [5 empty] | 2025-08-07 |  | CASE_LIST | 1 | 1 | site | DAS | 2025-08-07 | site | 2 | 3 | -1 | 2 | 1.6 | 0 | 1.6 | HITACHI(HE) |  | 1 | 3 | 2 | 4 | Flow 4: Port → WH → MOSB → Site | DAS | HITACHI
4560 | PRL-CS-030-O | HVDC-ADOPT-HE-0295 | DAS | EQ-352 | 208806 | 1 | Outdoor | Alu.lina AAC Solros 910mm² 61-kardeler | 160 | 100 | 160 | 2.56 | 1235 | 1375 | Not stackable | 76149000 | SEK | 69102.17 | MAERSK HERRERA | SWEDEN | Gothenburg | Khalifa port | 2025-03-07 | 2025-04-12 |  |  |  |  | 2025-04-23 |  | 2025-07-31 | [5 empty] | 2025-08-07 |  | CASE_LIST | 1 | 1 | site | DAS | 2025-08-07 | site | 2 | 3 | -1 | 2 | 1.6 | 0 | 1.6 | HITACHI(HE) |  | 1 | 3 | 2 | 4 | Flow 4: Port → WH → MOSB → Site | DAS | HITACHI
4561 | PRL-CS-030-O | HVDC-ADOPT-HE-0295 | DAS | EQ-352 | 208807 | 1 | Outdoor | Alu.lina AAC Renfana 329mm² 37-kardeler | 160 | 100 | 160 | 2.56 | 119 | 219 | Not stackable | 76149000 | SEK | 6800.337 | MAERSK HERRERA | SWEDEN | Gothenburg | Khalifa port | 2025-03-07 | 2025-04-12 |  |  |  |  | 2025-04-23 |  | 2025-07-31 | [5 empty] | 2025-08-07 |  | CASE_LIST | 1 | 1 | site | DAS | 2025-08-07 | site | 2 | 3 | -1 | 2 | 1.6 | 0 | 1.6 | HITACHI(HE) |  | 1 | 3 | 2 | 4 | Flow 4: Port → WH → MOSB → Site | DAS | HITACHI
4562 | PRL-CS-030-O | HVDC-ADOPT-HE-0295 | AGI | EQ-352 | 365763 | 1 | Outdoor | Alu.lina AAC Solros 910mm² 61-kardeler | 160 | 100 | 160 | 2.56 | 1411 | 1571 | Not stackable | 76149000 | SEK | 64581.46 | MAERSK HERRERA | SWEDEN | Gothenburg | Khalifa port | 2025-03-07 | 2025-04-12 |  |  |  |  | 2025-04-23 | [9 empty] | CASE_LIST | 1 |  | warehouse | DSV Outdoor | 2025-04-23 | warehouse | 1 | 1 | -1 | 0 | 1.6 | 0 | 1.6 | HITACHI(HE) |  | 0 | 1 | 1 | 2 | Flow 2: Port → WH → Site | DSV Outdoor | HITACHI
4563 | PRL-CS-030-O | HVDC-ADOPT-HE-0295 | AGI | EQ-352 | 365764 | 1 | Outdoor | Alu.lina AAC Solros 910mm² 61-kardeler | 160 | 100 | 160 | 2.56 | 1411 | 1571 | Not stackable | 76149000 | SEK | 64581.46 | MAERSK HERRERA | SWEDEN | Gothenburg | Khalifa port | 2025-03-07 | 2025-04-12 |  |  |  |  | 2025-04-23 | [9 empty] | CASE_LIST | 1 |  | warehouse | DSV Outdoor | 2025-04-23 | warehouse | 1 | 1 | -1 | 0 | 1.6 | 0 | 1.6 | HITACHI(HE) |  | 0 | 1 | 1 | 2 | Flow 2: Port → WH → Site | DSV Outdoor | HITACHI
4564 | PRL-CS-030-O | HVDC-ADOPT-HE-0295 | AGI | EQ-352 | 365765 | 1 | Outdoor | Alu.lina AAC Solros 910mm² 61-kardeler | 160 | 100 | 160 | 2.56 | 1411 | 1571 | Not stackable | 76149000 | SEK | 64581.46 | MAERSK HERRERA | SWEDEN | Gothenburg | Khalifa port | 2025-03-07 | 2025-04-12 |  |  |  |  | 2025-04-23 | [9 empty] | CASE_LIST | 1 |  | warehouse | DSV Outdoor | 2025-04-23 | warehouse | 1 | 1 | -1 | 0 | 1.6 | 0 | 1.6 | HITACHI(HE) |  | 0 | 1 | 1 | 2 | Flow 2: Port → WH → Site | DSV Outdoor | HITACHI
4565 | PRL-CS-030-O | HVDC-ADOPT-HE-0295 | AGI | EQ-352 | 365766 | 1 | Outdoor | Alu.lina AAC Solros 910mm² 61-kardeler | 160 | 100 | 160 | 2.56 | 1033 | 1173 | Not stackable | 76149000 | SEK | 64581.46 | MAERSK HERRERA | SWEDEN | Gothenburg | Khalifa port | 2025-03-07 | 2025-04-12 |  |  |  |  | 2025-04-23 | [9 empty] | CASE_LIST | 1 |  | warehouse | DSV Outdoor | 2025-04-23 | warehouse | 1 | 1 | -1 | 0 | 1.6 | 0 | 1.6 | HITACHI(HE) |  | 0 | 1 | 1 | 2 | Flow 2: Port → WH → Site | DSV Outdoor | HITACHI
4566 | PRL-CS-030-O | HVDC-ADOPT-HE-0295 | AGI | EQ-352 | 365767 | 1 | Outdoor | Alu.lina AAC Solros 910mm² 61-kardeler | 160 | 100 | 160 | 2.56 | 1033 | 1173 | Not stackable | 76149000 | SEK | 64581.46 | MAERSK HERRERA | SWEDEN | Gothenburg | Khalifa port | 2025-03-07 | 2025-04-12 |  |  |  |  | 2025-04-23 | [9 empty] | CASE_LIST | 1 |  | warehouse | DSV Outdoor | 2025-04-23 | warehouse | 1 | 1 | -1 | 0 | 1.6 | 0 | 1.6 | HITACHI(HE) |  | 0 | 1 | 1 | 2 | Flow 2: Port → WH → Site | DSV Outdoor | HITACHI
4567 | PRL-CS-030-O | HVDC-ADOPT-HE-0295 | AGI | EQ-352 | 365768 | 1 | Outdoor | Alu.lina AAC Renfana 329mm² 37-kardeler | 160 | 100 | 160 | 2.56 | 119 | 219 | Not stackable | 76149000 | SEK | 6800.337 | MAERSK HERRERA | SWEDEN | Gothenburg | Khalifa port | 2025-03-07 | 2025-04-12 |  |  |  |  | 2025-04-23 | [9 empty] | CASE_LIST | 1 |  | warehouse | DSV Outdoor | 2025-04-23 | warehouse | 1 | 1 | -1 | 0 | 1.6 | 0 | 1.6 | HITACHI(HE) |  | 0 | 1 | 1 | 2 | Flow 2: Port → WH → Site | DSV Outdoor | HITACHI
4546 | PRL-MIR-027-O | HVDC-ADOPT-HE-0294 | MIR | EQ-352 | 280374 | 1 | Outdoor | Alu.lina AAC Solros 910mm² 61-kardeler | 160 | 100 | 160 | 2.56 | 1411 | 1571 | Not stackable | 76149000 | SEK | 61352.39 | MAERSK HERRERA | SWEDEN | Gothenburg | Khalifa port | 2025-03-07 | 2025-04-12 | [10 empty] | 2025-05-05 |  |  |  | CASE_LIST |  | 1 | site | MIR | 2025-05-05 | site | 0 | 1 | 1 | 2 | 1.6 | 0 | 1.6 | HITACHI(HE) |  | 1 | 1 | 0 | 1 | Flow 1: Port → Site | MIR | HITACHI
4547 | PRL-MIR-027-O | HVDC-ADOPT-HE-0294 | MIR | EQ-352 | 280375 | 1 | Outdoor | Alu.lina AAC Solros 910mm² 61-kardeler | 160 | 100 | 160 | 2.56 | 1386 | 1545 | Not stackable | 76149000 | SEK | 61352.39 | MAERSK HERRERA | SWEDEN | Gothenburg | Khalifa port | 2025-03-07 | 2025-04-12 | [10 empty] | 2025-05-05 |  |  |  | CASE_LIST |  | 1 | site | MIR | 2025-05-05 | site | 0 | 1 | 1 | 2 | 1.6 | 0 | 1.6 | HITACHI(HE) |  | 1 | 1 | 0 | 1 | Flow 1: Port → Site | MIR | HITACHI
4548 | PRL-MIR-027-O | HVDC-ADOPT-HE-0294 | MIR | EQ-352 | 280376 | 1 | Outdoor | Alu.lina AAC Solros 910mm² 61-kardeler | 160 | 100 | 160 | 2.56 | 1386 | 1545 | Not stackable | 76149000 | SEK | 61352.39 | MAERSK HERRERA | SWEDEN | Gothenburg | Khalifa port | 2025-03-07 | 2025-04-12 | [10 empty] | 2025-05-05 |  |  |  | CASE_LIST |  | 1 | site | MIR | 2025-05-05 | site | 0 | 1 | 1 | 2 | 1.6 | 0 | 1.6 | HITACHI(HE) |  | 1 | 1 | 0 | 1 | Flow 1: Port → Site | MIR | HITACHI
4549 | PRL-MIR-027-O | HVDC-ADOPT-HE-0294 | MIR | EQ-352 | 280377 | 1 | Outdoor | Alu.lina AAC Solros 910mm² 61-kardeler | 160 | 100 | 160 | 2.56 | 630 | 770 | Not stackable | 76149000 | SEK | 61352.39 | MAERSK HERRERA | SWEDEN | Gothenburg | Khalifa port | 2025-03-07 | 2025-04-12 | [10 empty] | 2025-05-05 |  |  |  | CASE_LIST |  | 1 | site | MIR | 2025-05-05 | site | 0 | 1 | 1 | 2 | 1.6 | 0 | 1.6 | HITACHI(HE) |  | 1 | 1 | 0 | 1 | Flow 1: Port → Site | MIR | HITACHI
4550 | PRL-MIR-027-O | HVDC-ADOPT-HE-0294 | MIR | EQ-352 | 280378 | 1 | Outdoor | Alu.lina AAC Renfana 329mm² 37-kardeler | 160 | 100 | 160 | 2.56 | 137 | 237 | Not stackable | 76149000 | SEK | 7846.543 | MAERSK HERRERA | SWEDEN | Gothenburg | Khalifa port | 2025-03-07 | 2025-04-12 | [10 empty] | 2025-05-05 |  |  |  | CASE_LIST |  | 1 | site | MIR | 2025-05-05 | site | 0 | 1 | 1 | 2 | 1.6 | 0 | 1.6 | HITACHI(HE) |  | 1 | 1 | 0 | 1 | Flow 1: Port → Site | MIR | HITACHI
4539 | PRL-SHU-041-O | HVDC-ADOPT-HE-0293 | SHU | EQ-352 | 191634 | 1 | Outdoor | Alu.lina AAC Solros 910mm² 61-kardeler | 160 | 100 | 160 | 2.56 | 1411 | 1571 | Not stackable | 76149000 | SEK | 68886.89 | MAERSK HERRERA | SWEDEN | Gothenburg | Khalifa port | 2025-03-07 | 2025-04-12 | [11 empty] | 2025-05-05 |  |  | CASE_LIST |  | 1 | site | SHU | 2025-05-05 | site | 0 | 1 | 1 | 2 | 1.6 | 0 | 1.6 | HITACHI(HE) |  | 1 | 1 | 0 | 1 | Flow 1: Port → Site | SHU | HITACHI
4540 | PRL-SHU-041-O | HVDC-ADOPT-HE-0293 | SHU | EQ-352 | 191635 | 1 | Outdoor | Alu.lina AAC Solros 910mm² 61-kardeler | 160 | 100 | 160 | 2.56 | 1411 | 1571 | Not stackable | 76149000 | SEK | 68886.89 | MAERSK HERRERA | SWEDEN | Gothenburg | Khalifa port | 2025-03-07 | 2025-04-12 | [11 empty] | 2025-05-05 |  |  | CASE_LIST |  | 1 | site | SHU | 2025-05-05 | site | 0 | 1 | 1 | 2 | 1.6 | 0 | 1.6 | HITACHI(HE) |  | 1 | 1 | 0 | 1 | Flow 1: Port → Site | SHU | HITACHI
4541 | PRL-SHU-041-O | HVDC-ADOPT-HE-0293 | SHU | EQ-352 | 191636 | 1 | Outdoor | Alu.lina AAC Solros 910mm² 61-kardeler | 160 | 100 | 160 | 2.56 | 1411 | 1571 | Not stackable | 76149000 | SEK | 68886.89 | MAERSK HERRERA | SWEDEN | Gothenburg | Khalifa port | 2025-03-07 | 2025-04-12 | [11 empty] | 2025-05-05 |  |  | CASE_LIST |  | 1 | site | SHU | 2025-05-05 | site | 0 | 1 | 1 | 2 | 1.6 | 0 | 1.6 | HITACHI(HE) |  | 1 | 1 | 0 | 1 | Flow 1: Port → Site | SHU | HITACHI
4542 | PRL-SHU-041-O | HVDC-ADOPT-HE-0293 | SHU | EQ-352 | 191637 | 1 | Outdoor | Alu.lina AAC Solros 910mm² 61-kardeler | 160 | 100 | 160 | 2.56 | 1411 | 1571 | Not stackable | 76149000 | SEK | 68886.89 | MAERSK HERRERA | SWEDEN | Gothenburg | Khalifa port | 2025-03-07 | 2025-04-12 | [11 empty] | 2025-05-05 |  |  | CASE_LIST |  | 1 | site | SHU | 2025-05-05 | site | 0 | 1 | 1 | 2 | 1.6 | 0 | 1.6 | HITACHI(HE) |  | 1 | 1 | 0 | 1 | Flow 1: Port → Site | SHU | HITACHI
4543 | PRL-SHU-041-O | HVDC-ADOPT-HE-0293 | SHU | EQ-352 | 191638 | 1 | Outdoor | Alu.lina AAC Solros 910mm² 61-kardeler | 160 | 100 | 160 | 2.56 | 1411 | 1571 | Not stackable | 76149000 | SEK | 68886.89 | MAERSK HERRERA | SWEDEN | Gothenburg | Khalifa port | 2025-03-07 | 2025-04-12 | [11 empty] | 2025-05-05 |  |  | CASE_LIST |  | 1 | site | SHU | 2025-05-05 | site | 0 | 1 | 1 | 2 | 1.6 | 0 | 1.6 | HITACHI(HE) |  | 1 | 1 | 0 | 1 | Flow 1: Port → Site | SHU | HITACHI
4544 | PRL-SHU-041-O | HVDC-ADOPT-HE-0293 | SHU | EQ-352 | 191639 | 1 | Outdoor | Alu.lina AAC Solros 910mm² 61-kardeler | 160 | 100 | 160 | 2.56 | 1010 | 1150 | Not stackable | 76149000 | SEK | 68886.89 | MAERSK HERRERA | SWEDEN | Gothenburg | Khalifa port | 2025-03-07 | 2025-04-12 | [11 empty] | 2025-05-05 |  |  | CASE_LIST |  | 1 | site | SHU | 2025-05-05 | site | 0 | 1 | 1 | 2 | 1.6 | 0 | 1.6 | HITACHI(HE) |  | 1 | 1 | 0 | 1 | Flow 1: Port → Site | SHU | HITACHI
4545 | PRL-SHU-041-O | HVDC-ADOPT-HE-0293 | SHU | EQ-352 | 191640 | 1 | Outdoor | Alu.lina AAC Renfana 329mm² 37-kardeler | 160 | 100 | 160 | 2.56 | 137 | 237 | Not stackable | 76149000 | SEK | 7846.543 | MAERSK HERRERA | SWEDEN | Gothenburg | Khalifa port | 2025-03-07 | 2025-04-12 | [11 empty] | 2025-05-05 |  |  | CASE_LIST |  | 1 | site | SHU | 2025-05-05 | site | 0 | 1 | 1 | 2 | 1.6 | 0 | 1.6 | HITACHI(HE) |  | 1 | 1 | 0 | 1 | Flow 1: Port → Site | SHU | HITACHI
4061 | PRL-SHU-008-O7 | HVDC-ADOPT-HE-0292 | SHU | EQ-300 | 190940 | 1 | Outdoor covered | EXTERNAL PIPES COOLERS 1/3 | 640 | 230 | 120 | 17.664 | 1684 | 2490 | Stackable 1 tier | 84198910 | SEK | 519218.1 | ANE MAERSK | SWEDEN | Gothenburg | Khalifa port | 2025-02-13 | 2025-03-23 | [11 empty] | 2025-04-15 |  |  | CASE_LIST |  | 1 | site | SHU | 2025-04-15 | site | 0 | 1 | 1 | 2 | 14.72 | 1 | 14.72 | HITACHI(HE) |  | 1 | 1 | 0 | 1 | Flow 1: Port → Site | SHU | HITACHI
4062 | PRL-SHU-008-O7 | HVDC-ADOPT-HE-0292 | SHU | EQ-300 | 190946 | 1 | Outdoor covered | EXTERNAL PIPES COOLERS 2/3 | 640 | 230 | 120 | 17.664 | 1684 | 2490 | Stackable 1 tier | 84198910 | SEK | 519218.1 | ANE MAERSK | SWEDEN | Gothenburg | Khalifa port | 2025-02-13 | 2025-03-23 | [11 empty] | 2025-04-15 |  |  | CASE_LIST |  | 1 | site | SHU | 2025-04-15 | site | 0 | 1 | 1 | 2 | 14.72 | 1 | 14.72 | HITACHI(HE) |  | 1 | 1 | 0 | 1 | Flow 1: Port → Site | SHU | HITACHI
4063 | PRL-SHU-008-O7 | HVDC-ADOPT-HE-0292 | SHU | EQ-300 | 190941 | 1 | Outdoor covered | EXTERNAL PIPES COOLERS 3/3 | 640 | 230 | 100 | 14.72 | 1440 | 2240 | Stackable 1 tier | 84198910 | SEK | 519218.1 | ANE MAERSK | SWEDEN | Gothenburg | Khalifa port | 2025-02-13 | 2025-03-23 | [11 empty] | 2025-04-15 |  |  | CASE_LIST |  | 1 | site | SHU | 2025-04-15 | site | 0 | 1 | 1 | 2 | 14.72 | 1 | 14.72 | HITACHI(HE) |  | 1 | 1 | 0 | 1 | Flow 1: Port → Site | SHU | HITACHI
4064 | PRL-SHU-008-O7 | HVDC-ADOPT-HE-0292 | SHU | EQ-300 | 190936 | 1 | Outdoor covered | EXTERNAL PIPES COOLING ROOM | 640 | 230 | 120 | 17.664 | 1460 | 2350 | Stackable 1 tier | 84198910 | SEK | 519218.1 | ANE MAERSK | SWEDEN | Gothenburg | Khalifa port | 2025-02-13 | 2025-03-23 | [11 empty] | 2025-04-15 |  |  | CASE_LIST |  | 1 | site | SHU | 2025-04-15 | site | 0 | 1 | 1 | 2 | 14.72 | 1 | 14.72 | HITACHI(HE) |  | 1 | 1 | 0 | 1 | Flow 1: Port → Site | SHU | HITACHI
4065 | PRL-SHU-008-O7 | HVDC-ADOPT-HE-0292 | SHU | EQ-300 | 190929 | 1 | Outdoor covered | EXTERNAL PIPES COOLERS 1/3 | 640 | 230 | 100 | 14.72 | 1090 | 1890 | Stackable 1 tier | 84198910 | SEK | 519218.1 | ANE MAERSK | SWEDEN | Gothenburg | Khalifa port | 2025-02-13 | 2025-03-23 | [11 empty] | 2025-04-15 |  |  | CASE_LIST |  | 1 | site | SHU | 2025-04-15 | site | 0 | 1 | 1 | 2 | 14.72 | 1 | 14.72 | HITACHI(HE) |  | 1 | 1 | 0 | 1 | Flow 1: Port → Site | SHU | HITACHI
4066 | PRL-SHU-008-O7 | HVDC-ADOPT-HE-0292 | SHU | EQ-300 | 190923 | 1 | Outdoor covered | EXTERNAL PIPES COOLERS 2/3 | 640 | 230 | 120 | 17.664 | 1630 | 2520 | Stackable 1 tier | 84198910 | SEK | 519218.1 | ANE MAERSK | SWEDEN | Gothenburg | Khalifa port | 2025-02-13 | 2025-03-23 | [11 empty] | 2025-04-15 |  |  | CASE_LIST |  | 1 | site | SHU | 2025-04-15 | site | 0 | 1 | 1 | 2 | 14.72 | 1 | 14.72 | HITACHI(HE) |  | 1 | 1 | 0 | 1 | Flow 1: Port → Site | SHU | HITACHI
4067 | PRL-SHU-008-O7 | HVDC-ADOPT-HE-0292 | SHU | EQ-300 | 190928 | 1 | Outdoor covered | EXTERNAL PIPES COOLERS 3/3 | 640 | 230 | 120 | 17.664 | 1770 | 2660 | Stackable 1 tier | 84198910 | SEK | 519218.1 | ANE MAERSK | SWEDEN | Gothenburg | Khalifa port | 2025-02-13 | 2025-03-23 | [11 empty] | 2025-04-15 |  |  | CASE_LIST |  | 1 | site | SHU | 2025-04-15 | site | 0 | 1 | 1 | 2 | 14.72 | 1 | 14.72 | HITACHI(HE) |  | 1 | 1 | 0 | 1 | Flow 1: Port → Site | SHU | HITACHI
4068 | PRL-SHU-008-O7 | HVDC-ADOPT-HE-0292 | SHU | EQ-300 | 190918 | 1 | Outdoor covered | EXTERNAL PIPES COOLING ROOM | 640 | 230 | 120 | 17.664 | 1680 | 2570 | Stackable 1 tier | 84198910 | SEK | 519218.1 | ANE MAERSK | SWEDEN | Gothenburg | Khalifa port | 2025-02-13 | 2025-03-23 | [11 empty] | 2025-04-15 |  |  | CASE_LIST |  | 1 | site | SHU | 2025-04-15 | site | 0 | 1 | 1 | 2 | 14.72 | 1 | 14.72 | HITACHI(HE) |  | 1 | 1 | 0 | 1 | Flow 1: Port → Site | SHU | HITACHI
4060 | PRL-MIR-011-O4 | HVDC-ADOPT-HE-0291 | MIR | EQ-009 | 279969 | 1 | Outdoor covered | GSCL1300 | 750 | 91 | 105 | 7.1662 | 1090 | 1625 | Stackable 2 pcs | 85469090 | SEK | 121921.7 | Maersk Cincinnati | SWEDEN | Gothenburg | Khalifa port | 2025-02-06 | 2025-03-16 | [10 empty] | 2025-04-11 |  |  |  | CASE_LIST |  | 1 | site | MIR | 2025-04-11 | site | 0 | 1 | 1 | 2 | 6.83 | 2 | 6.83 | HITACHI(HE) |  | 1 | 1 | 0 | 1 | Flow 1: Port → Site | MIR | HITACHI
4081 | PRL-O-015-A | HVDC-ADOPT-HE-0290 | SHU | EQ-273 | 280367 | 1 | Outdoor covered | 4F OM1 MULTIMODE SWA LSZH | 113 | 104 | 148 | 1.7393 | 850 | 1135 | Stackable 2 tier | 90011090 | SEK | 283770.3 | EY0064 | United Kingdom | England | Abu Dhabi Airport | 2025-02-03 | 2025-02-04 | [11 empty] | 2025-02-06 |  |  | CASE_LIST |  | 1 | site | SHU | 2025-02-06 | site | 0 | 1 | 1 | 2 | 1.18 | 2 | 1.18 | HITACHI(HE) |  | 1 | 1 | 0 | 1 | Flow 1: Port → Site | SHU | HITACHI
4074 | PRL-CS-025-O1 SPARE | HVDC-ADOPT-HE-0289 | DAS | EQ-011 | 208690 | 1 | Outdoor | Spare Capacitors (DGD) | 100 | 45 | 46 | 0.207 | 17 | 40 | Not stackable | 85321000 | SEK | 17949.6 | CMA CGM AGUILA | SWEDEN | Gothenburg | Khalifa port | 2025-02-06 | 2025-03-29 | [6 empty] | 2025-05-09 | [5 empty] | 2025-05-24 |  | CASE_LIST | 1 | 1 | site | DAS | 2025-05-24 | site | 1 | 2 | 0 | 2 | 0.45 | 0 | 0.45 | HITACHI(HE) |  | 1 | 2 | 1 | 3 | Flow 3: Port → MOSB → Site | DAS | HITACHI
4075 | PRL-CS-025-O1 SPARE | HVDC-ADOPT-HE-0289 | AGI | EQ-011 | 365725 | 1 | Outdoor | Spare Capacitor (DGD) | 100 | 45 | 46 | 0.207 | 17 | 47 | Not stackable | 85321000 | SEK | 18118.08 | CMA CGM AGUILA | SWEDEN | Gothenburg | Khalifa port | 2025-02-06 | 2025-03-29 | [6 empty] | 2025-05-09 | [6 empty] | 2025-05-18 | CASE_LIST | 1 | 1 | site | AGI | 2025-05-18 | site | 1 | 2 | 0 | 2 | 0.45 | 0 | 0.45 | HITACHI(HE) |  | 1 | 2 | 1 | 3 | Flow 3: Port → MOSB → Site | AGI | HITACHI
4072 | PRL-CS-025-O1 | HVDC-ADOPT-HE-0288 | DAS | EQ-011 | 208689 | 1 | Outdoor | Capacitor Bank (DGD) | 301 | 69 | 121 | 2.513 | 390 | 850 | Not stackable | 85321000 | SEK | 285379.2 | CMA CGM AGUILA | SWEDEN | Gothenburg | Khalifa port | 2025-02-06 | 2025-03-29 | [6 empty] | 2025-05-09 | [5 empty] | 2025-05-24 |  | CASE_LIST | 1 | 1 | site | DAS | 2025-05-24 | site | 1 | 2 | 0 | 2 | 2.08 | 0 | 2.08 | HITACHI(HE) |  | 1 | 2 | 1 | 3 | Flow 3: Port → MOSB → Site | DAS | HITACHI
4073 | PRL-CS-025-O1 | HVDC-ADOPT-HE-0288 | AGI | EQ-011 | 365724 | 1 | Outdoor | Capacitor Bank (DGD) | 301 | 69 | 121 | 2.513 | 390 | 615 | Not stackable | 85321000 | SEK | 286298.2 | CMA CGM AGUILA | SWEDEN | Gothenburg | Khalifa port | 2025-02-06 | 2025-03-29 | [6 empty] | 2025-05-09 | [6 empty] | 2025-05-18 | CASE_LIST | 1 | 1 | site | AGI | 2025-05-18 | site | 1 | 2 | 0 | 2 | 2.08 | 0 | 2.08 | HITACHI(HE) |  | 1 | 2 | 1 | 3 | Flow 3: Port → MOSB → Site | AGI | HITACHI
4618 | PRL-SHU-031-O2 SPARE | HVDC-ADOPT-HE-0287 | SHU | EQ-031 | 191401 | 1 | Indoor | Spare Auxiliary Bus Filter Resistor | 230 | 110 | 120 | 3.036 | 55 | 300 | Stackable 1 tier | 85332900 | SEK | 93951.66 | Maersk Hamburg | BELGIUM | Antwerp | Khalifa port | 2025-03-21 | 2025-04-20 |  |  | 2025-05-05 | [8 empty] | 2025-07-01 |  |  | CASE_LIST | 1 | 1 | site | SHU | 2025-07-01 | site | 1 | 2 | 0 | 2 | 2.53 | 1 | 2.53 | HITACHI(HE) |  | 1 | 2 | 1 | 2 | Flow 2: Port → WH → Site | SHU | HITACHI
4619 | PRL-SHU-031-O2 SPARE | HVDC-ADOPT-HE-0287 | SHU | EQ-031 | 191402 | 1 | Indoor | Spare composite insulator | 130 | 30 | 45 | 0.1755 | 9 | 35 | Stackable 1 tier | 85332900 | SEK | 93951.66 | Maersk Hamburg | BELGIUM | Antwerp | Khalifa port | 2025-03-21 | 2025-04-20 |  |  | 2025-05-05 | [8 empty] | 2025-07-01 |  |  | CASE_LIST | 1 | 1 | site | SHU | 2025-07-01 | site | 1 | 2 | 0 | 2 | 0.39 | 1 | 0.39 | HITACHI(HE) |  | 1 | 2 | 1 | 2 | Flow 2: Port → WH → Site | SHU | HITACHI
4612 | PRL-SHU-031-O1 | HVDC-ADOPT-HE-0286 | SHU | EQ-031 | 191395 | 1 | Indoor | Auxiliary Bus Filter Resistor | 230 | 110 | 120 | 3.036 | 105 | 350 | Stackable 1 tier | 85332900 | SEK | 93951.66 | Maersk Hamburg | BELGIUM | Antwerp | Khalifa port | 2025-03-21 | 2025-04-20 |  |  | 2025-05-05 | [8 empty] | 2025-06-30 |  |  | CASE_LIST | 1 | 1 | site | SHU | 2025-06-30 | site | 1 | 2 | 0 | 2 | 2.53 | 1 | 2.53 | HITACHI(HE) |  | 1 | 2 | 1 | 2 | Flow 2: Port → WH → Site | SHU | HITACHI
4613 | PRL-SHU-031-O1 | HVDC-ADOPT-HE-0286 | SHU | EQ-031 | 191396 | 1 | Indoor | Auxiliary Bus Filter Resistor | 230 | 110 | 120 | 3.036 | 105 | 350 | Stackable 1 tier | 85332900 | SEK | 93951.66 | Maersk Hamburg | BELGIUM | Antwerp | Khalifa port | 2025-03-21 | 2025-04-20 |  |  | 2025-05-05 | [8 empty] | 2025-06-26 |  |  | CASE_LIST | 1 | 1 | site | SHU | 2025-06-26 | site | 1 | 2 | 0 | 2 | 2.53 | 1 | 2.53 | HITACHI(HE) |  | 1 | 2 | 1 | 2 | Flow 2: Port → WH → Site | SHU | HITACHI
4614 | PRL-SHU-031-O1 | HVDC-ADOPT-HE-0286 | SHU | EQ-031 | 191397 | 1 | Indoor | Auxiliary Bus Filter Resistor | 230 | 110 | 120 | 3.036 | 105 | 350 | Stackable 1 tier | 85332900 | SEK | 93951.66 | Maersk Hamburg | BELGIUM | Antwerp | Khalifa port | 2025-03-21 | 2025-04-20 |  |  | 2025-05-05 | [8 empty] | 2025-06-26 |  |  | CASE_LIST | 1 | 1 | site | SHU | 2025-06-26 | site | 1 | 2 | 0 | 2 | 2.53 | 1 | 2.53 | HITACHI(HE) |  | 1 | 2 | 1 | 2 | Flow 2: Port → WH → Site | SHU | HITACHI
4615 | PRL-SHU-031-O1 | HVDC-ADOPT-HE-0286 | SHU | EQ-031 | 191398 | 1 | Indoor | Auxiliary Bus Filter Resistor | 230 | 110 | 120 | 3.036 | 105 | 350 | Stackable 1 tier | 85332900 | SEK | 93951.66 | Maersk Hamburg | BELGIUM | Antwerp | Khalifa port | 2025-03-21 | 2025-04-20 |  |  | 2025-05-05 | [8 empty] | 2025-06-30 |  |  | CASE_LIST | 1 | 1 | site | SHU | 2025-06-30 | site | 1 | 2 | 0 | 2 | 2.53 | 1 | 2.53 | HITACHI(HE) |  | 1 | 2 | 1 | 2 | Flow 2: Port → WH → Site | SHU | HITACHI
4616 | PRL-SHU-031-O1 | HVDC-ADOPT-HE-0286 | SHU | EQ-031 | 191399 | 1 | Indoor | Auxiliary Bus Filter Resistor | 230 | 110 | 120 | 3.036 | 105 | 350 | Stackable 1 tier | 85332900 | SEK | 93951.66 | Maersk Hamburg | BELGIUM | Antwerp | Khalifa port | 2025-03-21 | 2025-04-20 |  |  | 2025-05-05 | [8 empty] | 2025-06-26 |  |  | CASE_LIST | 1 | 1 | site | SHU | 2025-06-26 | site | 1 | 2 | 0 | 2 | 2.53 | 1 | 2.53 | HITACHI(HE) |  | 1 | 2 | 1 | 2 | Flow 2: Port → WH → Site | SHU | HITACHI
4617 | PRL-SHU-031-O1 | HVDC-ADOPT-HE-0286 | SHU | EQ-031 | 191400 | 1 | Indoor | Auxiliary Bus Filter Resistor | 230 | 110 | 120 | 3.036 | 105 | 350 | Stackable 1 tier | 85332900 | SEK | 93951.66 | Maersk Hamburg | BELGIUM | Antwerp | Khalifa port | 2025-03-21 | 2025-04-20 |  |  | 2025-05-05 | [8 empty] | 2025-06-26 |  |  | CASE_LIST | 1 | 1 | site | SHU | 2025-06-26 | site | 1 | 2 | 0 | 2 | 2.53 | 1 | 2.53 | HITACHI(HE) |  | 1 | 2 | 1 | 2 | Flow 2: Port → WH → Site | SHU | HITACHI
4610 | PRL-SHU-030-O2 Spare | HVDC-ADOPT-HE-0285 | SHU | EQ-031 | 191393 | 1 | Indoor | Spare HP 12 AC Filter Resistor | 445 | 185 | 230 | 18.9348 | 500 | 1300 | Stackable 1 tier | 85332900 | SEK | 387175 | Maersk Hamburg | BELGIUM | Antwerp | Khalifa port | 2025-03-21 | 2025-04-20 |  |  | 2025-05-05 | [8 empty] | 2025-06-30 |  |  | CASE_LIST | 1 | 1 | site | SHU | 2025-06-30 | site | 1 | 2 | 0 | 2 | 8.23 | 1 | 8.23 | HITACHI(HE) |  | 1 | 2 | 1 | 2 | Flow 2: Port → WH → Site | SHU | HITACHI
4611 | PRL-SHU-030-O2 Spare | HVDC-ADOPT-HE-0285 | SHU | EQ-031 | 191394 | 1 | Indoor | Spare composite insulator | 130 | 30 | 45 | 0.1755 | 9 | 35 | Stackable 1 tier | 85332900 | SEK | 387175 | Maersk Hamburg | BELGIUM | Antwerp | Khalifa port | 2025-03-21 | 2025-04-20 |  |  | 2025-05-05 | [8 empty] | 2025-07-01 |  |  | CASE_LIST | 1 | 1 | site | SHU | 2025-07-01 | site | 1 | 2 | 0 | 2 | 0.39 | 1 | 0.39 | HITACHI(HE) |  | 1 | 2 | 1 | 2 | Flow 2: Port → WH → Site | SHU | HITACHI
4604 | PRL-SHU-030-O1 | HVDC-ADOPT-HE-0284 | SHU | EQ-031 | 191387 | 1 | Indoor | HP 12 AC Filter Resistor | 445 | 185 | 230 | 18.9348 | 550 | 1350 | Stackable 1 tier | 85332900 | SEK | 387175 | Maersk Hamburg | BELGIUM | Antwerp | Khalifa port | 2025-03-21 | 2025-04-20 |  |  | 2025-05-05 | [8 empty] | 2025-06-26 |  |  | CASE_LIST | 1 | 1 | site | SHU | 2025-06-26 | site | 1 | 2 | 0 | 2 | 8.23 | 1 | 8.23 | HITACHI(HE) |  | 1 | 2 | 1 | 2 | Flow 2: Port → WH → Site | SHU | HITACHI
4605 | PRL-SHU-030-O1 | HVDC-ADOPT-HE-0284 | SHU | EQ-031 | 191388 | 1 | Indoor | HP 12 AC Filter Resistor | 445 | 185 | 230 | 18.9348 | 550 | 1350 | Stackable 1 tier | 85332900 | SEK | 387175 | Maersk Hamburg | BELGIUM | Antwerp | Khalifa port | 2025-03-21 | 2025-04-20 |  |  | 2025-05-05 | [8 empty] | 2025-06-30 |  |  | CASE_LIST | 1 | 1 | site | SHU | 2025-06-30 | site | 1 | 2 | 0 | 2 | 8.23 | 1 | 8.23 | HITACHI(HE) |  | 1 | 2 | 1 | 2 | Flow 2: Port → WH → Site | SHU | HITACHI
4606 | PRL-SHU-030-O1 | HVDC-ADOPT-HE-0284 | SHU | EQ-031 | 191389 | 1 | Indoor | HP 12 AC Filter Resistor | 445 | 185 | 230 | 18.9348 | 550 | 1350 | Stackable 1 tier | 85332900 | SEK | 387175 | Maersk Hamburg | BELGIUM | Antwerp | Khalifa port | 2025-03-21 | 2025-04-20 |  |  | 2025-05-05 | [8 empty] | 2025-06-30 |  |  | CASE_LIST | 1 | 1 | site | SHU | 2025-06-30 | site | 1 | 2 | 0 | 2 | 8.23 | 1 | 8.23 | HITACHI(HE) |  | 1 | 2 | 1 | 2 | Flow 2: Port → WH → Site | SHU | HITACHI
4607 | PRL-SHU-030-O1 | HVDC-ADOPT-HE-0284 | SHU | EQ-031 | 191390 | 1 | Indoor | HP 12 AC Filter Resistor | 445 | 185 | 230 | 18.9348 | 550 | 1350 | Stackable 1 tier | 85332900 | SEK | 387175 | Maersk Hamburg | BELGIUM | Antwerp | Khalifa port | 2025-03-21 | 2025-04-20 |  |  | 2025-05-05 | [8 empty] | 2025-06-30 |  |  | CASE_LIST | 1 | 1 | site | SHU | 2025-06-30 | site | 1 | 2 | 0 | 2 | 8.23 | 1 | 8.23 | HITACHI(HE) |  | 1 | 2 | 1 | 2 | Flow 2: Port → WH → Site | SHU | HITACHI
4608 | PRL-SHU-030-O1 | HVDC-ADOPT-HE-0284 | SHU | EQ-031 | 191391 | 1 | Indoor | HP 12 AC Filter Resistor | 445 | 185 | 230 | 18.9348 | 550 | 1350 | Stackable 1 tier | 85332900 | SEK | 387175 | Maersk Hamburg | BELGIUM | Antwerp | Khalifa port | 2025-03-21 | 2025-04-20 |  |  | 2025-05-05 | [8 empty] | 2025-06-26 |  |  | CASE_LIST | 1 | 1 | site | SHU | 2025-06-26 | site | 1 | 2 | 0 | 2 | 8.23 | 1 | 8.23 | HITACHI(HE) |  | 1 | 2 | 1 | 2 | Flow 2: Port → WH → Site | SHU | HITACHI
4609 | PRL-SHU-030-O1 | HVDC-ADOPT-HE-0284 | SHU | EQ-031 | 191392 | 1 | Indoor | HP 12 AC Filter Resistor | 445 | 185 | 230 | 18.9348 | 550 | 1350 | Stackable 1 tier | 85332900 | SEK | 387175 | Maersk Hamburg | BELGIUM | Antwerp | Khalifa port | 2025-03-21 | 2025-04-20 |  |  | 2025-05-05 | [8 empty] | 2025-06-30 |  |  | CASE_LIST | 1 | 1 | site | SHU | 2025-06-30 | site | 1 | 2 | 0 | 2 | 8.23 | 1 | 8.23 | HITACHI(HE) |  | 1 | 2 | 1 | 2 | Flow 2: Port → WH → Site | SHU | HITACHI
4602 | PRL-MIR-021-O2 Spare | HVDC-ADOPT-HE-0283 | MIR | EQ-031 | 280188 | 1 | Indoor | Spare HP 12 AC Filter Resistor | 445 | 185 | 230 | 18.9348 | 500 | 1300 | Stackable 1 tier | 85332900 | SEK | 387175 | Maersk Hamburg | BELGIUM | Antwerp | Khalifa port | 2025-03-21 | 2025-04-20 |  |  | 2025-05-05 | [7 empty] | 2025-10-20 |  |  |  | CASE_LIST | 1 | 1 | site | MIR | 2025-10-20 | site | 1 | 2 | 0 | 2 | 8.23 | 1 | 8.23 | HITACHI(HE) |  | 1 | 2 | 1 | 2 | Flow 2: Port → WH → Site | MIR | HITACHI
4603 | PRL-MIR-021-O2 Spare | HVDC-ADOPT-HE-0283 | MIR | EQ-031 | 280189 | 1 | Indoor | Spare composite insulator | 130 | 30 | 45 | 0.1755 | 9 | 35 | Stackable 1 tier | 85332900 | SEK | 387175 | Maersk Hamburg | BELGIUM | Antwerp | Khalifa port | 2025-03-21 | 2025-04-20 |  |  | 2025-05-05 | [7 empty] | 2025-10-20 |  |  |  | CASE_LIST | 1 | 1 | site | MIR | 2025-10-20 | site | 1 | 2 | 0 | 2 | 0.39 | 1 | 0.39 | HITACHI(HE) |  | 1 | 2 | 1 | 2 | Flow 2: Port → WH → Site | MIR | HITACHI
4596 | PRL-MIR-021-O1 | HVDC-ADOPT-HE-0282 | MIR | EQ-031 | 280182 | 1 | Indoor | HP 12 AC Filter Resistor | 445 | 185 | 230 | 18.9348 | 550 | 1350 | Stackable 1 tier | 85332900 | SEK | 387175 | Maersk Hamburg | BELGIUM | Antwerp | Khalifa port | 2025-03-21 | 2025-04-20 |  |  | 2025-05-05 | [7 empty] | 2025-10-21 |  |  |  | CASE_LIST | 1 | 1 | site | MIR | 2025-10-21 | site | 1 | 2 | 0 | 2 | 8.23 | 1 | 8.23 | HITACHI(HE) |  | 1 | 2 | 1 | 2 | Flow 2: Port → WH → Site | MIR | HITACHI
4597 | PRL-MIR-021-O1 | HVDC-ADOPT-HE-0282 | MIR | EQ-031 | 280183 | 1 | Indoor | HP 12 AC Filter Resistor | 445 | 185 | 230 | 18.9348 | 550 | 1350 | Stackable 1 tier | 85332900 | SEK | 387175 | Maersk Hamburg | BELGIUM | Antwerp | Khalifa port | 2025-03-21 | 2025-04-20 |  |  | 2025-05-05 | [7 empty] | 2025-10-21 |  |  |  | CASE_LIST | 1 | 1 | site | MIR | 2025-10-21 | site | 1 | 2 | 0 | 2 | 8.23 | 1 | 8.23 | HITACHI(HE) |  | 1 | 2 | 1 | 2 | Flow 2: Port → WH → Site | MIR | HITACHI
4598 | PRL-MIR-021-O1 | HVDC-ADOPT-HE-0282 | MIR | EQ-031 | 280184 | 1 | Indoor | HP 12 AC Filter Resistor | 445 | 185 | 230 | 18.9348 | 550 | 1350 | Stackable 1 tier | 85332900 | SEK | 387175 | Maersk Hamburg | BELGIUM | Antwerp | Khalifa port | 2025-03-21 | 2025-04-20 |  |  | 2025-05-05 | [11 empty] | CASE_LIST | 1 |  | warehouse | DSV Al Markaz | 2025-05-05 | warehouse | 1 | 1 | -1 | 0 | 8.23 | 1 | 8.23 | HITACHI(HE) |  | 0 | 1 | 1 | 2 | Flow 2: Port → WH → Site | DSV Al Markaz | HITACHI
4599 | PRL-MIR-021-O1 | HVDC-ADOPT-HE-0282 | MIR | EQ-031 | 280185 | 1 | Indoor | HP 12 AC Filter Resistor | 445 | 185 | 230 | 18.9348 | 550 | 1350 | Stackable 1 tier | 85332900 | SEK | 387175 | Maersk Hamburg | BELGIUM | Antwerp | Khalifa port | 2025-03-21 | 2025-04-20 |  |  | 2025-05-05 | [7 empty] | 2025-10-21 |  |  |  | CASE_LIST | 1 | 1 | site | MIR | 2025-10-21 | site | 1 | 2 | 0 | 2 | 8.23 | 1 | 8.23 | HITACHI(HE) |  | 1 | 2 | 1 | 2 | Flow 2: Port → WH → Site | MIR | HITACHI
4600 | PRL-MIR-021-O1 | HVDC-ADOPT-HE-0282 | MIR | EQ-031 | 280186 | 1 | Indoor | HP 12 AC Filter Resistor | 445 | 185 | 230 | 18.9348 | 550 | 1350 | Stackable 1 tier | 85332900 | SEK | 387175 | Maersk Hamburg | BELGIUM | Antwerp | Khalifa port | 2025-03-21 | 2025-04-20 |  |  | 2025-05-05 | [7 empty] | 2025-10-21 |  |  |  | CASE_LIST | 1 | 1 | site | MIR | 2025-10-21 | site | 1 | 2 | 0 | 2 | 8.23 | 1 | 8.23 | HITACHI(HE) |  | 1 | 2 | 1 | 2 | Flow 2: Port → WH → Site | MIR | HITACHI
4601 | PRL-MIR-021-O1 | HVDC-ADOPT-HE-0282 | MIR | EQ-031 | 280187 | 1 | Indoor | HP 12 AC Filter Resistor | 445 | 185 | 230 | 18.9348 | 550 | 1350 | Stackable 1 tier | 85332900 | SEK | 387175 | Maersk Hamburg | BELGIUM | Antwerp | Khalifa port | 2025-03-21 | 2025-04-20 |  |  | 2025-05-05 | [11 empty] | CASE_LIST | 1 |  | warehouse | DSV Al Markaz | 2025-05-05 | warehouse | 1 | 1 | -1 | 0 | 8.23 | 1 | 8.23 | HITACHI(HE) |  | 0 | 1 | 1 | 2 | Flow 2: Port → WH → Site | DSV Al Markaz | HITACHI
4594 | PRL-MIR-020-O2 Spare | HVDC-ADOPT-HE-0281 | MIR | EQ-031 | 280196 | 1 | Indoor | Spare Auxiliary Bus Filter Resistor | 235 | 115 | 130 | 3.5133 | 70 | 350 | Stackable 1 tier | 85332900 | SEK | 103156.8 | Maersk Hamburg | BELGIUM | Antwerp | Khalifa port | 2025-03-21 | 2025-04-20 |  |  | 2025-05-05 | [7 empty] | 2025-10-20 |  |  |  | CASE_LIST | 1 | 1 | site | MIR | 2025-10-20 | site | 1 | 2 | 0 | 2 | 2.7 | 1 | 2.7 | HITACHI(HE) |  | 1 | 2 | 1 | 2 | Flow 2: Port → WH → Site | MIR | HITACHI
4595 | PRL-MIR-020-O2 Spare | HVDC-ADOPT-HE-0281 | MIR | EQ-031 | 280197 | 1 | Indoor | Spare composite insulator | 130 | 30 | 45 | 0.1755 | 9 | 35 | Stackable 1 tier | 85332900 | SEK | 103156.8 | Maersk Hamburg | BELGIUM | Antwerp | Khalifa port | 2025-03-21 | 2025-04-20 |  |  | 2025-05-05 | [7 empty] | 2025-10-20 |  |  |  | CASE_LIST | 1 | 1 | site | MIR | 2025-10-20 | site | 1 | 2 | 0 | 2 | 0.39 | 1 | 0.39 | HITACHI(HE) |  | 1 | 2 | 1 | 2 | Flow 2: Port → WH → Site | MIR | HITACHI
4588 | PRL-MIR-020-O1 | HVDC-ADOPT-HE-0280 | MIR | EQ-031 | 280190 | 1 | Indoor | Auxiliary Bus Filter Resistor | 235 | 115 | 130 | 3.5133 | 120 | 400 | Stackable 1 tier | 85332900 | SEK | 103156.8 | Maersk Hamburg | BELGIUM | Antwerp | Khalifa port | 2025-03-21 | 2025-04-20 |  |  | 2025-05-05 | [7 empty] | 2025-10-21 |  |  |  | CASE_LIST | 1 | 1 | site | MIR | 2025-10-21 | site | 1 | 2 | 0 | 2 | 2.7 | 1 | 2.7 | HITACHI(HE) |  | 1 | 2 | 1 | 2 | Flow 2: Port → WH → Site | MIR | HITACHI
4589 | PRL-MIR-020-O1 | HVDC-ADOPT-HE-0280 | MIR | EQ-031 | 280191 | 1 | Indoor | Auxiliary Bus Filter Resistor | 235 | 115 | 130 | 3.5133 | 120 | 400 | Stackable 1 tier | 85332900 | SEK | 103156.8 | Maersk Hamburg | BELGIUM | Antwerp | Khalifa port | 2025-03-21 | 2025-04-20 |  |  | 2025-05-05 | [7 empty] | 2025-10-21 |  |  |  | CASE_LIST | 1 | 1 | site | MIR | 2025-10-21 | site | 1 | 2 | 0 | 2 | 2.7 | 1 | 2.7 | HITACHI(HE) |  | 1 | 2 | 1 | 2 | Flow 2: Port → WH → Site | MIR | HITACHI
4590 | PRL-MIR-020-O1 | HVDC-ADOPT-HE-0280 | MIR | EQ-031 | 280192 | 1 | Indoor | Auxiliary Bus Filter Resistor | 235 | 115 | 130 | 3.5133 | 120 | 400 | Stackable 1 tier | 85332900 | SEK | 103156.8 | Maersk Hamburg | BELGIUM | Antwerp | Khalifa port | 2025-03-21 | 2025-04-20 |  |  | 2025-05-05 | [7 empty] | 2025-10-21 |  |  |  | CASE_LIST | 1 | 1 | site | MIR | 2025-10-21 | site | 1 | 2 | 0 | 2 | 2.7 | 1 | 2.7 | HITACHI(HE) |  | 1 | 2 | 1 | 2 | Flow 2: Port → WH → Site | MIR | HITACHI
4591 | PRL-MIR-020-O1 | HVDC-ADOPT-HE-0280 | MIR | EQ-031 | 280193 | 1 | Indoor | Auxiliary Bus Filter Resistor | 235 | 115 | 130 | 3.5133 | 120 | 400 | Stackable 1 tier | 85332900 | SEK | 103156.8 | Maersk Hamburg | BELGIUM | Antwerp | Khalifa port | 2025-03-21 | 2025-04-20 |  |  | 2025-05-05 | [7 empty] | 2025-10-21 |  |  |  | CASE_LIST | 1 | 1 | site | MIR | 2025-10-21 | site | 1 | 2 | 0 | 2 | 2.7 | 1 | 2.7 | HITACHI(HE) |  | 1 | 2 | 1 | 2 | Flow 2: Port → WH → Site | MIR | HITACHI
4592 | PRL-MIR-020-O1 | HVDC-ADOPT-HE-0280 | MIR | EQ-031 | 280194 | 1 | Indoor | Auxiliary Bus Filter Resistor | 235 | 115 | 130 | 3.5133 | 120 | 400 | Stackable 1 tier | 85332900 | SEK | 103156.8 | Maersk Hamburg | BELGIUM | Antwerp | Khalifa port | 2025-03-21 | 2025-04-20 |  |  | 2025-05-05 | [7 empty] | 2025-10-21 |  |  |  | CASE_LIST | 1 | 1 | site | MIR | 2025-10-21 | site | 1 | 2 | 0 | 2 | 2.7 | 1 | 2.7 | HITACHI(HE) |  | 1 | 2 | 1 | 2 | Flow 2: Port → WH → Site | MIR | HITACHI
4593 | PRL-MIR-020-O1 | HVDC-ADOPT-HE-0280 | MIR | EQ-031 | 280195 | 1 | Indoor | Auxiliary Bus Filter Resistor | 235 | 115 | 130 | 3.5133 | 120 | 400 | Stackable 1 tier | 85332900 | SEK | 103156.8 | Maersk Hamburg | BELGIUM | Antwerp | Khalifa port | 2025-03-21 | 2025-04-20 |  |  | 2025-05-05 | [7 empty] | 2025-10-21 |  |  |  | CASE_LIST | 1 | 1 | site | MIR | 2025-10-21 | site | 1 | 2 | 0 | 2 | 2.7 | 1 | 2.7 | HITACHI(HE) |  | 1 | 2 | 1 | 2 | Flow 2: Port → WH → Site | MIR | HITACHI
4586 | PRL-CS-024-O1 Spare | HVDC-ADOPT-HE-0279 | DAS | EQ-031 | 208634 | 1 | Indoor | Spare composite insulator | 130 | 30 | 45 | 0.1755 | 9 | 35 | Stackable 1 tier | 85332900 | SEK | 362330.6 | Maersk Hamburg | BELGIUM | Antwerp | Khalifa port | 2025-03-21 | 2025-04-20 |  |  | 2025-05-05 |  |  |  | 2025-08-05 | [5 empty] | 2025-08-14 |  | CASE_LIST | 1 | 1 | site | DAS | 2025-08-14 | site | 2 | 3 | -1 | 2 | 0.39 | 1 | 0.39 | HITACHI(HE) |  | 1 | 3 | 2 | 4 | Flow 4: Port → WH → MOSB → Site | DAS | HITACHI
4587 | PRL-CS-024-O1 Spare | HVDC-ADOPT-HE-0279 | AGI | EQ-031 | 365639 | 1 | Indoor | Spare composite insulator | 130 | 30 | 45 | 0.1755 | 9 | 35 | Stackable 1 tier | 85332900 | SEK | 362330.6 | Maersk Hamburg | BELGIUM | Antwerp | Khalifa port | 2025-03-21 | 2025-04-20 |  |  | 2025-05-05 | [11 empty] | CASE_LIST | 1 |  | warehouse | DSV Al Markaz | 2025-05-05 | warehouse | 1 | 1 | -1 | 0 | 0.39 | 1 | 0.39 | HITACHI(HE) |  | 0 | 1 | 1 | 2 | Flow 2: Port → WH → Site | DSV Al Markaz | HITACHI
4580 | PRL-CS-024-O1 | HVDC-ADOPT-HE-0278 | DAS | EQ-031 | 208626 | 1 | Indoor | Insulators for HP 12 AC Filter Resistor | 125 | 110 | 50 | 0.6875 | 72 | 160 | Stackable 1 tier | 85332900 | SEK | 362330.6 | Maersk Hamburg | BELGIUM | Antwerp | Khalifa port | 2025-03-21 | 2025-04-20 |  |  | 2025-05-05 |  |  |  | 2025-07-22 | [5 empty] | 2025-07-31 |  | CASE_LIST | 1 | 1 | site | DAS | 2025-07-31 | site | 2 | 3 | -1 | 2 | 1.38 | 1 | 1.38 | HITACHI(HE) |  | 1 | 3 | 2 | 4 | Flow 4: Port → WH → MOSB → Site | DAS | HITACHI
4581 | PRL-CS-024-O1 | HVDC-ADOPT-HE-0278 | DAS | EQ-031 | 208629 | 1 | Indoor | Insulators for HP 12 AC Filter Resistor | 125 | 110 | 50 | 0.6875 | 72 | 160 | Stackable 1 tier | 85332900 | SEK | 362330.6 | Maersk Hamburg | BELGIUM | Antwerp | Khalifa port | 2025-03-21 | 2025-04-20 |  |  | 2025-05-05 |  |  |  | 2025-07-22 | [5 empty] | 2025-07-31 |  | CASE_LIST | 1 | 1 | site | DAS | 2025-07-31 | site | 2 | 3 | -1 | 2 | 1.38 | 1 | 1.38 | HITACHI(HE) |  | 1 | 3 | 2 | 4 | Flow 4: Port → WH → MOSB → Site | DAS | HITACHI
4582 | PRL-CS-024-O1 | HVDC-ADOPT-HE-0278 | DAS | EQ-031 | 208632 | 1 | Indoor | Insulators for HP 12 AC Filter Resistor | 125 | 110 | 50 | 0.6875 | 72 | 160 | Stackable 1 tier | 85332900 | SEK | 362330.6 | Maersk Hamburg | BELGIUM | Antwerp | Khalifa port | 2025-03-21 | 2025-04-20 |  |  | 2025-05-05 |  |  |  | 2025-07-22 | [5 empty] | 2025-07-31 |  | CASE_LIST | 1 | 1 | site | DAS | 2025-07-31 | site | 2 | 3 | -1 | 2 | 1.38 | 1 | 1.38 | HITACHI(HE) |  | 1 | 3 | 2 | 4 | Flow 4: Port → WH → MOSB → Site | DAS | HITACHI
4583 | PRL-CS-024-O1 | HVDC-ADOPT-HE-0278 | AGI | EQ-031 | 365631 | 1 | Indoor | Insulators for HP 12 AC Filter Resistor | 125 | 110 | 50 | 0.6875 | 72 | 160 | Stackable 1 tier | 85332900 | SEK | 362330.6 | Maersk Hamburg | BELGIUM | Antwerp | Khalifa port | 2025-03-21 | 2025-04-20 |  |  | 2025-05-05 | [11 empty] | CASE_LIST | 1 |  | warehouse | DSV Al Markaz | 2025-05-05 | warehouse | 1 | 1 | -1 | 0 | 1.38 | 1 | 1.38 | HITACHI(HE) |  | 0 | 1 | 1 | 2 | Flow 2: Port → WH → Site | DSV Al Markaz | HITACHI
4584 | PRL-CS-024-O1 | HVDC-ADOPT-HE-0278 | AGI | EQ-031 | 365634 | 1 | Indoor | Insulators for HP 12 AC Filter Resistor | 125 | 110 | 50 | 0.6875 | 72 | 160 | Stackable 1 tier | 85332900 | SEK | 362330.6 | Maersk Hamburg | BELGIUM | Antwerp | Khalifa port | 2025-03-21 | 2025-04-20 |  |  | 2025-05-05 | [11 empty] | CASE_LIST | 1 |  | warehouse | DSV Al Markaz | 2025-05-05 | warehouse | 1 | 1 | -1 | 0 | 1.38 | 1 | 1.38 | HITACHI(HE) |  | 0 | 1 | 1 | 2 | Flow 2: Port → WH → Site | DSV Al Markaz | HITACHI
4585 | PRL-CS-024-O1 | HVDC-ADOPT-HE-0278 | AGI | EQ-031 | 365637 | 1 | Indoor | Insulators for HP 12 AC Filter Resistor | 125 | 110 | 50 | 0.6875 | 72 | 160 | Stackable 1 tier | 85332900 | SEK | 362330.6 | Maersk Hamburg | BELGIUM | Antwerp | Khalifa port | 2025-03-21 | 2025-04-20 |  |  | 2025-05-05 | [11 empty] | CASE_LIST | 1 |  | warehouse | DSV Al Markaz | 2025-05-05 | warehouse | 1 | 1 | -1 | 0 | 1.38 | 1 | 1.38 | HITACHI(HE) |  | 0 | 1 | 1 | 2 | Flow 2: Port → WH → Site | DSV Al Markaz | HITACHI
4576 | PRL-CS-023-O2 Spare | HVDC-ADOPT-HE-0277 | DAS | EQ-031 | 208637 | 1 | Indoor | Spare Auxiliary Bus Filter Resistor | 130 | 55 | 45 | 0.32175 | 5 | 55 | Stackable 1 tier | 85332900 | SEK | 35439.17 | Maersk Hamburg | BELGIUM | Antwerp | Khalifa port | 2025-03-21 | 2025-04-20 |  |  | 2025-05-05 |  |  |  | 2025-09-15 | [7 empty] | CASE_LIST | 1 |  | warehouse | MOSB | 2025-09-15 | warehouse | 2 | 2 | -2 | 0 | 0.71 | 1 | 0.71 | HITACHI(HE) |  | 0 | 2 | 2 | 5 | Flow 5: Mixed / Waiting / Incomplete leg | MOSB | HITACHI
4577 | PRL-CS-023-O2 Spare | HVDC-ADOPT-HE-0277 | DAS | EQ-031 | 208638 | 1 | Indoor | Spare composite insulator | 130 | 30 | 45 | 0.1755 | 8 | 35 | Stackable 1 tier | 85332900 | SEK | 3730.439 | Maersk Hamburg | BELGIUM | Antwerp | Khalifa port | 2025-03-21 | 2025-04-20 |  |  | 2025-05-05 |  |  |  | 2025-09-15 | [7 empty] | CASE_LIST | 1 |  | warehouse | MOSB | 2025-09-15 | warehouse | 2 | 2 | -2 | 0 | 0.39 | 1 | 0.39 | HITACHI(HE) |  | 0 | 2 | 2 | 5 | Flow 5: Mixed / Waiting / Incomplete leg | MOSB | HITACHI
4578 | PRL-CS-023-O2 Spare | HVDC-ADOPT-HE-0277 | AGI | EQ-031 | 365642 | 1 | Indoor | Spare Auxiliary Bus Filter Resistor | 135 | 65 | 80 | 0.702 | 13 | 80 | Stackable 1 tier | 85332900 | SEK | 39702.52 | Maersk Hamburg | BELGIUM | Antwerp | Khalifa port | 2025-03-21 | 2025-04-20 |  |  | 2025-05-05 | [11 empty] | CASE_LIST | 1 |  | warehouse | DSV Al Markaz | 2025-05-05 | warehouse | 1 | 1 | -1 | 0 | 0.88 | 1 | 0.88 | HITACHI(HE) |  | 0 | 1 | 1 | 2 | Flow 2: Port → WH → Site | DSV Al Markaz | HITACHI
4579 | PRL-CS-023-O2 Spare | HVDC-ADOPT-HE-0277 | AGI | EQ-031 | 365643 | 1 | Indoor | Spare composite insulator | 130 | 30 | 45 | 0.1755 | 8 | 35 | Stackable 1 tier | 85332900 | SEK | 3730.439 | Maersk Hamburg | BELGIUM | Antwerp | Khalifa port | 2025-03-21 | 2025-04-20 |  |  | 2025-05-05 | [11 empty] | CASE_LIST | 1 |  | warehouse | DSV Al Markaz | 2025-05-05 | warehouse | 1 | 1 | -1 | 0 | 0.39 | 1 | 0.39 | HITACHI(HE) |  | 0 | 1 | 1 | 2 | Flow 2: Port → WH → Site | DSV Al Markaz | HITACHI
4572 | PRL-CS-023-O1 | HVDC-ADOPT-HE-0276 | DAS | EQ-031 | 208635 | 1 | Indoor | Auxiliary Bus Filter Resistor | 185 | 115 | 60 | 1.2765 | 51 | 170 | Stackable 1 tier | 85332900 | SEK | 117508.8 | Maersk Hamburg | BELGIUM | Antwerp | Khalifa port | 2025-03-21 | 2025-04-20 |  |  | 2025-05-05 |  |  |  | 2025-09-15 | [7 empty] | CASE_LIST | 1 |  | warehouse | MOSB | 2025-09-15 | warehouse | 2 | 2 | -2 | 0 | 2.13 | 1 | 2.13 | HITACHI(HE) |  | 0 | 2 | 2 | 5 | Flow 5: Mixed / Waiting / Incomplete leg | MOSB | HITACHI
4573 | PRL-CS-023-O1 | HVDC-ADOPT-HE-0276 | DAS | EQ-031 | 208636 | 1 | Indoor | Auxiliary Bus Filter Resistor | 185 | 115 | 60 | 1.2765 | 51 | 170 | Stackable 1 tier | 85332900 | SEK | 117508.8 | Maersk Hamburg | BELGIUM | Antwerp | Khalifa port | 2025-03-21 | 2025-04-20 |  |  | 2025-05-05 |  |  |  | 2025-09-15 | [7 empty] | CASE_LIST | 1 |  | warehouse | MOSB | 2025-09-15 | warehouse | 2 | 2 | -2 | 0 | 2.13 | 1 | 2.13 | HITACHI(HE) |  | 0 | 2 | 2 | 5 | Flow 5: Mixed / Waiting / Incomplete leg | MOSB | HITACHI
4574 | PRL-CS-023-O1 | HVDC-ADOPT-HE-0276 | AGI | EQ-031 | 365640 | 1 | Indoor | Auxiliary Bus Filter Resistor | 200 | 160 | 85 | 2.72 | 75 | 255 | Stackable 1 tier | 85332900 | SEK | 130298.9 | Maersk Hamburg | BELGIUM | Antwerp | Khalifa port | 2025-03-21 | 2025-04-20 |  |  | 2025-05-05 | [11 empty] | CASE_LIST | 1 |  | warehouse | DSV Al Markaz | 2025-05-05 | warehouse | 1 | 1 | -1 | 0 | 3.2 | 1 | 3.2 | HITACHI(HE) |  | 0 | 1 | 1 | 2 | Flow 2: Port → WH → Site | DSV Al Markaz | HITACHI
4575 | PRL-CS-023-O1 | HVDC-ADOPT-HE-0276 | AGI | EQ-031 | 365641 | 1 | Indoor | Auxiliary Bus Filter Resistor | 200 | 160 | 85 | 2.72 | 75 | 255 | Stackable 1 tier | 85332900 | SEK | 130298.9 | Maersk Hamburg | BELGIUM | Antwerp | Khalifa port | 2025-03-21 | 2025-04-20 |  |  | 2025-05-05 | [11 empty] | CASE_LIST | 1 |  | warehouse | DSV Al Markaz | 2025-05-05 | warehouse | 1 | 1 | -1 | 0 | 3.2 | 1 | 3.2 | HITACHI(HE) |  | 0 | 1 | 1 | 2 | Flow 2: Port → WH → Site | DSV Al Markaz | HITACHI
4164 | PRL-SHU-033-O2 Spare | HVDC-ADOPT-HE-0275 | SHU | EQ-056C | 191584 | 1 | Outdoor covered | Spare Insulator BIL 150 | 52.5 | 32 | 39.2 | 0.065856 | 10 | 22.5 | Stackable 3 tier | 85321000 | SEK | 21131.28 | MSC GAIA | CHINA | Shanghai | Khalifa port | 2025-02-24 | 2025-03-20 | [11 empty] | 2025-04-17 |  |  | CASE_LIST |  | 1 | site | SHU | 2025-04-17 | site | 0 | 1 | 1 | 2 | 0.17 | 3 | 0.17 | HITACHI(HE) |  | 1 | 1 | 0 | 1 | Flow 1: Port → Site | SHU | HITACHI
4165 | PRL-SHU-033-O2 Spare | HVDC-ADOPT-HE-0275 | SHU | EQ-056C | 191585 | 1 | Outdoor covered | Spare Insulator BIL 250 | 67.5 | 38 | 50 | 0.12825 | 30 | 55 | Stackable 3 tier | 85321000 | SEK | 21131.28 | MSC GAIA | CHINA | Shanghai | Khalifa port | 2025-02-24 | 2025-03-20 | [11 empty] | 2025-04-17 |  |  | CASE_LIST |  | 1 | site | SHU | 2025-04-17 | site | 0 | 1 | 1 | 2 | 0.26 | 3 | 0.26 | HITACHI(HE) |  | 1 | 1 | 0 | 1 | Flow 1: Port → Site | SHU | HITACHI
4162 | PRL-SHU-033-O2 | HVDC-ADOPT-HE-0274 | SHU | EQ-056C | 191582 | 1 | Outdoor covered | Insulator BIL 150 | 100 | 74.5 | 41.5 | 0.30917 | 50 | 91.5 | Stackable 3 tier | 85321000 | SEK | 138753 | MSC GAIA | CHINA | Shanghai | Khalifa port | 2025-02-24 | 2025-03-20 | [11 empty] | 2025-04-17 |  |  | CASE_LIST |  | 1 | site | SHU | 2025-04-17 | site | 0 | 1 | 1 | 2 | 0.74 | 3 | 0.74 | HITACHI(HE) |  | 1 | 1 | 0 | 1 | Flow 1: Port → Site | SHU | HITACHI
4163 | PRL-SHU-033-O2 | HVDC-ADOPT-HE-0274 | SHU | EQ-056C | 191583 | 1 | Outdoor covered | Insulator BIL 250 | 133 | 102.5 | 52 | 0.70889 | 150 | 270 | Stackable 3 tier | 85321000 | SEK | 138753 | MSC GAIA | CHINA | Shanghai | Khalifa port | 2025-02-24 | 2025-03-20 | [11 empty] | 2025-04-17 |  |  | CASE_LIST |  | 1 | site | SHU | 2025-04-17 | site | 0 | 1 | 1 | 2 | 1.36 | 3 | 1.36 | HITACHI(HE) |  | 1 | 1 | 0 | 1 | Flow 1: Port → Site | SHU | HITACHI
4161 | PRL-SHU-032-O2 Spare | HVDC-ADOPT-HE-0273 | SHU | EQ-011 | 191581 | 1 | Outdoor covered | Spare Insulator | 67.5 | 38 | 50 | 0.12825 | 30 | 55 | Stackable 3 tier | 85321000 | SEK | 42197.76 | MSC GAIA | CHINA | Shanghai | Khalifa port | 2025-02-24 | 2025-03-20 | [11 empty] | 2025-04-17 |  |  | CASE_LIST |  | 1 | site | SHU | 2025-04-17 | site | 0 | 1 | 1 | 2 | 0.26 | 3 | 0.26 | HITACHI(HE) |  | 1 | 1 | 0 | 1 | Flow 1: Port → Site | SHU | HITACHI
4160 | PRL-SHU-032-O2 | HVDC-ADOPT-HE-0272 | SHU | EQ-011 | 191580 | 1 | Outdoor covered | Insulator | 133 | 102.5 | 52 | 0.70889 | 180 | 300 | Stackable 3 tier | 85321000 | SEK | 291794.4 | MSC GAIA | CHINA | Shanghai | Khalifa port | 2025-02-24 | 2025-03-20 | [11 empty] | 2025-04-17 |  |  | CASE_LIST |  | 1 | site | SHU | 2025-04-17 | site | 0 | 1 | 1 | 2 | 1.36 | 3 | 1.36 | HITACHI(HE) |  | 1 | 1 | 0 | 1 | Flow 1: Port → Site | SHU | HITACHI
4159 | PRL-MIR-022-O2 Spare | HVDC-ADOPT-HE-0271 | MIR | EQ-011 | 280336 | 1 | Outdoor covered | Spare Insulator | 67.5 | 38 | 50 | 0.12825 | 30 | 55 | Stackable 3 tier | 85321000 | SEK | 42197.76 | MSC GAIA | CHINA | Shanghai | Khalifa port | 2025-02-24 | 2025-03-20 | [10 empty] | 2025-04-11 |  |  |  | CASE_LIST |  | 1 | site | MIR | 2025-04-11 | site | 0 | 1 | 1 | 2 | 0.26 | 3 | 0.26 | HITACHI(HE) |  | 1 | 1 | 0 | 1 | Flow 1: Port → Site | MIR | HITACHI
4158 | PRL-MIR-022-O2 | HVDC-ADOPT-HE-0270 | MIR | EQ-011 | 280335 | 1 | Outdoor covered | Insulator | 133 | 102.5 | 52 | 0.70889 | 180 | 300 | Stackable 3 tier | 85321000 | SEK | 286986.2 | MSC GAIA | CHINA | Shanghai | Khalifa port | 2025-02-24 | 2025-03-20 | [10 empty] | 2025-04-11 |  |  |  | CASE_LIST |  | 1 | site | MIR | 2025-04-11 | site | 0 | 1 | 1 | 2 | 1.36 | 3 | 1.36 | HITACHI(HE) |  | 1 | 1 | 0 | 1 | Flow 1: Port → Site | MIR | HITACHI
4156 | PRL-CS-025-O2 Spare | HVDC-ADOPT-HE-0269 | DAS | EQ-011 | 208731 | 1 | Outdoor covered | Insulator BIL 250 SPARE | 67.5 | 38 | 50 | 0.12825 | 30 | 55 | Stackable 3 tier | 85321000 | SEK | 42197.76 | MSC GAIA | CHINA | Shanghai | Khalifa port | 2025-02-24 | 2025-03-20 | [6 empty] | 2025-04-10 | [5 empty] | 2025-04-14 |  | CASE_LIST | 1 | 1 | site | DAS | 2025-04-14 | site | 1 | 2 | 0 | 2 | 0.26 | 3 | 0.26 | HITACHI(HE) |  | 1 | 2 | 1 | 3 | Flow 3: Port → MOSB → Site | DAS | HITACHI
4157 | PRL-CS-025-O2 Spare | HVDC-ADOPT-HE-0269 | AGI | EQ-011 | 365740 | 1 | Outdoor covered | Insulator BIL 250 SPARE | 67.5 | 38 | 50 | 0.12825 | 30 | 55 | Stackable 3 tier | 85321000 | SEK | 42197.76 | MSC GAIA | CHINA | Shanghai | Khalifa port | 2025-02-24 | 2025-03-20 | [6 empty] | 2025-04-10 | [6 empty] | 2025-04-16 | CASE_LIST | 1 | 1 | site | AGI | 2025-04-16 | site | 1 | 2 | 0 | 2 | 0.26 | 3 | 0.26 | HITACHI(HE) |  | 1 | 2 | 1 | 3 | Flow 3: Port → MOSB → Site | AGI | HITACHI
4154 | PRL-CS-025-O2 | HVDC-ADOPT-HE-0268 | DAS | EQ-011 | 208730 | 1 | Outdoor covered | Insulator BIL 250 | 133 | 102.5 | 52 | 0.70889 | 180 | 300 | Stackable 3 tier | 85321000 | SEK | 285379.2 | MSC GAIA | CHINA | Shanghai | Khalifa port | 2025-02-24 | 2025-03-20 | [6 empty] | 2025-04-10 | [5 empty] | 2025-04-14 |  | CASE_LIST | 1 | 1 | site | DAS | 2025-04-14 | site | 1 | 2 | 0 | 2 | 1.36 | 3 | 1.36 | HITACHI(HE) |  | 1 | 2 | 1 | 3 | Flow 3: Port → MOSB → Site | DAS | HITACHI
4155 | PRL-CS-025-O2 | HVDC-ADOPT-HE-0268 | AGI | EQ-011 | 365739 | 1 | Outdoor covered | Insulator BIL 250 | 133 | 102.5 | 52 | 0.70889 | 180 | 300 | Stackable 3 tier | 85321000 | SEK | 286298.2 | MSC GAIA | CHINA | Shanghai | Khalifa port | 2025-02-24 | 2025-03-20 | [6 empty] | 2025-04-10 | [6 empty] | 2025-04-16 | CASE_LIST | 1 | 1 | site | AGI | 2025-04-16 | site | 1 | 2 | 0 | 2 | 1.36 | 3 | 1.36 | HITACHI(HE) |  | 1 | 2 | 1 | 3 | Flow 3: Port → MOSB → Site | AGI | HITACHI
4034 | PRL-DAS-013-A4 | HVDC-ADOPT-HE-0267 | DAS | EQ-300 | 208313 | 1 | Outdoor covered | External piping pol1 | 640 | 230 | 100 | 14.72 | 1600 | 2120 | Stackable | 8419 89 10 | SEK | 530298.2 | EY1934 | Denmark | Billund | Abu Dhabi Airport | 2025-02-14 | 2025-02-18 | [6 empty] | 2025-02-20 | [5 empty] | 2025-02-21 |  | CASE_LIST | 1 | 1 | site | DAS | 2025-02-21 | site | 1 | 2 | 0 | 2 | 14.72 | 1 | 14.72 | HITACHI(HE) |  | 1 | 2 | 1 | 3 | Flow 3: Port → MOSB → Site | DAS | HITACHI
4035 | PRL-DAS-013-A4 | HVDC-ADOPT-HE-0267 | DAS | EQ-300 | 208315 | 1 | Outdoor covered | External piping pol1 | 640 | 230 | 100 | 14.72 | 920 | 1120 | Stackable | 8419 89 10 | SEK | 530298.2 | EY1934 | Denmark | Billund | Abu Dhabi Airport | 2025-02-14 | 2025-02-18 | [6 empty] | 2025-02-20 | [5 empty] | 2025-02-21 |  | CASE_LIST | 1 | 1 | site | DAS | 2025-02-21 | site | 1 | 2 | 0 | 2 | 14.72 | 1 | 14.72 | HITACHI(HE) |  | 1 | 2 | 1 | 3 | Flow 3: Port → MOSB → Site | DAS | HITACHI
4036 | PRL-DAS-013-A4 | HVDC-ADOPT-HE-0267 | DAS | EQ-300 | 208316 | 1 | Outdoor covered | External piping pol1 | 640 | 230 | 120 | 17.664 | 2400 | 2990 | Stackable | 8419 89 10 | SEK | 530298.2 | EY1934 | Denmark | Billund | Abu Dhabi Airport | 2025-02-14 | 2025-02-18 | [6 empty] | 2025-02-20 | [5 empty] | 2025-02-21 |  | CASE_LIST | 1 | 1 | site | DAS | 2025-02-21 | site | 1 | 2 | 0 | 2 | 14.72 | 1 | 14.72 | HITACHI(HE) |  | 1 | 2 | 1 | 3 | Flow 3: Port → MOSB → Site | DAS | HITACHI
4037 | PRL-DAS-013-A4 | HVDC-ADOPT-HE-0267 | DAS | EQ-300 | 208335 | 1 | Outdoor covered | External piping pol2 | 640 | 230 | 120 | 17.664 | 740 | 1630 | Stackable | 8419 89 10 | SEK | 530298.2 | EY1934 | Denmark | Billund | Abu Dhabi Airport | 2025-02-14 | 2025-02-18 | [6 empty] | 2025-02-20 | [5 empty] | 2025-02-21 |  | CASE_LIST | 1 | 1 | site | DAS | 2025-02-21 | site | 1 | 2 | 0 | 2 | 14.72 | 1 | 14.72 | HITACHI(HE) |  | 1 | 2 | 1 | 3 | Flow 3: Port → MOSB → Site | DAS | HITACHI
4038 | PRL-DAS-013-A4 | HVDC-ADOPT-HE-0267 | DAS | EQ-300 | 208336 | 1 | Outdoor covered | External piping pol2 | 640 | 230 | 100 | 14.72 | 1090 | 1890 | Stackable | 8419 89 10 | SEK | 530298.2 | EY1934 | Denmark | Billund | Abu Dhabi Airport | 2025-02-14 | 2025-02-18 | [6 empty] | 2025-02-20 | [5 empty] | 2025-02-21 |  | CASE_LIST | 1 | 1 | site | DAS | 2025-02-21 | site | 1 | 2 | 0 | 2 | 14.72 | 1 | 14.72 | HITACHI(HE) |  | 1 | 2 | 1 | 3 | Flow 3: Port → MOSB → Site | DAS | HITACHI
4039 | PRL-DAS-013-A4 | HVDC-ADOPT-HE-0267 | DAS | EQ-300 | 208337 | 1 | Outdoor covered | External piping pol2 | 640 | 230 | 120 | 17.664 | 1920 | 2810 | Stackable | 8419 89 10 | SEK | 530298.2 | EY1934 | Denmark | Billund | Abu Dhabi Airport | 2025-02-14 | 2025-02-18 | [6 empty] | 2025-02-20 | [5 empty] | 2025-02-21 |  | CASE_LIST | 1 | 1 | site | DAS | 2025-02-21 | site | 1 | 2 | 0 | 2 | 14.72 | 1 | 14.72 | HITACHI(HE) |  | 1 | 2 | 1 | 3 | Flow 3: Port → MOSB → Site | DAS | HITACHI
4040 | PRL-DAS-013-A4 | HVDC-ADOPT-HE-0267 | DAS | EQ-300 | 208743 | 1 | Outdoor covered | Exrenal system/Pipe support pos. combined | 225 | 165 | 135 | 5.0119 | 780 | 1180 | Stackable | 8419 89 10 | SEK | 530298.2 | EY1934 | Denmark | Billund | Abu Dhabi Airport | 2025-02-14 | 2025-02-18 | [6 empty] | 2025-02-20 | [5 empty] | 2025-02-21 |  | CASE_LIST | 1 | 1 | site | DAS | 2025-02-21 | site | 1 | 2 | 0 | 2 | 3.71 | 1 | 3.71 | HITACHI(HE) |  | 1 | 2 | 1 | 3 | Flow 3: Port → MOSB → Site | DAS | HITACHI
4041 | PRL-DAS-013-A4 | HVDC-ADOPT-HE-0267 | DAS | EQ-300 | 208744 | 1 | Outdoor covered | Exrenal system/Pipe support neg. combined | 225 | 165 | 135 | 5.0119 | 800 | 1200 | Stackable | 8419 89 10 | SEK | 530298.2 | EY1934 | Denmark | Billund | Abu Dhabi Airport | 2025-02-14 | 2025-02-18 | [6 empty] | 2025-02-20 | [5 empty] | 2025-02-21 |  | CASE_LIST | 1 | 1 | site | DAS | 2025-02-21 | site | 1 | 2 | 0 | 2 | 3.71 | 1 | 3.71 | HITACHI(HE) |  | 1 | 2 | 1 | 3 | Flow 3: Port → MOSB → Site | DAS | HITACHI
4042 | PRL-DAS-013-A4 | HVDC-ADOPT-HE-0267 | DAS | EQ-300 | 208933 | 1 | Outdoor covered | Exrenal system/Pipe support neg. combined | 225 | 165 | 135 | 5.0119 | 780 | 1180 | Stackable | 8420 89 10 | SEK | 530298.2 | EY1934 | Denmark | Billund | Abu Dhabi Airport | 2025-02-14 | 2025-02-18 | [6 empty] | 2025-02-20 | [5 empty] | 2025-02-21 |  | CASE_LIST | 1 | 1 | site | DAS | 2025-02-21 | site | 1 | 2 | 0 | 2 | 3.71 | 1 | 3.71 | HITACHI(HE) |  | 1 | 2 | 1 | 3 | Flow 3: Port → MOSB → Site | DAS | HITACHI
4043 | PRL-DAS-013-A4 | HVDC-ADOPT-HE-0267 | DAS | EQ-300 | 208934 | 1 | Outdoor covered | Exrenal system/Pipe support neg. combined | 225 | 165 | 135 | 5.0119 | 800 | 1200 | Stackable | 8421 89 10 | SEK | 530298.2 | EY1934 | Denmark | Billund | Abu Dhabi Airport | 2025-02-14 | 2025-02-18 | [6 empty] | 2025-02-20 | [5 empty] | 2025-02-21 |  | CASE_LIST | 1 | 1 | site | DAS | 2025-02-21 | site | 1 | 2 | 0 | 2 | 3.71 | 1 | 3.71 | HITACHI(HE) |  | 1 | 2 | 1 | 3 | Flow 3: Port → MOSB → Site | DAS | HITACHI
4052 | PRL-SHU-039-O | HVDC-ADOPT-HE-0266 | SHU | EQ-273 | 191586 | 1 | Outdoor covered | CAT6 A S/FTP LSZH IVORY | 97 | 76 | 89 | 0.65611 | 78 | 135 | Stackable 2 tier | 90011090 | SEK | 233119.9 | ALEXANDRA MAERSK | United Kingdom | Felixstowe | Khalifa port | 2025-01-28 | 2025-03-04 | [11 empty] | 2025-03-28 |  |  | CASE_LIST |  | 1 | site | SHU | 2025-03-28 | site | 0 | 1 | 1 | 2 | 0.74 | 2 | 0.74 | HITACHI(HE) |  | 1 | 1 | 0 | 1 | Flow 1: Port → Site | SHU | HITACHI
4053 | PRL-SHU-039-O | HVDC-ADOPT-HE-0266 | SHU | EQ-273 | 191587 | 1 | Outdoor covered | 8F OM1 MULTIMODE LSZH BLACK AND CAT6 A S/FTP LSZH IVORY | 122 | 82 | 98 | 0.98039 | 159 | 240 | Stackable 2 tier | 90011090 | SEK | 233119.9 | ALEXANDRA MAERSK | United Kingdom | Felixstowe | Khalifa port | 2025-01-28 | 2025-03-04 | [11 empty] | 2025-03-28 |  |  | CASE_LIST |  | 1 | site | SHU | 2025-03-28 | site | 0 | 1 | 1 | 2 | 1 | 2 | 1 | HITACHI(HE) |  | 1 | 1 | 0 | 1 | Flow 1: Port → Site | SHU | HITACHI
4054 | PRL-SHU-039-O | HVDC-ADOPT-HE-0266 | SHU | EQ-273 | 191588 | 1 | Outdoor covered | 4F OM1 MULTIMODE LSZH BLACK | 123 | 89 | 100 | 1.0947 | 187 | 349 | Stackable 2 tier | 90011090 | SEK | 233119.9 | ALEXANDRA MAERSK | United Kingdom | Felixstowe | Khalifa port | 2025-01-28 | 2025-03-04 | [11 empty] | 2025-03-28 |  |  | CASE_LIST |  | 1 | site | SHU | 2025-03-28 | site | 0 | 1 | 1 | 2 | 1.09 | 2 | 1.09 | HITACHI(HE) |  | 1 | 1 | 0 | 1 | Flow 1: Port → Site | SHU | HITACHI
4055 | PRL-SHU-039-O | HVDC-ADOPT-HE-0266 | SHU | EQ-273 | 191589 | 1 | Outdoor covered | 8F OM1 MULTIMODE SWA LSZH BLACK | 130 | 96 | 145 | 1.8096 | 838 | 1063 | Stackable 2 tier | 90011090 | SEK | 233119.9 | ALEXANDRA MAERSK | United Kingdom | Felixstowe | Khalifa port | 2025-01-28 | 2025-03-04 | [11 empty] | 2025-03-28 |  |  | CASE_LIST |  | 1 | site | SHU | 2025-03-28 | site | 0 | 1 | 1 | 2 | 1.25 | 2 | 1.25 | HITACHI(HE) |  | 1 | 1 | 0 | 1 | Flow 1: Port → Site | SHU | HITACHI
4056 | PRL-SHU-039-O | HVDC-ADOPT-HE-0266 | SHU | EQ-273 | 191590 | 1 | Outdoor covered | 4F OM1 MULTIMODE SWA LSZH BLACK | 146 | 103 | 160 | 2.4061 | 865 | 1115 | Stackable 2 tier | 90011090 | SEK | 233119.9 | ALEXANDRA MAERSK | United Kingdom | Felixstowe | Khalifa port | 2025-01-28 | 2025-03-04 | [11 empty] | 2025-03-28 |  |  | CASE_LIST |  | 1 | site | SHU | 2025-03-28 | site | 0 | 1 | 1 | 2 | 1.5 | 2 | 1.5 | HITACHI(HE) |  | 1 | 1 | 0 | 1 | Flow 1: Port → Site | SHU | HITACHI
4057 | PRL-SHU-039-O | HVDC-ADOPT-HE-0266 | SHU | EQ-273 | 191591 | 1 | Outdoor covered | 4F OM1 MULTIMODE SWA LSZH BLACK | 146 | 103 | 160 | 2.4061 | 887 | 1112 | Stackable 2 tier | 90011090 | SEK | 233119.9 | ALEXANDRA MAERSK | United Kingdom | Felixstowe | Khalifa port | 2025-01-28 | 2025-03-04 | [11 empty] | 2025-03-28 |  |  | CASE_LIST |  | 1 | site | SHU | 2025-03-28 | site | 0 | 1 | 1 | 2 | 1.5 | 2 | 1.5 | HITACHI(HE) |  | 1 | 1 | 0 | 1 | Flow 1: Port → Site | SHU | HITACHI
4058 | PRL-SHU-039-O | HVDC-ADOPT-HE-0266 | SHU | EQ-273 | 191592 | 1 | Outdoor covered | 4F OM1 MULTIMODE SWA LSZH BLACK | 146 | 103 | 160 | 2.4061 | 913 | 1138 | Stackable 2 tier | 90011090 | SEK | 233119.9 | ALEXANDRA MAERSK | United Kingdom | Felixstowe | Khalifa port | 2025-01-28 | 2025-03-04 | [11 empty] | 2025-03-28 |  |  | CASE_LIST |  | 1 | site | SHU | 2025-03-28 | site | 0 | 1 | 1 | 2 | 1.5 | 2 | 1.5 | HITACHI(HE) |  | 1 | 1 | 0 | 1 | Flow 1: Port → Site | SHU | HITACHI
4059 | PRL-SHU-039-O | HVDC-ADOPT-HE-0266 | SHU | EQ-273 | 191593 | 1 | Outdoor covered | 4F OM1 MULTIMODE SWA LSZH BLACK | 145 | 104 | 160 | 2.4128 | 971 | 1196 | Stackable 2 tier | 90011090 | SEK | 233119.9 | ALEXANDRA MAERSK | United Kingdom | Felixstowe | Khalifa port | 2025-01-28 | 2025-03-04 | [11 empty] | 2025-03-28 |  |  | CASE_LIST |  | 1 | site | SHU | 2025-03-28 | site | 0 | 1 | 1 | 2 | 1.51 | 2 | 1.51 | HITACHI(HE) |  | 1 | 1 | 0 | 1 | Flow 1: Port → Site | SHU | HITACHI
4044 | PRL-DAS-025-O | HVDC-ADOPT-HE-0265 | DAS | EQ-273 | 208732 | 1 | Outdoor covered | 8F OM1 MULTIMODE LSZH AND CAT6 A S/FTP LSZH | 120 | 83 | 133 | 1.3247 | 205 | 286 | Stackable 2 tier | 90011090 | SEK | 263248.8 | ALEXANDRA MAERSK | United Kingdom | Felixstowe | Khalifa port | 2025-01-28 | 2025-03-04 | [6 empty] | 2025-03-18 | [5 empty] | 2025-03-28 |  | CASE_LIST | 1 | 1 | site | DAS | 2025-03-28 | site | 1 | 2 | 0 | 2 | 1 | 2 | 1 | HITACHI(HE) |  | 1 | 2 | 1 | 3 | Flow 3: Port → MOSB → Site | DAS | HITACHI
4045 | PRL-DAS-025-O | HVDC-ADOPT-HE-0265 | DAS | EQ-273 | 208733 | 1 | Outdoor covered | 4F OM1 MULTIMODE LSZH | 122 | 82 | 121 | 1.2105 | 223 | 333 | Stackable 2 tier | 90011090 | SEK | 263248.8 | ALEXANDRA MAERSK | United Kingdom | Felixstowe | Khalifa port | 2025-01-28 | 2025-03-04 | [6 empty] | 2025-03-18 | [5 empty] | 2025-03-28 |  | CASE_LIST | 1 | 1 | site | DAS | 2025-03-28 | site | 1 | 2 | 0 | 2 | 1 | 2 | 1 | HITACHI(HE) |  | 1 | 2 | 1 | 3 | Flow 3: Port → MOSB → Site | DAS | HITACHI
4046 | PRL-DAS-025-O | HVDC-ADOPT-HE-0265 | DAS | EQ-273 | 208734 | 1 | Outdoor covered | 8F OM1 MULTIMODE SWA LSZH | 120 | 83 | 124 | 1.235 | 386 | 546 | Stackable 2 tier | 90011090 | SEK | 263248.8 | ALEXANDRA MAERSK | United Kingdom | Felixstowe | Khalifa port | 2025-01-28 | 2025-03-04 | [6 empty] | 2025-03-18 | [5 empty] | 2025-03-28 |  | CASE_LIST | 1 | 1 | site | DAS | 2025-03-28 | site | 1 | 2 | 0 | 2 | 1 | 2 | 1 | HITACHI(HE) |  | 1 | 2 | 1 | 3 | Flow 3: Port → MOSB → Site | DAS | HITACHI
4047 | PRL-DAS-025-O | HVDC-ADOPT-HE-0265 | DAS | EQ-273 | 208735 | 1 | Outdoor covered | 4F OM1 MULTIMODE SWA LSZH | 148 | 105 | 158 | 2.4553 | 1087 | 1312 | Stackable 2 tier | 90011090 | SEK | 263248.8 | ALEXANDRA MAERSK | United Kingdom | Felixstowe | Khalifa port | 2025-01-28 | 2025-03-04 | [6 empty] | 2025-03-18 | [5 empty] | 2025-03-28 |  | CASE_LIST | 1 | 1 | site | DAS | 2025-03-28 | site | 1 | 2 | 0 | 2 | 1.55 | 2 | 1.55 | HITACHI(HE) |  | 1 | 2 | 1 | 3 | Flow 3: Port → MOSB → Site | DAS | HITACHI
4048 | PRL-DAS-025-O | HVDC-ADOPT-HE-0265 | DAS | EQ-273 | 208736 | 1 | Outdoor covered | 4F OM1 MULTIMODE SWA LSZH | 132 | 98 | 144 | 1.8628 | 605 | 767 | Stackable 2 tier | 90011090 | SEK | 263248.8 | ALEXANDRA MAERSK | United Kingdom | Felixstowe | Khalifa port | 2025-01-28 | 2025-03-04 | [6 empty] | 2025-03-18 | [5 empty] | 2025-03-28 |  | CASE_LIST | 1 | 1 | site | DAS | 2025-03-28 | site | 1 | 2 | 0 | 2 | 1.29 | 2 | 1.29 | HITACHI(HE) |  | 1 | 2 | 1 | 3 | Flow 3: Port → MOSB → Site | DAS | HITACHI
4049 | PRL-DAS-025-O | HVDC-ADOPT-HE-0265 | DAS | EQ-273 | 208737 | 1 | Outdoor covered | 4F OM1 MULTIMODE SWA LSZH | 150 | 104 | 160 | 2.496 | 1099 | 1324 | Stackable 2 tier | 90011090 | SEK | 263248.8 | ALEXANDRA MAERSK | United Kingdom | Felixstowe | Khalifa port | 2025-01-28 | 2025-03-04 | [6 empty] | 2025-03-18 | [5 empty] | 2025-03-28 |  | CASE_LIST | 1 | 1 | site | DAS | 2025-03-28 | site | 1 | 2 | 0 | 2 | 1.56 | 2 | 1.56 | HITACHI(HE) |  | 1 | 2 | 1 | 3 | Flow 3: Port → MOSB → Site | DAS | HITACHI
4050 | PRL-DAS-025-O | HVDC-ADOPT-HE-0265 | DAS | EQ-273 | 208738 | 1 | Outdoor covered | 4F OM1 MULTIMODE SWA LSZH | 133 | 98 | 145 | 1.8899 | 565 | 727 | Stackable 2 tier | 90011090 | SEK | 263248.8 | ALEXANDRA MAERSK | United Kingdom | Felixstowe | Khalifa port | 2025-01-28 | 2025-03-04 | [6 empty] | 2025-03-18 | [5 empty] | 2025-03-28 |  | CASE_LIST | 1 | 1 | site | DAS | 2025-03-28 | site | 1 | 2 | 0 | 2 | 1.3 | 2 | 1.3 | HITACHI(HE) |  | 1 | 2 | 1 | 3 | Flow 3: Port → MOSB → Site | DAS | HITACHI
4051 | PRL-DAS-025-O | HVDC-ADOPT-HE-0265 | DAS | EQ-273 | 208739 | 1 | Outdoor covered | 4F OM1 MULTIMODE SWA LSZH | 147 | 105 | 159 | 2.4542 | 1099 | 1324 | Stackable 2 tier | 90011090 | SEK | 263248.8 | ALEXANDRA MAERSK | United Kingdom | Felixstowe | Khalifa port | 2025-01-28 | 2025-03-04 | [6 empty] | 2025-03-18 | [5 empty] | 2025-03-28 |  | CASE_LIST | 1 | 1 | site | DAS | 2025-03-28 | site | 1 | 2 | 0 | 2 | 1.54 | 2 | 1.54 | HITACHI(HE) |  | 1 | 2 | 1 | 3 | Flow 3: Port → MOSB → Site | DAS | HITACHI
3933 | PRL-SHU-008-A6 | HVDC-ADOPT-HE-0264 | SHU | EQ-300 | 190920 | 1 | Outdoor Covered | External pipes valve hall | 220 | 160 | 130 | 4.576 | 990 | 1250 | stackable | 84198910 | SEK | 673158.6 | EY | SWEDEN | Denmark | Abu Dhabi Airport | 2024-12-22 | 2024-12-23 | [11 empty] | 2024-12-27 |  |  | CASE_LIST |  | 1 | site | SHU | 2024-12-27 | site | 0 | 1 | 1 | 2 | 3.52 | 1 | 3.52 | HITACHI(HE) |  | 1 | 1 | 0 | 1 | Flow 1: Port → Site | SHU | HITACHI
3934 | PRL-SHU-008-A6 | HVDC-ADOPT-HE-0264 | SHU | EQ-300 | 190927 | 1 | Outdoor Covered | External pipes valve hall | 220 | 160 | 130 | 4.576 | 990 | 1250 | stackable | 84198910 | SEK | 673158.6 | EY | SWEDEN | Denmark | Abu Dhabi Airport | 2024-12-22 | 2024-12-23 | [11 empty] | 2024-12-27 |  |  | CASE_LIST |  | 1 | site | SHU | 2024-12-27 | site | 0 | 1 | 1 | 2 | 3.52 | 1 | 3.52 | HITACHI(HE) |  | 1 | 1 | 0 | 1 | Flow 1: Port → Site | SHU | HITACHI
3935 | PRL-SHU-008-A6 | HVDC-ADOPT-HE-0264 | SHU | EQ-300 | 190937 | 1 | Outdoor Covered | External pipes valve hall | 640 | 230 | 120 | 17.664 | 1950 | 2750 | stackable | 84198910 | SEK | 673158.6 | EY | SWEDEN | Denmark | Abu Dhabi Airport | 2024-12-22 | 2024-12-23 | [11 empty] | 2024-12-27 |  |  | CASE_LIST |  | 1 | site | SHU | 2024-12-27 | site | 0 | 1 | 1 | 2 | 14.72 | 1 | 14.72 | HITACHI(HE) |  | 1 | 1 | 0 | 1 | Flow 1: Port → Site | SHU | HITACHI
3936 | PRL-SHU-008-A6 | HVDC-ADOPT-HE-0264 | SHU | EQ-300 | 190938 | 1 | Outdoor Covered | External pipes valve hall | 640 | 230 | 100 | 14.72 | 750 | 1360 | stackable | 84198910 | SEK | 673158.6 | EY | SWEDEN | Denmark | Abu Dhabi Airport | 2024-12-22 | 2024-12-23 | [11 empty] | 2024-12-27 |  |  | CASE_LIST |  | 1 | site | SHU | 2024-12-27 | site | 0 | 1 | 1 | 2 | 14.72 | 1 | 14.72 | HITACHI(HE) |  | 1 | 1 | 0 | 1 | Flow 1: Port → Site | SHU | HITACHI
3937 | PRL-SHU-008-A6 | HVDC-ADOPT-HE-0264 | SHU | EQ-300 | 190939 | 1 | Outdoor Covered | External pipes valve hall | 640 | 230 | 120 | 17.664 | 800 | 2120 | stackable | 84198910 | SEK | 673158.6 | EY | SWEDEN | Denmark | Abu Dhabi Airport | 2024-12-22 | 2024-12-23 | [11 empty] | 2024-12-27 |  |  | CASE_LIST |  | 1 | site | SHU | 2024-12-27 | site | 0 | 1 | 1 | 2 | 14.72 | 1 | 14.72 | HITACHI(HE) |  | 1 | 1 | 0 | 1 | Flow 1: Port → Site | SHU | HITACHI
3973 | PRL-CS-027-O2 Spare | HVDC-ADOPT-HE-0263 | AGI | EQ-021 | 365733 | 1 | Outdoor | AC Filter Reactor SPARE | 144 | 144 | 174 | 3.6081 | 400 | 525 | Not stackable | 85045000 | SEK | 87511.04 | SSF Dream | India | Nhava Sheva | Khalifa port | 2024-12-29 | 2025-01-02 |  |  |  |  | 2025-01-17 | [9 empty] | CASE_LIST | 1 |  | warehouse | DSV Outdoor | 2025-01-17 | warehouse | 1 | 1 | -1 | 0 | 2.07 | 0 | 2.07 | HITACHI(HE) |  | 0 | 1 | 1 | 2 | Flow 2: Port → WH → Site | DSV Outdoor | HITACHI
3974 | PRL-CS-027-O2 Spare | HVDC-ADOPT-HE-0263 | DAS | EQ-021 | 208701 | 1 | Outdoor | AC Filter Reactor SPARE | 143 | 143 | 174 | 3.5581 | 400 | 525 | Not stackable | 85045000 | SEK | 87511.04 | SSF Dream | India | Nhava Sheva | Khalifa port | 2024-12-29 | 2025-01-02 |  |  |  |  | 2025-01-17 | [7 empty] | 2025-05-04 |  | CASE_LIST | 1 | 1 | site | DAS | 2025-05-04 | site | 1 | 2 | 0 | 2 | 2.04 | 0 | 2.04 | HITACHI(HE) |  | 1 | 2 | 1 | 2 | Flow 2: Port → WH → Site | DAS | HITACHI
3956 | PRL-CS-027-O1 | HVDC-ADOPT-HE-0262 | AGI | EQ-021 | 365727 | 1 | Outdoor | AC Filter Reactor | 144 | 144 | 174 | 3.6081 | 400 | 525 | Not stackable | 85045000 | SEK | 101605.4 | SSF Dream | India | Nhava Sheva | Khalifa port | 2024-12-29 | 2025-01-02 |  |  |  |  | 2025-01-17 | [9 empty] | CASE_LIST | 1 |  | warehouse | DSV Outdoor | 2025-01-17 | warehouse | 1 | 1 | -1 | 0 | 2.07 | 0 | 2.07 | HITACHI(HE) |  | 0 | 1 | 1 | 2 | Flow 2: Port → WH → Site | DSV Outdoor | HITACHI
3957 | PRL-CS-027-O1 | HVDC-ADOPT-HE-0262 | AGI | EQ-021 | 365728 | 1 | Outdoor | AC Filter Reactor | 144 | 144 | 174 | 3.6081 | 400 | 525 | Not stackable | 85045000 | SEK | 101605.4 | SSF Dream | India | Nhava Sheva | Khalifa port | 2024-12-29 | 2025-01-02 |  |  |  |  | 2025-01-17 | [9 empty] | CASE_LIST | 1 |  | warehouse | DSV Outdoor | 2025-01-17 | warehouse | 1 | 1 | -1 | 0 | 2.07 | 0 | 2.07 | HITACHI(HE) |  | 0 | 1 | 1 | 2 | Flow 2: Port → WH → Site | DSV Outdoor | HITACHI
3958 | PRL-CS-027-O1 | HVDC-ADOPT-HE-0262 | AGI | EQ-021 | 365729 | 1 | Outdoor | AC Filter Reactor | 144 | 144 | 174 | 3.6081 | 400 | 525 | Not stackable | 85045000 | SEK | 101605.4 | SSF Dream | India | Nhava Sheva | Khalifa port | 2024-12-29 | 2025-01-02 |  |  |  |  | 2025-01-17 | [9 empty] | CASE_LIST | 1 |  | warehouse | DSV Outdoor | 2025-01-17 | warehouse | 1 | 1 | -1 | 0 | 2.07 | 0 | 2.07 | HITACHI(HE) |  | 0 | 1 | 1 | 2 | Flow 2: Port → WH → Site | DSV Outdoor | HITACHI
3959 | PRL-CS-027-O1 | HVDC-ADOPT-HE-0262 | AGI | EQ-021 | 365730 | 1 | Outdoor | AC Filter Reactor | 144 | 144 | 174 | 3.6081 | 400 | 525 | Not stackable | 85045000 | SEK | 101605.4 | SSF Dream | India | Nhava Sheva | Khalifa port | 2024-12-29 | 2025-01-02 |  |  |  |  | 2025-01-17 | [9 empty] | CASE_LIST | 1 |  | warehouse | DSV Outdoor | 2025-01-17 | warehouse | 1 | 1 | -1 | 0 | 2.07 | 0 | 2.07 | HITACHI(HE) |  | 0 | 1 | 1 | 2 | Flow 2: Port → WH → Site | DSV Outdoor | HITACHI
3960 | PRL-CS-027-O1 | HVDC-ADOPT-HE-0262 | AGI | EQ-021 | 365731 | 1 | Outdoor | AC Filter Reactor | 144 | 144 | 174 | 3.6081 | 400 | 525 | Not stackable | 85045000 | SEK | 101605.4 | SSF Dream | India | Nhava Sheva | Khalifa port | 2024-12-29 | 2025-01-02 |  |  |  |  | 2025-01-17 | [9 empty] | CASE_LIST | 1 |  | warehouse | DSV Outdoor | 2025-01-17 | warehouse | 1 | 1 | -1 | 0 | 2.07 | 0 | 2.07 | HITACHI(HE) |  | 0 | 1 | 1 | 2 | Flow 2: Port → WH → Site | DSV Outdoor | HITACHI
3961 | PRL-CS-027-O1 | HVDC-ADOPT-HE-0262 | AGI | EQ-021 | 365732 | 1 | Outdoor | AC Filter Reactor | 144 | 144 | 174 | 3.6081 | 400 | 525 | Not stackable | 85045000 | SEK | 101605.4 | SSF Dream | India | Nhava Sheva | Khalifa port | 2024-12-29 | 2025-01-02 |  |  |  |  | 2025-01-17 | [9 empty] | CASE_LIST | 1 |  | warehouse | DSV Outdoor | 2025-01-17 | warehouse | 1 | 1 | -1 | 0 | 2.07 | 0 | 2.07 | HITACHI(HE) |  | 0 | 1 | 1 | 2 | Flow 2: Port → WH → Site | DSV Outdoor | HITACHI
3962 | PRL-CS-027-O1 | HVDC-ADOPT-HE-0262 | AGI | EQ-021 | 365734 | 1 | Outdoor | Mounting Pedestals for AC Filter Reactor | 117 | 69 | 89 | 0.7185 | 290 | 335 | Not stackable | 85045000 | SEK | 13358.06 | SSF Dream | India | Nhava Sheva | Khalifa port | 2024-12-29 | 2025-01-02 |  |  |  |  | 2025-01-17 | [9 empty] | CASE_LIST | 1 |  | warehouse | DSV Outdoor | 2025-01-17 | warehouse | 1 | 1 | -1 | 0 | 0.81 | 0 | 0.81 | HITACHI(HE) |  | 0 | 1 | 1 | 2 | Flow 2: Port → WH → Site | DSV Outdoor | HITACHI
3963 | PRL-CS-027-O1 | HVDC-ADOPT-HE-0262 | AGI | EQ-021 | 365735 | 1 | Outdoor | Silicon Insulators for AC Filter Reactor | 64 | 59 | 59 | 0.22278 | 57 | 74 | Not stackable | 85045000 | SEK | 13358.06 | SSF Dream | India | Nhava Sheva | Khalifa port | 2024-12-29 | 2025-01-02 |  |  |  |  | 2025-01-17 | [9 empty] | CASE_LIST | 1 |  | warehouse | DSV Outdoor | 2025-01-17 | warehouse | 1 | 1 | -1 | 0 | 0.38 | 0 | 0.38 | HITACHI(HE) |  | 0 | 1 | 1 | 2 | Flow 2: Port → WH → Site | DSV Outdoor | HITACHI
3964 | PRL-CS-027-O1 | HVDC-ADOPT-HE-0262 | DAS | EQ-021 | 208695 | 1 | Outdoor | AC Filter Reactor | 143 | 143 | 174 | 3.5581 | 400 | 525 | Not stackable | 85045000 | SEK | 101605.4 | SSF Dream | India | Nhava Sheva | Khalifa port | 2024-12-29 | 2025-01-02 |  |  |  |  | 2025-01-17 | [7 empty] | 2025-05-04 |  | CASE_LIST | 1 | 1 | site | DAS | 2025-05-04 | site | 1 | 2 | 0 | 2 | 2.04 | 0 | 2.04 | HITACHI(HE) |  | 1 | 2 | 1 | 2 | Flow 2: Port → WH → Site | DAS | HITACHI
3965 | PRL-CS-027-O1 | HVDC-ADOPT-HE-0262 | DAS | EQ-021 | 208696 | 1 | Outdoor | AC Filter Reactor | 143 | 143 | 174 | 3.5581 | 400 | 525 | Not stackable | 85045000 | SEK | 101605.4 | SSF Dream | India | Nhava Sheva | Khalifa port | 2024-12-29 | 2025-01-02 |  |  |  |  | 2025-01-17 | [7 empty] | 2025-05-04 |  | CASE_LIST | 1 | 1 | site | DAS | 2025-05-04 | site | 1 | 2 | 0 | 2 | 2.04 | 0 | 2.04 | HITACHI(HE) |  | 1 | 2 | 1 | 2 | Flow 2: Port → WH → Site | DAS | HITACHI
3966 | PRL-CS-027-O1 | HVDC-ADOPT-HE-0262 | DAS | EQ-021 | 208697 | 1 | Outdoor | AC Filter Reactor | 143 | 143 | 174 | 3.5581 | 400 | 525 | Not stackable | 85045000 | SEK | 101605.4 | SSF Dream | India | Nhava Sheva | Khalifa port | 2024-12-29 | 2025-01-02 |  |  |  |  | 2025-01-17 | [7 empty] | 2025-05-04 |  | CASE_LIST | 1 | 1 | site | DAS | 2025-05-04 | site | 1 | 2 | 0 | 2 | 2.04 | 0 | 2.04 | HITACHI(HE) |  | 1 | 2 | 1 | 2 | Flow 2: Port → WH → Site | DAS | HITACHI
3967 | PRL-CS-027-O1 | HVDC-ADOPT-HE-0262 | DAS | EQ-021 | 208698 | 1 | Outdoor | AC Filter Reactor | 143 | 143 | 174 | 3.5581 | 400 | 525 | Not stackable | 85045000 | SEK | 101605.4 | SSF Dream | India | Nhava Sheva | Khalifa port | 2024-12-29 | 2025-01-02 |  |  |  |  | 2025-01-17 | [7 empty] | 2025-05-04 |  | CASE_LIST | 1 | 1 | site | DAS | 2025-05-04 | site | 1 | 2 | 0 | 2 | 2.04 | 0 | 2.04 | HITACHI(HE) |  | 1 | 2 | 1 | 2 | Flow 2: Port → WH → Site | DAS | HITACHI
3968 | PRL-CS-027-O1 | HVDC-ADOPT-HE-0262 | DAS | EQ-021 | 208699 | 1 | Outdoor | AC Filter Reactor | 143 | 143 | 174 | 3.5581 | 400 | 525 | Not stackable | 85045000 | SEK | 101605.4 | SSF Dream | India | Nhava Sheva | Khalifa port | 2024-12-29 | 2025-01-02 |  |  |  |  | 2025-01-17 | [7 empty] | 2025-05-04 |  | CASE_LIST | 1 | 1 | site | DAS | 2025-05-04 | site | 1 | 2 | 0 | 2 | 2.04 | 0 | 2.04 | HITACHI(HE) |  | 1 | 2 | 1 | 2 | Flow 2: Port → WH → Site | DAS | HITACHI
3969 | PRL-CS-027-O1 | HVDC-ADOPT-HE-0262 | DAS | EQ-021 | 208700 | 1 | Outdoor | AC Filter Reactor | 143 | 143 | 174 | 3.5581 | 400 | 525 | Not stackable | 85045000 | SEK | 101605.4 | SSF Dream | India | Nhava Sheva | Khalifa port | 2024-12-29 | 2025-01-02 |  |  |  |  | 2025-01-17 | [7 empty] | 2025-05-04 |  | CASE_LIST | 1 | 1 | site | DAS | 2025-05-04 | site | 1 | 2 | 0 | 2 | 2.04 | 0 | 2.04 | HITACHI(HE) |  | 1 | 2 | 1 | 2 | Flow 2: Port → WH → Site | DAS | HITACHI
3970 | PRL-CS-027-O1 | HVDC-ADOPT-HE-0262 | DAS | EQ-021 | 208702 | 1 | Outdoor | Mounting Pedestals for AC Filter Reactor | 117 | 69 | 89 | 0.7185 | 290 | 335 | Not stackable | 85045000 | SEK | 21527.16 | SSF Dream | India | Nhava Sheva | Khalifa port | 2024-12-29 | 2025-01-02 |  |  |  |  | 2025-01-17 | [7 empty] | 2025-05-04 |  | CASE_LIST | 1 | 1 | site | DAS | 2025-05-04 | site | 1 | 2 | 0 | 2 | 0.81 | 0 | 0.81 | HITACHI(HE) |  | 1 | 2 | 1 | 2 | Flow 2: Port → WH → Site | DAS | HITACHI
3971 | PRL-CS-027-O1 | HVDC-ADOPT-HE-0262 | DAS | EQ-021 | 208703 | 1 | Outdoor | Silicon Insulators for AC Filter Reactor | 64 | 59 | 59 | 0.22278 | 33 | 45 | Not stackable | 85045000 | SEK | 21527.16 | SSF Dream | India | Nhava Sheva | Khalifa port | 2024-12-29 | 2025-01-02 |  |  |  |  | 2025-01-17 | [7 empty] | 2025-04-21 |  | CASE_LIST | 1 | 1 | site | DAS | 2025-04-21 | site | 1 | 2 | 0 | 2 | 0.38 | 0 | 0.38 | HITACHI(HE) |  | 1 | 2 | 1 | 2 | Flow 2: Port → WH → Site | DAS | HITACHI
3972 | PRL-CS-027-O1 | HVDC-ADOPT-HE-0262 | DAS | EQ-021 | 208704 | 1 | Outdoor | Silicon Insulators for AC Filter Reactor | 94 | 58 | 76 | 0.41435 | 25 | 45 | Not stackable | 85045000 | SEK | 21527.16 | SSF Dream | India | Nhava Sheva | Khalifa port | 2024-12-29 | 2025-01-02 |  |  |  |  | 2025-01-17 | [7 empty] | 2025-04-21 |  | CASE_LIST | 1 | 1 | site | DAS | 2025-04-21 | site | 1 | 2 | 0 | 2 | 0.55 | 0 | 0.55 | HITACHI(HE) |  | 1 | 2 | 1 | 2 | Flow 2: Port → WH → Site | DAS | HITACHI
3955 | PRL-MIR-025-O2 Spare | HVDC-ADOPT-HE-0261 | MIR | EQ-021 | 280329 | 1 | Outdoor | AC Filter Reactor SPARE | 193 | 193 | 308 | 11.4727 | 485 | 840 | Not stackable | 85045000 | SEK | 124044.1 | SSF Dream | India | Nhava Sheva | Khalifa port | 2024-12-29 | 2025-01-02 | [10 empty] | 2025-01-26 |  |  |  | CASE_LIST |  | 1 | site | MIR | 2025-01-26 | site | 0 | 1 | 1 | 2 | 3.72 | 0 | 3.72 | HITACHI(HE) |  | 1 | 1 | 0 | 1 | Flow 1: Port → Site | MIR | HITACHI
3947 | PRL-MIR-025-O1 | HVDC-ADOPT-HE-0260 | MIR | EQ-021 | 280323 | 1 | Outdoor | AC Filter Reactor | 193 | 193 | 308 | 11.4727 | 485 | 840 | Not stackable | 85045000 | SEK | 139400.6 | SSF Dream | India | Nhava Sheva | Khalifa port | 2024-12-29 | 2025-01-02 | [10 empty] | 2025-01-26 |  |  |  | CASE_LIST |  | 1 | site | MIR | 2025-01-26 | site | 0 | 1 | 1 | 2 | 3.72 | 0 | 3.72 | HITACHI(HE) |  | 1 | 1 | 0 | 1 | Flow 1: Port → Site | MIR | HITACHI
3948 | PRL-MIR-025-O1 | HVDC-ADOPT-HE-0260 | MIR | EQ-021 | 280324 | 1 | Outdoor | AC Filter Reactor | 193 | 193 | 308 | 11.4727 | 485 | 840 | Not stackable | 85045000 | SEK | 139400.6 | SSF Dream | India | Nhava Sheva | Khalifa port | 2024-12-29 | 2025-01-02 | [10 empty] | 2025-01-26 |  |  |  | CASE_LIST |  | 1 | site | MIR | 2025-01-26 | site | 0 | 1 | 1 | 2 | 3.72 | 0 | 3.72 | HITACHI(HE) |  | 1 | 1 | 0 | 1 | Flow 1: Port → Site | MIR | HITACHI
3949 | PRL-MIR-025-O1 | HVDC-ADOPT-HE-0260 | MIR | EQ-021 | 280325 | 1 | Outdoor | AC Filter Reactor | 193 | 193 | 308 | 11.4727 | 485 | 840 | Not stackable | 85045000 | SEK | 139400.6 | SSF Dream | India | Nhava Sheva | Khalifa port | 2024-12-29 | 2025-01-02 | [10 empty] | 2025-01-26 |  |  |  | CASE_LIST |  | 1 | site | MIR | 2025-01-26 | site | 0 | 1 | 1 | 2 | 3.72 | 0 | 3.72 | HITACHI(HE) |  | 1 | 1 | 0 | 1 | Flow 1: Port → Site | MIR | HITACHI
3950 | PRL-MIR-025-O1 | HVDC-ADOPT-HE-0260 | MIR | EQ-021 | 280326 | 1 | Outdoor | AC Filter Reactor | 193 | 193 | 308 | 11.4727 | 485 | 840 | Not stackable | 85045000 | SEK | 139400.6 | SSF Dream | India | Nhava Sheva | Khalifa port | 2024-12-29 | 2025-01-02 | [10 empty] | 2025-01-26 |  |  |  | CASE_LIST |  | 1 | site | MIR | 2025-01-26 | site | 0 | 1 | 1 | 2 | 3.72 | 0 | 3.72 | HITACHI(HE) |  | 1 | 1 | 0 | 1 | Flow 1: Port → Site | MIR | HITACHI
3951 | PRL-MIR-025-O1 | HVDC-ADOPT-HE-0260 | MIR | EQ-021 | 280327 | 1 | Outdoor | AC Filter Reactor | 193 | 193 | 308 | 11.4727 | 485 | 840 | Not stackable | 85045000 | SEK | 139400.6 | SSF Dream | India | Nhava Sheva | Khalifa port | 2024-12-29 | 2025-01-02 | [10 empty] | 2025-01-26 |  |  |  | CASE_LIST |  | 1 | site | MIR | 2025-01-26 | site | 0 | 1 | 1 | 2 | 3.72 | 0 | 3.72 | HITACHI(HE) |  | 1 | 1 | 0 | 1 | Flow 1: Port → Site | MIR | HITACHI
3952 | PRL-MIR-025-O1 | HVDC-ADOPT-HE-0260 | MIR | EQ-021 | 280328 | 1 | Outdoor | AC Filter Reactor | 193 | 193 | 308 | 11.4727 | 485 | 840 | Not stackable | 85045000 | SEK | 139400.6 | SSF Dream | India | Nhava Sheva | Khalifa port | 2024-12-29 | 2025-01-02 | [10 empty] | 2025-01-26 |  |  |  | CASE_LIST |  | 1 | site | MIR | 2025-01-26 | site | 0 | 1 | 1 | 2 | 3.72 | 0 | 3.72 | HITACHI(HE) |  | 1 | 1 | 0 | 1 | Flow 1: Port → Site | MIR | HITACHI
3953 | PRL-MIR-025-O1 | HVDC-ADOPT-HE-0260 | MIR | EQ-021 | 280330 | 1 | Outdoor | Mounting Pedestals for AC Filter Reactor | 122 | 69 | 61 | 0.5135 | 190 | 235 | Not stackable | 85045000 | SEK | 15672.05 | SSF Dream | India | Nhava Sheva | Khalifa port | 2024-12-29 | 2025-01-02 | [10 empty] | 2025-01-26 |  |  |  | CASE_LIST |  | 1 | site | MIR | 2025-01-26 | site | 0 | 1 | 1 | 2 | 0.84 | 0 | 0.84 | HITACHI(HE) |  | 1 | 1 | 0 | 1 | Flow 1: Port → Site | MIR | HITACHI
3954 | PRL-MIR-025-O1 | HVDC-ADOPT-HE-0260 | MIR | EQ-021 | 280331 | 1 | Outdoor | Silicon Insulators for AC Filter Reactor | 64 | 59 | 59 | 0.22278 | 57 | 74 | Not stackable | 85045000 | SEK | 15672.05 | SSF Dream | India | Nhava Sheva | Khalifa port | 2024-12-29 | 2025-01-02 | [10 empty] | 2025-01-26 |  |  |  | CASE_LIST |  | 1 | site | MIR | 2025-01-26 | site | 0 | 1 | 1 | 2 | 0.38 | 0 | 0.38 | HITACHI(HE) |  | 1 | 1 | 0 | 1 | Flow 1: Port → Site | MIR | HITACHI
3946 | PRL-SHU-038-O2 Spare | HVDC-ADOPT-HE-0259 | SHU | EQ-021 | 191544 | 1 | Outdoor | AC Filter Reactor Spare | 193 | 193 | 308 | 11.4727 | 485 | 840 | Not stackable | 85045000 | SEK | 124044.1 | SSF Dream | India | Nhava Sheva | Khalifa port | 2024-12-29 | 2025-01-02 | [11 empty] | 2025-01-26 |  |  | CASE_LIST |  | 1 | site | SHU | 2025-01-26 | site | 0 | 1 | 1 | 2 | 3.72 | 0 | 3.72 | HITACHI(HE) |  | 1 | 1 | 0 | 1 | Flow 1: Port → Site | SHU | HITACHI
3938 | PRL-SHU-038-O1 | HVDC-ADOPT-HE-0258 | SHU | EQ-021 | 191538 | 1 | Outdoor | AC Filter Reactor | 193 | 193 | 308 | 11.4727 | 485 | 840 | Not stackable | 85045000 | SEK | 139400.6 | SSF Dream | India | Nhava Sheva | Khalifa port | 2024-12-29 | 2025-01-02 | [11 empty] | 2025-01-26 |  |  | CASE_LIST |  | 1 | site | SHU | 2025-01-26 | site | 0 | 1 | 1 | 2 | 3.72 | 0 | 3.72 | HITACHI(HE) |  | 1 | 1 | 0 | 1 | Flow 1: Port → Site | SHU | HITACHI
3939 | PRL-SHU-038-O1 | HVDC-ADOPT-HE-0258 | SHU | EQ-021 | 191539 | 1 | Outdoor | AC Filter Reactor | 193 | 193 | 308 | 11.4727 | 485 | 840 | Not stackable | 85045000 | SEK | 139400.6 | SSF Dream | India | Nhava Sheva | Khalifa port | 2024-12-29 | 2025-01-02 | [11 empty] | 2025-01-26 |  |  | CASE_LIST |  | 1 | site | SHU | 2025-01-26 | site | 0 | 1 | 1 | 2 | 3.72 | 0 | 3.72 | HITACHI(HE) |  | 1 | 1 | 0 | 1 | Flow 1: Port → Site | SHU | HITACHI
3940 | PRL-SHU-038-O1 | HVDC-ADOPT-HE-0258 | SHU | EQ-021 | 191540 | 1 | Outdoor | AC Filter Reactor | 193 | 193 | 308 | 11.4727 | 485 | 840 | Not stackable | 85045000 | SEK | 139400.6 | SSF Dream | India | Nhava Sheva | Khalifa port | 2024-12-29 | 2025-01-02 | [11 empty] | 2025-01-26 |  |  | CASE_LIST |  | 1 | site | SHU | 2025-01-26 | site | 0 | 1 | 1 | 2 | 3.72 | 0 | 3.72 | HITACHI(HE) |  | 1 | 1 | 0 | 1 | Flow 1: Port → Site | SHU | HITACHI
3941 | PRL-SHU-038-O1 | HVDC-ADOPT-HE-0258 | SHU | EQ-021 | 191541 | 1 | Outdoor | AC Filter Reactor | 193 | 193 | 308 | 11.4727 | 485 | 840 | Not stackable | 85045000 | SEK | 139400.6 | SSF Dream | India | Nhava Sheva | Khalifa port | 2024-12-29 | 2025-01-02 | [11 empty] | 2025-01-26 |  |  | CASE_LIST |  | 1 | site | SHU | 2025-01-26 | site | 0 | 1 | 1 | 2 | 3.72 | 0 | 3.72 | HITACHI(HE) |  | 1 | 1 | 0 | 1 | Flow 1: Port → Site | SHU | HITACHI
3942 | PRL-SHU-038-O1 | HVDC-ADOPT-HE-0258 | SHU | EQ-021 | 191542 | 1 | Outdoor | AC Filter Reactor | 193 | 193 | 308 | 11.4727 | 485 | 840 | Not stackable | 85045000 | SEK | 139400.6 | SSF Dream | India | Nhava Sheva | Khalifa port | 2024-12-29 | 2025-01-02 | [11 empty] | 2025-01-26 |  |  | CASE_LIST |  | 1 | site | SHU | 2025-01-26 | site | 0 | 1 | 1 | 2 | 3.72 | 0 | 3.72 | HITACHI(HE) |  | 1 | 1 | 0 | 1 | Flow 1: Port → Site | SHU | HITACHI
3943 | PRL-SHU-038-O1 | HVDC-ADOPT-HE-0258 | SHU | EQ-021 | 191543 | 1 | Outdoor | AC Filter Reactor | 193 | 193 | 308 | 11.4727 | 485 | 840 | Not stackable | 85045000 | SEK | 139400.6 | SSF Dream | India | Nhava Sheva | Khalifa port | 2024-12-29 | 2025-01-02 | [11 empty] | 2025-01-26 |  |  | CASE_LIST |  | 1 | site | SHU | 2025-01-26 | site | 0 | 1 | 1 | 2 | 3.72 | 0 | 3.72 | HITACHI(HE) |  | 1 | 1 | 0 | 1 | Flow 1: Port → Site | SHU | HITACHI
3944 | PRL-SHU-038-O1 | HVDC-ADOPT-HE-0258 | SHU | EQ-021 | 191545 | 1 | Outdoor | Mounting Pedestals for AC Filter Reactor | 122 | 69 | 61 | 0.5135 | 190 | 235 | Not stackable | 85045000 | SEK | 34604.73 | SSF Dream | India | Nhava Sheva | Khalifa port | 2024-12-29 | 2025-01-02 | [11 empty] | 2025-01-26 |  |  | CASE_LIST |  | 1 | site | SHU | 2025-01-26 | site | 0 | 1 | 1 | 2 | 0.84 | 0 | 0.84 | HITACHI(HE) |  | 1 | 1 | 0 | 1 | Flow 1: Port → Site | SHU | HITACHI
3945 | PRL-SHU-038-O1 | HVDC-ADOPT-HE-0258 | SHU | EQ-021 | 191546 | 1 | Outdoor | Silicon Insulators for AC Filter Reactor | 64 | 59 | 59 | 0.22278 | 57 | 74 | Not stackable | 85045000 | SEK | 34604.73 | SSF Dream | India | Nhava Sheva | Khalifa port | 2024-12-29 | 2025-01-02 | [11 empty] | 2025-01-26 |  |  | CASE_LIST |  | 1 | site | SHU | 2025-01-26 | site | 0 | 1 | 1 | 2 | 0.38 | 0 | 0.38 | HITACHI(HE) |  | 1 | 1 | 0 | 1 | Flow 1: Port → Site | SHU | HITACHI
4033 | PRL-DAS-024-O2 Spare | HVDC-ADOPT-HE-0257 | DAS | EQ-014 | 208715 | 1 | Outdoor | Spare part - DCMKP 20.85/49,4µF | 80 | 45 | 126 | 0.4536 | 56 | 110 | Not stackable | 85321000 | SEK | 233661.5 | MATZ MAERSK | SWEDEN | Gothenburg | Khalifa port | 2024-12-31 | 2025-01-28 |  |  |  |  | 2025-02-06 | [7 empty] | 2025-04-21 |  | CASE_LIST | 1 | 1 | site | DAS | 2025-04-21 | site | 1 | 2 | 0 | 2 | 0.36 | 0 | 0.36 | HITACHI(HE) |  | 1 | 2 | 1 | 2 | Flow 2: Port → WH → Site | DAS | HITACHI
4011 | PRL-DAS-024-O1 | HVDC-ADOPT-HE-0256 | DAS | EQ-014 | 208705 | 1 | Outdoor | Racks + Capacitors | 195 | 195 | 220 | 8.3655 | 1500 | 1900 | Not stackable | 85321000 | SEK | 233661.5 | MATZ MAERSK | SWEDEN | Gothenburg | Khalifa port | 2024-12-31 | 2025-01-28 |  |  |  |  | 2025-02-06 | [7 empty] | 2025-04-30 |  | CASE_LIST | 1 | 1 | site | DAS | 2025-04-30 | site | 1 | 2 | 0 | 2 | 3.8 | 0 | 3.8 | HITACHI(HE) |  | 1 | 2 | 1 | 2 | Flow 2: Port → WH → Site | DAS | HITACHI
4012 | PRL-DAS-024-O1 | HVDC-ADOPT-HE-0256 | DAS | EQ-014 | 208706 | 1 | Outdoor | Racks + Capacitors | 195 | 195 | 220 | 8.3655 | 1500 | 1900 | Not stackable | 85321000 | SEK | 233661.5 | MATZ MAERSK | SWEDEN | Gothenburg | Khalifa port | 2024-12-31 | 2025-01-28 |  |  |  |  | 2025-02-06 | [7 empty] | 2025-04-30 |  | CASE_LIST | 1 | 1 | site | DAS | 2025-04-30 | site | 1 | 2 | 0 | 2 | 3.8 | 0 | 3.8 | HITACHI(HE) |  | 1 | 2 | 1 | 2 | Flow 2: Port → WH → Site | DAS | HITACHI
4013 | PRL-DAS-024-O1 | HVDC-ADOPT-HE-0256 | DAS | EQ-014 | 208707 | 1 | Outdoor | Racks + Capacitors | 195 | 195 | 220 | 8.3655 | 1500 | 1900 | Not stackable | 85321000 | SEK | 233661.5 | MATZ MAERSK | SWEDEN | Gothenburg | Khalifa port | 2024-12-31 | 2025-01-28 |  |  |  |  | 2025-02-06 | [7 empty] | 2025-04-30 |  | CASE_LIST | 1 | 1 | site | DAS | 2025-04-30 | site | 1 | 2 | 0 | 2 | 3.8 | 0 | 3.8 | HITACHI(HE) |  | 1 | 2 | 1 | 2 | Flow 2: Port → WH → Site | DAS | HITACHI
4014 | PRL-DAS-024-O1 | HVDC-ADOPT-HE-0256 | DAS | EQ-014 | 208708 | 1 | Outdoor | Racks + Capacitors | 195 | 195 | 220 | 8.3655 | 1500 | 1900 | Not stackable | 85321000 | SEK | 233661.5 | MATZ MAERSK | SWEDEN | Gothenburg | Khalifa port | 2024-12-31 | 2025-01-28 |  |  |  |  | 2025-02-06 | [7 empty] | 2025-04-30 |  | CASE_LIST | 1 | 1 | site | DAS | 2025-04-30 | site | 1 | 2 | 0 | 2 | 3.8 | 0 | 3.8 | HITACHI(HE) |  | 1 | 2 | 1 | 2 | Flow 2: Port → WH → Site | DAS | HITACHI
4015 | PRL-DAS-024-O1 | HVDC-ADOPT-HE-0256 | DAS | EQ-014 | 208709 | 1 | Outdoor | Racks + Capacitors | 195 | 195 | 100 | 3.8025 | 500 | 770 | Not stackable | 85321000 | SEK | 233661.5 | MATZ MAERSK | SWEDEN | Gothenburg | Khalifa port | 2024-12-31 | 2025-01-28 |  |  |  |  | 2025-02-06 | [7 empty] | 2025-04-30 |  | CASE_LIST | 1 | 1 | site | DAS | 2025-04-30 | site | 1 | 2 | 0 | 2 | 3.8 | 0 | 3.8 | HITACHI(HE) |  | 1 | 2 | 1 | 2 | Flow 2: Port → WH → Site | DAS | HITACHI
4016 | PRL-DAS-024-O1 | HVDC-ADOPT-HE-0256 | DAS | EQ-014 | 208710 | 1 | Outdoor | Corona bar | 280 | 145 | 85 | 3.451 | 82 | 305 | Stackable 1 tier | 85321000 | SEK | 233661.5 | MATZ MAERSK | SWEDEN | Gothenburg | Khalifa port | 2024-12-31 | 2025-01-28 |  |  |  |  | 2025-02-06 | [7 empty] | 2025-04-28 |  | CASE_LIST | 1 | 1 | site | DAS | 2025-04-28 | site | 1 | 2 | 0 | 2 | 4.06 | 1 | 4.06 | HITACHI(HE) |  | 1 | 2 | 1 | 2 | Flow 2: Port → WH → Site | DAS | HITACHI
4017 | PRL-DAS-024-O1 | HVDC-ADOPT-HE-0256 | DAS | EQ-014 | 208711 | 1 | Outdoor | Corona bar | 280 | 145 | 85 | 3.451 | 82 | 305 | Stackable 1 tier | 85321000 | SEK | 233661.5 | MATZ MAERSK | SWEDEN | Gothenburg | Khalifa port | 2024-12-31 | 2025-01-28 |  |  |  |  | 2025-02-06 | [7 empty] | 2025-04-28 |  | CASE_LIST | 1 | 1 | site | DAS | 2025-04-28 | site | 1 | 2 | 0 | 2 | 4.06 | 1 | 4.06 | HITACHI(HE) |  | 1 | 2 | 1 | 2 | Flow 2: Port → WH → Site | DAS | HITACHI
4018 | PRL-DAS-024-O1 | HVDC-ADOPT-HE-0256 | DAS | EQ-014 | 208712 | 1 | Outdoor | Corona bar | 280 | 145 | 85 | 3.451 | 82 | 305 | Stackable 1 tier | 85321000 | SEK | 233661.5 | MATZ MAERSK | SWEDEN | Gothenburg | Khalifa port | 2024-12-31 | 2025-01-28 |  |  |  |  | 2025-02-06 |  | 2025-10-22 | [5 empty] | 2025-04-28 |  | CASE_LIST | 1 | 1 | site | DAS | 2025-04-28 | site | 2 | 3 | -1 | 2 | 4.06 | 1 | 4.06 | HITACHI(HE) |  | 1 | 3 | 2 | 4 | Flow 4: Port → WH → MOSB → Site | DAS | HITACHI
4019 | PRL-DAS-024-O1 | HVDC-ADOPT-HE-0256 | DAS | EQ-014 | 208713 | 1 | Outdoor | Corona bar | 280 | 145 | 85 | 3.451 | 82 | 305 | Stackable 1 tier | 85321000 | SEK | 233661.5 | MATZ MAERSK | SWEDEN | Gothenburg | Khalifa port | 2024-12-31 | 2025-01-28 |  |  |  |  | 2025-02-06 | [7 empty] | 2025-04-28 |  | CASE_LIST | 1 | 1 | site | DAS | 2025-04-28 | site | 1 | 2 | 0 | 2 | 4.06 | 1 | 4.06 | HITACHI(HE) |  | 1 | 2 | 1 | 2 | Flow 2: Port → WH → Site | DAS | HITACHI
4020 | PRL-DAS-024-O1 | HVDC-ADOPT-HE-0256 | DAS | EQ-014 | 208714 | 1 | Outdoor | Accessories | 165 | 110 | 115 | 2.0873 | 355 | 485 | Not stackable | 85321000 | SEK | 233661.5 | MATZ MAERSK | SWEDEN | Gothenburg | Khalifa port | 2024-12-31 | 2025-01-28 |  |  |  |  | 2025-02-06 |  | 2025-07-10 | [5 empty] | 2025-07-27 |  | CASE_LIST | 1 | 1 | site | DAS | 2025-07-27 | site | 2 | 3 | -1 | 2 | 1.81 | 0 | 1.81 | HITACHI(HE) |  | 1 | 3 | 2 | 4 | Flow 4: Port → WH → MOSB → Site | DAS | HITACHI
4021 | PRL-DAS-024-O1 | HVDC-ADOPT-HE-0256 | DAS | EQ-014 | 208716 | 1 | Outdoor | Insulator | 120 | 75 | 60 | 0.54 | 75 | 135 | Not stackable | 85321000 | SEK | 233661.5 | MATZ MAERSK | SWEDEN | Gothenburg | Khalifa port | 2024-12-31 | 2025-01-28 |  |  |  |  | 2025-02-06 |  | 2025-06-13 | [5 empty] | 2025-06-17 |  | CASE_LIST | 1 | 1 | site | DAS | 2025-06-17 | site | 2 | 3 | -1 | 2 | 0.9 | 0 | 0.9 | HITACHI(HE) |  | 1 | 3 | 2 | 4 | Flow 4: Port → WH → MOSB → Site | DAS | HITACHI
4022 | PRL-DAS-024-O1 | HVDC-ADOPT-HE-0256 | DAS | EQ-014 | 208717 | 1 | Outdoor | Insulator | 112 | 81 | 112 | 1.0161 | 714 | 825 | Stackable 1 tier | 85321000 | SEK | 233661.5 | MATZ MAERSK | SWEDEN | Gothenburg | Khalifa port | 2024-12-31 | 2025-01-28 |  |  |  |  | 2025-02-06 | [7 empty] | 2025-05-04 |  | CASE_LIST | 1 | 1 | site | DAS | 2025-05-04 | site | 1 | 2 | 0 | 2 | 0.91 | 1 | 0.91 | HITACHI(HE) |  | 1 | 2 | 1 | 2 | Flow 2: Port → WH → Site | DAS | HITACHI
4023 | PRL-DAS-024-O1 | HVDC-ADOPT-HE-0256 | DAS | EQ-014 | 208718 | 1 | Outdoor | Insulator | 112 | 81 | 112 | 1.0161 | 714 | 825 | Stackable 1 tier | 85321000 | SEK | 233661.5 | MATZ MAERSK | SWEDEN | Gothenburg | Khalifa port | 2024-12-31 | 2025-01-28 |  |  |  |  | 2025-02-06 | [7 empty] | 2025-05-04 |  | CASE_LIST | 1 | 1 | site | DAS | 2025-05-04 | site | 1 | 2 | 0 | 2 | 0.91 | 1 | 0.91 | HITACHI(HE) |  | 1 | 2 | 1 | 2 | Flow 2: Port → WH → Site | DAS | HITACHI
4024 | PRL-DAS-024-O1 | HVDC-ADOPT-HE-0256 | DAS | EQ-014 | 208719 | 1 | Outdoor | Insulator | 112 | 81 | 112 | 1.0161 | 714 | 825 | Stackable 1 tier | 85321000 | SEK | 233661.5 | MATZ MAERSK | SWEDEN | Gothenburg | Khalifa port | 2024-12-31 | 2025-01-28 |  |  |  |  | 2025-02-06 | [7 empty] | 2025-05-04 |  | CASE_LIST | 1 | 1 | site | DAS | 2025-05-04 | site | 1 | 2 | 0 | 2 | 0.91 | 1 | 0.91 | HITACHI(HE) |  | 1 | 2 | 1 | 2 | Flow 2: Port → WH → Site | DAS | HITACHI
4025 | PRL-DAS-024-O1 | HVDC-ADOPT-HE-0256 | DAS | EQ-014 | 208720 | 1 | Outdoor | Insulator | 112 | 81 | 112 | 1.0161 | 714 | 825 | Stackable 1 tier | 85321000 | SEK | 233661.5 | MATZ MAERSK | SWEDEN | Gothenburg | Khalifa port | 2024-12-31 | 2025-01-28 |  |  |  |  | 2025-02-06 | [7 empty] | 2025-05-04 |  | CASE_LIST | 1 | 1 | site | DAS | 2025-05-04 | site | 1 | 2 | 0 | 2 | 0.91 | 1 | 0.91 | HITACHI(HE) |  | 1 | 2 | 1 | 2 | Flow 2: Port → WH → Site | DAS | HITACHI
4026 | PRL-DAS-024-O1 | HVDC-ADOPT-HE-0256 | DAS | EQ-014 | 208721 | 1 | Outdoor | Insulator | 112 | 81 | 112 | 1.0161 | 714 | 825 | Stackable 1 tier | 85321000 | SEK | 233661.5 | MATZ MAERSK | SWEDEN | Gothenburg | Khalifa port | 2024-12-31 | 2025-01-28 |  |  |  |  | 2025-02-06 | [7 empty] | 2025-05-04 |  | CASE_LIST | 1 | 1 | site | DAS | 2025-05-04 | site | 1 | 2 | 0 | 2 | 0.91 | 1 | 0.91 | HITACHI(HE) |  | 1 | 2 | 1 | 2 | Flow 2: Port → WH → Site | DAS | HITACHI
4027 | PRL-DAS-024-O1 | HVDC-ADOPT-HE-0256 | DAS | EQ-014 | 208722 | 1 | Outdoor | Insulator | 112 | 81 | 112 | 1.0161 | 714 | 825 | Stackable 1 tier | 85321000 | SEK | 233661.5 | MATZ MAERSK | SWEDEN | Gothenburg | Khalifa port | 2024-12-31 | 2025-01-28 |  |  |  |  | 2025-02-06 | [7 empty] | 2025-05-04 |  | CASE_LIST | 1 | 1 | site | DAS | 2025-05-04 | site | 1 | 2 | 0 | 2 | 0.91 | 1 | 0.91 | HITACHI(HE) |  | 1 | 2 | 1 | 2 | Flow 2: Port → WH → Site | DAS | HITACHI
4028 | PRL-DAS-024-O1 | HVDC-ADOPT-HE-0256 | DAS | EQ-014 | 208723 | 1 | Outdoor | Insulator | 112 | 81 | 112 | 1.0161 | 714 | 825 | Stackable 1 tier | 85321000 | SEK | 233661.5 | MATZ MAERSK | SWEDEN | Gothenburg | Khalifa port | 2024-12-31 | 2025-01-28 |  |  |  |  | 2025-02-06 | [7 empty] | 2025-05-04 |  | CASE_LIST | 1 | 1 | site | DAS | 2025-05-04 | site | 1 | 2 | 0 | 2 | 0.91 | 1 | 0.91 | HITACHI(HE) |  | 1 | 2 | 1 | 2 | Flow 2: Port → WH → Site | DAS | HITACHI
4029 | PRL-DAS-024-O1 | HVDC-ADOPT-HE-0256 | DAS | EQ-014 | 208724 | 1 | Outdoor | Insulator | 112 | 81 | 112 | 1.0161 | 714 | 825 | Stackable 1 tier | 85321000 | SEK | 233661.5 | MATZ MAERSK | SWEDEN | Gothenburg | Khalifa port | 2024-12-31 | 2025-01-28 |  |  |  |  | 2025-02-06 | [7 empty] | 2025-05-04 |  | CASE_LIST | 1 | 1 | site | DAS | 2025-05-04 | site | 1 | 2 | 0 | 2 | 0.91 | 1 | 0.91 | HITACHI(HE) |  | 1 | 2 | 1 | 2 | Flow 2: Port → WH → Site | DAS | HITACHI
4030 | PRL-DAS-024-O1 | HVDC-ADOPT-HE-0256 | DAS | EQ-014 | 208725 | 1 | Outdoor | Insulator | 112 | 81 | 112 | 1.0161 | 714 | 825 | Stackable 1 tier | 85321000 | SEK | 233661.5 | MATZ MAERSK | SWEDEN | Gothenburg | Khalifa port | 2024-12-31 | 2025-01-28 |  |  |  |  | 2025-02-06 | [7 empty] | 2025-05-04 |  | CASE_LIST | 1 | 1 | site | DAS | 2025-05-04 | site | 1 | 2 | 0 | 2 | 0.91 | 1 | 0.91 | HITACHI(HE) |  | 1 | 2 | 1 | 2 | Flow 2: Port → WH → Site | DAS | HITACHI
4031 | PRL-DAS-024-O1 | HVDC-ADOPT-HE-0256 | DAS | EQ-014 | 208726 | 1 | Outdoor | Insulator | 110 | 100 | 75 | 0.825 | 238 | 320 | Not stackable | 85321000 | SEK | 233661.5 | MATZ MAERSK | SWEDEN | Gothenburg | Khalifa port | 2024-12-31 | 2025-01-28 |  |  |  |  | 2025-02-06 |  | 2025-06-13 | [5 empty] | 2025-06-17 |  | CASE_LIST | 1 | 1 | site | DAS | 2025-06-17 | site | 2 | 3 | -1 | 2 | 1.1 | 0 | 1.1 | HITACHI(HE) |  | 1 | 3 | 2 | 4 | Flow 4: Port → WH → MOSB → Site | DAS | HITACHI
4032 | PRL-DAS-024-O1 | HVDC-ADOPT-HE-0256 | DAS | EQ-014 | 208727 | 1 | Outdoor | Insulator | 82 | 42 | 90 | 0.30996 | 31 | 65 | Not stackable | 85321000 | SEK | 233661.5 | MATZ MAERSK | SWEDEN | Gothenburg | Khalifa port | 2024-12-31 | 2025-01-28 |  |  |  |  | 2025-02-06 | [7 empty] | 2025-04-21 |  | CASE_LIST | 1 | 1 | site | DAS | 2025-04-21 | site | 1 | 2 | 0 | 2 | 0.34 | 0 | 0.34 | HITACHI(HE) |  | 1 | 2 | 1 | 2 | Flow 2: Port → WH → Site | DAS | HITACHI
4010 | PRL-SHU-037-O2 Spare | HVDC-ADOPT-HE-0255 | SHU | EQ-014 | 191560 | 1 | Outdoor | Spare parts - DCMKP 20.85/49,4µF + DCMKP 20.83/40µF | 80 | 70 | 125 | 0.7 | 102 | 170 | Not stackable | 85321000 | SEK | 250391.4 | MATZ MAERSK | SWEDEN | Gothenburg | Khalifa port | 2024-12-31 | 2025-01-28 | [11 empty] | 2025-02-15 |  |  | CASE_LIST |  | 1 | site | SHU | 2025-02-15 | site | 0 | 1 | 1 | 2 | 0.56 | 0 | 0.56 | HITACHI(HE) |  | 1 | 1 | 0 | 1 | Flow 1: Port → Site | SHU | HITACHI
3985 | PRL-SHU-037-O1 | HVDC-ADOPT-HE-0254 | SHU | EQ-014 | 191548 | 1 | Outdoor | Racks + Capacitors | 195 | 195 | 220 | 8.3655 | 1500 | 1900 | Not stackable | 85321000 | SEK | 250391.4 | MATZ MAERSK | SWEDEN | Gothenburg | Khalifa port | 2024-12-31 | 2025-01-28 | [11 empty] | 2025-02-15 |  |  | CASE_LIST |  | 1 | site | SHU | 2025-02-15 | site | 0 | 1 | 1 | 2 | 3.8 | 0 | 3.8 | HITACHI(HE) |  | 1 | 1 | 0 | 1 | Flow 1: Port → Site | SHU | HITACHI
3986 | PRL-SHU-037-O1 | HVDC-ADOPT-HE-0254 | SHU | EQ-014 | 191549 | 1 | Outdoor | Racks + Capacitors | 195 | 195 | 220 | 8.3655 | 1500 | 1900 | Not stackable | 85321000 | SEK | 250391.4 | MATZ MAERSK | SWEDEN | Gothenburg | Khalifa port | 2024-12-31 | 2025-01-28 | [11 empty] | 2025-02-15 |  |  | CASE_LIST |  | 1 | site | SHU | 2025-02-15 | site | 0 | 1 | 1 | 2 | 3.8 | 0 | 3.8 | HITACHI(HE) |  | 1 | 1 | 0 | 1 | Flow 1: Port → Site | SHU | HITACHI
3987 | PRL-SHU-037-O1 | HVDC-ADOPT-HE-0254 | SHU | EQ-014 | 191550 | 1 | Outdoor | Racks + Capacitors | 195 | 195 | 220 | 8.3655 | 1500 | 1900 | Not stackable | 85321000 | SEK | 250391.4 | MATZ MAERSK | SWEDEN | Gothenburg | Khalifa port | 2024-12-31 | 2025-01-28 | [11 empty] | 2025-02-15 |  |  | CASE_LIST |  | 1 | site | SHU | 2025-02-15 | site | 0 | 1 | 1 | 2 | 3.8 | 0 | 3.8 | HITACHI(HE) |  | 1 | 1 | 0 | 1 | Flow 1: Port → Site | SHU | HITACHI
3988 | PRL-SHU-037-O1 | HVDC-ADOPT-HE-0254 | SHU | EQ-014 | 191551 | 1 | Outdoor | Racks + Capacitors | 195 | 195 | 220 | 8.3655 | 1500 | 1900 | Not stackable | 85321000 | SEK | 250391.4 | MATZ MAERSK | SWEDEN | Gothenburg | Khalifa port | 2024-12-31 | 2025-01-28 | [11 empty] | 2025-02-15 |  |  | CASE_LIST |  | 1 | site | SHU | 2025-02-15 | site | 0 | 1 | 1 | 2 | 3.8 | 0 | 3.8 | HITACHI(HE) |  | 1 | 1 | 0 | 1 | Flow 1: Port → Site | SHU | HITACHI
3989 | PRL-SHU-037-O1 | HVDC-ADOPT-HE-0254 | SHU | EQ-014 | 191552 | 1 | Outdoor | Racks + Capacitors | 195 | 195 | 100 | 3.8025 | 500 | 770 | Not stackable | 85321000 | SEK | 250391.4 | MATZ MAERSK | SWEDEN | Gothenburg | Khalifa port | 2024-12-31 | 2025-01-28 | [11 empty] | 2025-02-15 |  |  | CASE_LIST |  | 1 | site | SHU | 2025-02-15 | site | 0 | 1 | 1 | 2 | 3.8 | 0 | 3.8 | HITACHI(HE) |  | 1 | 1 | 0 | 1 | Flow 1: Port → Site | SHU | HITACHI
3990 | PRL-SHU-037-O1 | HVDC-ADOPT-HE-0254 | SHU | EQ-014 | 191553 | 1 | Outdoor | Corona bar | 280 | 145 | 85 | 3.451 | 82 | 305 | Stackable 1 tier | 85321000 | SEK | 250391.4 | MATZ MAERSK | SWEDEN | Gothenburg | Khalifa port | 2024-12-31 | 2025-01-28 | [6 empty] | 2025-10-17 |  |  |  |  | 2025-02-15 |  |  | CASE_LIST | 1 | 1 | site | SHU | 2025-02-15 | site | 1 | 2 | 0 | 2 | 4.06 | 1 | 4.06 | HITACHI(HE) |  | 1 | 2 | 1 | 3 | Flow 3: Port → MOSB → Site | SHU | HITACHI
3991 | PRL-SHU-037-O1 | HVDC-ADOPT-HE-0254 | SHU | EQ-014 | 191554 | 1 | Outdoor | Corona bar | 280 | 145 | 85 | 3.451 | 82 | 305 | Stackable 1 tier | 85321000 | SEK | 250391.4 | MATZ MAERSK | SWEDEN | Gothenburg | Khalifa port | 2024-12-31 | 2025-01-28 | [11 empty] | 2025-02-15 |  |  | CASE_LIST |  | 1 | site | SHU | 2025-02-15 | site | 0 | 1 | 1 | 2 | 4.06 | 1 | 4.06 | HITACHI(HE) |  | 1 | 1 | 0 | 1 | Flow 1: Port → Site | SHU | HITACHI
3992 | PRL-SHU-037-O1 | HVDC-ADOPT-HE-0254 | SHU | EQ-014 | 191555 | 1 | Outdoor | Corona bar | 280 | 145 | 85 | 3.451 | 82 | 305 | Stackable 1 tier | 85321000 | SEK | 250391.4 | MATZ MAERSK | SWEDEN | Gothenburg | Khalifa port | 2024-12-31 | 2025-01-28 | [11 empty] | 2025-02-15 |  |  | CASE_LIST |  | 1 | site | SHU | 2025-02-15 | site | 0 | 1 | 1 | 2 | 4.06 | 1 | 4.06 | HITACHI(HE) |  | 1 | 1 | 0 | 1 | Flow 1: Port → Site | SHU | HITACHI
3993 | PRL-SHU-037-O1 | HVDC-ADOPT-HE-0254 | SHU | EQ-014 | 191556 | 1 | Outdoor | Corona bar | 280 | 145 | 85 | 3.451 | 82 | 305 | Stackable 1 tier | 85321000 | SEK | 250391.4 | MATZ MAERSK | SWEDEN | Gothenburg | Khalifa port | 2024-12-31 | 2025-01-28 | [11 empty] | 2025-02-15 |  |  | CASE_LIST |  | 1 | site | SHU | 2025-02-15 | site | 0 | 1 | 1 | 2 | 4.06 | 1 | 4.06 | HITACHI(HE) |  | 1 | 1 | 0 | 1 | Flow 1: Port → Site | SHU | HITACHI
3994 | PRL-SHU-037-O1 | HVDC-ADOPT-HE-0254 | SHU | EQ-014 | 191557 | 1 | Outdoor | Accessories | 165 | 110 | 115 | 2.0873 | 355 | 485 | Not stackable | 85321000 | SEK | 250391.4 | MATZ MAERSK | SWEDEN | Gothenburg | Khalifa port | 2024-12-31 | 2025-01-28 | [11 empty] | 2025-02-15 |  |  | CASE_LIST |  | 1 | site | SHU | 2025-02-15 | site | 0 | 1 | 1 | 2 | 1.81 | 0 | 1.81 | HITACHI(HE) |  | 1 | 1 | 0 | 1 | Flow 1: Port → Site | SHU | HITACHI
3995 | PRL-SHU-037-O1 | HVDC-ADOPT-HE-0254 | SHU | EQ-014 | 191558 | 1 | Outdoor | Racks + Capacitors | 195 | 195 | 160 | 6.084 | 920 | 1280 | Not stackable | 85321000 | SEK | 250391.4 | MATZ MAERSK | SWEDEN | Gothenburg | Khalifa port | 2024-12-31 | 2025-01-28 | [11 empty] | 2025-02-15 |  |  | CASE_LIST |  | 1 | site | SHU | 2025-02-15 | site | 0 | 1 | 1 | 2 | 3.8 | 0 | 3.8 | HITACHI(HE) |  | 1 | 1 | 0 | 1 | Flow 1: Port → Site | SHU | HITACHI
3996 | PRL-SHU-037-O1 | HVDC-ADOPT-HE-0254 | SHU | EQ-014 | 191559 | 1 | Outdoor | Accessories | 80 | 65 | 60 | 0.312 | 39 | 90 | Not stackable | 85321000 | SEK | 250391.4 | MATZ MAERSK | SWEDEN | Gothenburg | Khalifa port | 2024-12-31 | 2025-01-28 | [11 empty] | 2025-02-15 |  |  | CASE_LIST |  | 1 | site | SHU | 2025-02-15 | site | 0 | 1 | 1 | 2 | 0.52 | 0 | 0.52 | HITACHI(HE) |  | 1 | 1 | 0 | 1 | Flow 1: Port → Site | SHU | HITACHI
3997 | PRL-SHU-037-O1 | HVDC-ADOPT-HE-0254 | SHU | EQ-014 | 191561 | 1 | Outdoor | Insulator | 106 | 86 | 72 | 0.65635 | 150 | 220 | Not stackable | 85321000 | SEK | 250391.4 | MATZ MAERSK | SWEDEN | Gothenburg | Khalifa port | 2024-12-31 | 2025-01-28 | [11 empty] | 2025-02-15 |  |  | CASE_LIST |  | 1 | site | SHU | 2025-02-15 | site | 0 | 1 | 1 | 2 | 0.91 | 0 | 0.91 | HITACHI(HE) |  | 1 | 1 | 0 | 1 | Flow 1: Port → Site | SHU | HITACHI
3998 | PRL-SHU-037-O1 | HVDC-ADOPT-HE-0254 | SHU | EQ-014 | 191562 | 1 | Outdoor | Insulator | 112 | 81 | 112 | 1.0161 | 714 | 825 | Stackable 1 tier | 85321000 | SEK | 250391.4 | MATZ MAERSK | SWEDEN | Gothenburg | Khalifa port | 2024-12-31 | 2025-01-28 | [11 empty] | 2025-02-15 |  |  | CASE_LIST |  | 1 | site | SHU | 2025-02-15 | site | 0 | 1 | 1 | 2 | 0.91 | 1 | 0.91 | HITACHI(HE) |  | 1 | 1 | 0 | 1 | Flow 1: Port → Site | SHU | HITACHI
3999 | PRL-SHU-037-O1 | HVDC-ADOPT-HE-0254 | SHU | EQ-014 | 191563 | 1 | Outdoor | Insulator | 112 | 81 | 112 | 1.0161 | 714 | 825 | Stackable 1 tier | 85321000 | SEK | 250391.4 | MATZ MAERSK | SWEDEN | Gothenburg | Khalifa port | 2024-12-31 | 2025-01-28 | [11 empty] | 2025-02-15 |  |  | CASE_LIST |  | 1 | site | SHU | 2025-02-15 | site | 0 | 1 | 1 | 2 | 0.91 | 1 | 0.91 | HITACHI(HE) |  | 1 | 1 | 0 | 1 | Flow 1: Port → Site | SHU | HITACHI
4000 | PRL-SHU-037-O1 | HVDC-ADOPT-HE-0254 | SHU | EQ-014 | 191564 | 1 | Outdoor | Insulator | 112 | 81 | 112 | 1.0161 | 714 | 825 | Stackable 1 tier | 85321000 | SEK | 250391.4 | MATZ MAERSK | SWEDEN | Gothenburg | Khalifa port | 2024-12-31 | 2025-01-28 | [11 empty] | 2025-02-15 |  |  | CASE_LIST |  | 1 | site | SHU | 2025-02-15 | site | 0 | 1 | 1 | 2 | 0.91 | 1 | 0.91 | HITACHI(HE) |  | 1 | 1 | 0 | 1 | Flow 1: Port → Site | SHU | HITACHI
4001 | PRL-SHU-037-O1 | HVDC-ADOPT-HE-0254 | SHU | EQ-014 | 191565 | 1 | Outdoor | Insulator | 112 | 81 | 112 | 1.0161 | 714 | 825 | Stackable 1 tier | 85321000 | SEK | 250391.4 | MATZ MAERSK | SWEDEN | Gothenburg | Khalifa port | 2024-12-31 | 2025-01-28 | [11 empty] | 2025-02-15 |  |  | CASE_LIST |  | 1 | site | SHU | 2025-02-15 | site | 0 | 1 | 1 | 2 | 0.91 | 1 | 0.91 | HITACHI(HE) |  | 1 | 1 | 0 | 1 | Flow 1: Port → Site | SHU | HITACHI
4002 | PRL-SHU-037-O1 | HVDC-ADOPT-HE-0254 | SHU | EQ-014 | 191566 | 1 | Outdoor | Insulator | 112 | 81 | 112 | 1.0161 | 714 | 825 | Stackable 1 tier | 85321000 | SEK | 250391.4 | MATZ MAERSK | SWEDEN | Gothenburg | Khalifa port | 2024-12-31 | 2025-01-28 | [11 empty] | 2025-02-15 |  |  | CASE_LIST |  | 1 | site | SHU | 2025-02-15 | site | 0 | 1 | 1 | 2 | 0.91 | 1 | 0.91 | HITACHI(HE) |  | 1 | 1 | 0 | 1 | Flow 1: Port → Site | SHU | HITACHI
4003 | PRL-SHU-037-O1 | HVDC-ADOPT-HE-0254 | SHU | EQ-014 | 191567 | 1 | Outdoor | Insulator | 112 | 81 | 112 | 1.0161 | 714 | 825 | Stackable 1 tier | 85321000 | SEK | 250391.4 | MATZ MAERSK | SWEDEN | Gothenburg | Khalifa port | 2024-12-31 | 2025-01-28 | [11 empty] | 2025-02-15 |  |  | CASE_LIST |  | 1 | site | SHU | 2025-02-15 | site | 0 | 1 | 1 | 2 | 0.91 | 1 | 0.91 | HITACHI(HE) |  | 1 | 1 | 0 | 1 | Flow 1: Port → Site | SHU | HITACHI
4004 | PRL-SHU-037-O1 | HVDC-ADOPT-HE-0254 | SHU | EQ-014 | 191568 | 1 | Outdoor | Insulator | 112 | 81 | 112 | 1.0161 | 714 | 825 | Stackable 1 tier | 85321000 | SEK | 250391.4 | MATZ MAERSK | SWEDEN | Gothenburg | Khalifa port | 2024-12-31 | 2025-01-28 | [11 empty] | 2025-02-15 |  |  | CASE_LIST |  | 1 | site | SHU | 2025-02-15 | site | 0 | 1 | 1 | 2 | 0.91 | 1 | 0.91 | HITACHI(HE) |  | 1 | 1 | 0 | 1 | Flow 1: Port → Site | SHU | HITACHI
4005 | PRL-SHU-037-O1 | HVDC-ADOPT-HE-0254 | SHU | EQ-014 | 191569 | 1 | Outdoor | Insulator | 112 | 81 | 112 | 1.0161 | 714 | 825 | Stackable 1 tier | 85321000 | SEK | 250391.4 | MATZ MAERSK | SWEDEN | Gothenburg | Khalifa port | 2024-12-31 | 2025-01-28 | [11 empty] | 2025-02-15 |  |  | CASE_LIST |  | 1 | site | SHU | 2025-02-15 | site | 0 | 1 | 1 | 2 | 0.91 | 1 | 0.91 | HITACHI(HE) |  | 1 | 1 | 0 | 1 | Flow 1: Port → Site | SHU | HITACHI
4006 | PRL-SHU-037-O1 | HVDC-ADOPT-HE-0254 | SHU | EQ-014 | 191570 | 1 | Outdoor | Insulator | 112 | 81 | 112 | 1.0161 | 714 | 825 | Stackable 1 tier | 85321000 | SEK | 250391.4 | MATZ MAERSK | SWEDEN | Gothenburg | Khalifa port | 2024-12-31 | 2025-01-28 | [11 empty] | 2025-02-15 |  |  | CASE_LIST |  | 1 | site | SHU | 2025-02-15 | site | 0 | 1 | 1 | 2 | 0.91 | 1 | 0.91 | HITACHI(HE) |  | 1 | 1 | 0 | 1 | Flow 1: Port → Site | SHU | HITACHI
4007 | PRL-SHU-037-O1 | HVDC-ADOPT-HE-0254 | SHU | EQ-014 | 191571 | 1 | Outdoor | Insulator | 112 | 81 | 112 | 1.0161 | 714 | 825 | Stackable 1 tier | 85321000 | SEK | 250391.4 | MATZ MAERSK | SWEDEN | Gothenburg | Khalifa port | 2024-12-31 | 2025-01-28 | [11 empty] | 2025-02-15 |  |  | CASE_LIST |  | 1 | site | SHU | 2025-02-15 | site | 0 | 1 | 1 | 2 | 0.91 | 1 | 0.91 | HITACHI(HE) |  | 1 | 1 | 0 | 1 | Flow 1: Port → Site | SHU | HITACHI
4008 | PRL-SHU-037-O1 | HVDC-ADOPT-HE-0254 | SHU | EQ-014 | 191572 | 1 | Outdoor | Insulator | 112 | 81 | 112 | 1.0161 | 476 | 575 | Stackable 1 tier | 85321000 | SEK | 250391.4 | MATZ MAERSK | SWEDEN | Gothenburg | Khalifa port | 2024-12-31 | 2025-01-28 | [11 empty] | 2025-02-15 |  |  | CASE_LIST |  | 1 | site | SHU | 2025-02-15 | site | 0 | 1 | 1 | 2 | 0.91 | 1 | 0.91 | HITACHI(HE) |  | 1 | 1 | 0 | 1 | Flow 1: Port → Site | SHU | HITACHI
4009 | PRL-SHU-037-O1 | HVDC-ADOPT-HE-0254 | SHU | EQ-014 | 191573 | 1 | Outdoor | Insulator | 112 | 81 | 100 | 0.9072 | 94 | 175 | Not stackable | 85321000 | SEK | 250391.4 | MATZ MAERSK | SWEDEN | Gothenburg | Khalifa port | 2024-12-31 | 2025-01-28 | [11 empty] | 2025-02-15 |  |  | CASE_LIST |  | 1 | site | SHU | 2025-02-15 | site | 0 | 1 | 1 | 2 | 0.91 | 0 | 0.91 | HITACHI(HE) |  | 1 | 1 | 0 | 1 | Flow 1: Port → Site | SHU | HITACHI
3976 | PRL-MIR-011-O3 | HVDC-ADOPT-HE-0253 | MIR | EQ-009 | 279961 | 1 | Outdoor covered | GSCL1300 | 750 | 91 | 105 | 7.1662 | 1080 | 1625 | Stackable / 2 pcs | 85469090 | SEK | 121921.7 | MATZ MAERSK | SWEDEN | Gothenburg | Khalifa port | 2024-12-31 | 2025-01-28 | [10 empty] | 2025-02-15 |  |  |  | CASE_LIST |  | 1 | site | MIR | 2025-02-15 | site | 0 | 1 | 1 | 2 | 6.83 | 2 | 6.83 | HITACHI(HE) |  | 1 | 1 | 0 | 1 | Flow 1: Port → Site | MIR | HITACHI
3977 | PRL-MIR-011-O3 | HVDC-ADOPT-HE-0253 | MIR | EQ-009 | 279962 | 1 | Outdoor covered | Corona shield | 186 | 93 | 80 | 1.3838 | 25.2 | 70 | Stackable / 2 pcs | 85469090 | SEK | 121921.7 | MATZ MAERSK | SWEDEN | Gothenburg | Khalifa port | 2024-12-31 | 2025-01-28 | [10 empty] | 2025-02-15 |  |  |  | CASE_LIST |  | 1 | site | MIR | 2025-02-15 | site | 0 | 1 | 1 | 2 | 1.73 | 2 | 1.73 | HITACHI(HE) |  | 1 | 1 | 0 | 1 | Flow 1: Port → Site | MIR | HITACHI
3978 | PRL-MIR-011-O3 | HVDC-ADOPT-HE-0253 | MIR | EQ-009 | 279963 | 1 | Outdoor covered | GSCL1300 | 750 | 91 | 105 | 7.1662 | 1080 | 1625 | Stackable / 2 pcs | 85469090 | SEK | 121921.7 | MATZ MAERSK | SWEDEN | Gothenburg | Khalifa port | 2024-12-31 | 2025-01-28 | [10 empty] | 2025-02-15 |  |  |  | CASE_LIST |  | 1 | site | MIR | 2025-02-15 | site | 0 | 1 | 1 | 2 | 6.83 | 2 | 6.83 | HITACHI(HE) |  | 1 | 1 | 0 | 1 | Flow 1: Port → Site | MIR | HITACHI
3979 | PRL-MIR-011-O3 | HVDC-ADOPT-HE-0253 | MIR | EQ-009 | 279964 | 1 | Outdoor covered | Corona shield | 186 | 93 | 80 | 1.3838 | 25.2 | 70 | Stackable / 2 pcs | 85469090 | SEK | 121921.7 | MATZ MAERSK | SWEDEN | Gothenburg | Khalifa port | 2024-12-31 | 2025-01-28 | [10 empty] | 2025-02-15 |  |  |  | CASE_LIST |  | 1 | site | MIR | 2025-02-15 | site | 0 | 1 | 1 | 2 | 1.73 | 2 | 1.73 | HITACHI(HE) |  | 1 | 1 | 0 | 1 | Flow 1: Port → Site | MIR | HITACHI
3980 | PRL-MIR-011-O3 | HVDC-ADOPT-HE-0253 | MIR | EQ-009 | 279965 | 1 | Outdoor covered | GSCL1300 | 750 | 91 | 105 | 7.1662 | 1090 | 1655 | Stackable / 2 pcs | 85469090 | SEK | 121921.7 | MATZ MAERSK | SWEDEN | Gothenburg | Khalifa port | 2024-12-31 | 2025-01-28 | [10 empty] | 2025-02-15 |  |  |  | CASE_LIST |  | 1 | site | MIR | 2025-02-15 | site | 0 | 1 | 1 | 2 | 6.83 | 2 | 6.83 | HITACHI(HE) |  | 1 | 1 | 0 | 1 | Flow 1: Port → Site | MIR | HITACHI
3981 | PRL-MIR-011-O3 | HVDC-ADOPT-HE-0253 | MIR | EQ-009 | 279966 | 1 | Outdoor covered | Corona shield | 186 | 93 | 80 | 1.3838 | 25.2 | 70 | Stackable / 2 pcs | 85469090 | SEK | 121921.7 | MATZ MAERSK | SWEDEN | Gothenburg | Khalifa port | 2024-12-31 | 2025-01-28 | [10 empty] | 2025-02-15 |  |  |  | CASE_LIST |  | 1 | site | MIR | 2025-02-15 | site | 0 | 1 | 1 | 2 | 1.73 | 2 | 1.73 | HITACHI(HE) |  | 1 | 1 | 0 | 1 | Flow 1: Port → Site | MIR | HITACHI
3982 | PRL-MIR-011-O3 | HVDC-ADOPT-HE-0253 | MIR | EQ-009 | 279967 | 1 | Outdoor covered | GSCL1300 | 750 | 91 | 105 | 7.1662 | 1090 | 1655 | Stackable / 2 pcs | 85469090 | SEK | 121921.7 | MATZ MAERSK | SWEDEN | Gothenburg | Khalifa port | 2024-12-31 | 2025-01-28 | [10 empty] | 2025-02-15 |  |  |  | CASE_LIST |  | 1 | site | MIR | 2025-02-15 | site | 0 | 1 | 1 | 2 | 6.83 | 2 | 6.83 | HITACHI(HE) |  | 1 | 1 | 0 | 1 | Flow 1: Port → Site | MIR | HITACHI
3983 | PRL-MIR-011-O3 | HVDC-ADOPT-HE-0253 | MIR | EQ-009 | 279968 | 1 | Outdoor covered | Corona shield | 186 | 93 | 80 | 1.3838 | 25.2 | 70 | Stackable / 2 pcs | 85469090 | SEK | 121921.7 | MATZ MAERSK | SWEDEN | Gothenburg | Khalifa port | 2024-12-31 | 2025-01-28 | [10 empty] | 2025-02-15 |  |  |  | CASE_LIST |  | 1 | site | MIR | 2025-02-15 | site | 0 | 1 | 1 | 2 | 1.73 | 2 | 1.73 | HITACHI(HE) |  | 1 | 1 | 0 | 1 | Flow 1: Port → Site | MIR | HITACHI
3984 | PRL-MIR-011-O3 | HVDC-ADOPT-HE-0253 | MIR | EQ-009 | 279970 | 1 | Outdoor covered | Corona shield | 186 | 93 | 80 | 1.3838 | 25.2 | 70 | Stackable / 2 pcs | 85469090 | SEK | 121921.7 | MATZ MAERSK | SWEDEN | Gothenburg | Khalifa port | 2024-12-31 | 2025-01-28 | [10 empty] | 2025-02-15 |  |  |  | CASE_LIST |  | 1 | site | MIR | 2025-02-15 | site | 0 | 1 | 1 | 2 | 1.73 | 2 | 1.73 | HITACHI(HE) |  | 1 | 1 | 0 | 1 | Flow 1: Port → Site | MIR | HITACHI
3827 | PRL-SHU-008-O4 | HVDC-ADOPT-HE-0252 | SHU | EQ-001 | 191295 | 1 | Indoor | Capacitor x4 | 120 | 80 | 100 | 0.96 | 450 | 500 | Stackable x4 | 85322900 | SEK | 22270 | EK | SWEDEN | Copenhagen | Abu Dhabi Airport | 2024-12-06 | 2024-12-09 | [11 empty] | 2024-12-11 |  |  | CASE_LIST |  | 1 | site | SHU | 2024-12-11 | site | 0 | 1 | 1 | 2 | 0.96 | 4 | 0.96 | HITACHI(HE) |  | 1 | 1 | 0 | 1 | Flow 1: Port → Site | SHU | HITACHI
3828 | PRL-SHU-008-O4 | HVDC-ADOPT-HE-0252 | SHU | EQ-001 | 191296 | 1 | Indoor | Capacitor x4 | 120 | 80 | 100 | 0.96 | 450 | 500 | Stackable x4 | 85322900 | SEK | 22270 | EK | SWEDEN | Copenhagen | Abu Dhabi Airport | 2024-12-06 | 2024-12-09 | [11 empty] | 2024-12-11 |  |  | CASE_LIST |  | 1 | site | SHU | 2024-12-11 | site | 0 | 1 | 1 | 2 | 0.96 | 4 | 0.96 | HITACHI(HE) |  | 1 | 1 | 0 | 1 | Flow 1: Port → Site | SHU | HITACHI
3829 | PRL-SHU-008-O4 | HVDC-ADOPT-HE-0252 | SHU | EQ-001 | 191297 | 1 | Indoor | Capacitor x4 | 120 | 80 | 100 | 0.96 | 450 | 500 | Stackable x4 | 85322900 | SEK | 22270 | EK | SWEDEN | Copenhagen | Abu Dhabi Airport | 2024-12-06 | 2024-12-09 | [11 empty] | 2024-12-11 |  |  | CASE_LIST |  | 1 | site | SHU | 2024-12-11 | site | 0 | 1 | 1 | 2 | 0.96 | 4 | 0.96 | HITACHI(HE) |  | 1 | 1 | 0 | 1 | Flow 1: Port → Site | SHU | HITACHI
3830 | PRL-SHU-008-O4 | HVDC-ADOPT-HE-0252 | SHU | EQ-001 | 191298 | 1 | Indoor | Capacitor x4 | 120 | 80 | 100 | 0.96 | 450 | 500 | Stackable x4 | 85322900 | SEK | 22270 | EK | SWEDEN | Copenhagen | Abu Dhabi Airport | 2024-12-06 | 2024-12-09 | [11 empty] | 2024-12-11 |  |  | CASE_LIST |  | 1 | site | SHU | 2024-12-11 | site | 0 | 1 | 1 | 2 | 0.96 | 4 | 0.96 | HITACHI(HE) |  | 1 | 1 | 0 | 1 | Flow 1: Port → Site | SHU | HITACHI
3831 | PRL-SHU-008-O4 | HVDC-ADOPT-HE-0252 | SHU | EQ-001 | 191299 | 1 | Indoor | Capacitor x4 | 120 | 80 | 100 | 0.96 | 450 | 500 | Stackable x4 | 85322900 | SEK | 22270 | EK | SWEDEN | Copenhagen | Abu Dhabi Airport | 2024-12-06 | 2024-12-09 | [11 empty] | 2024-12-11 |  |  | CASE_LIST |  | 1 | site | SHU | 2024-12-11 | site | 0 | 1 | 1 | 2 | 0.96 | 4 | 0.96 | HITACHI(HE) |  | 1 | 1 | 0 | 1 | Flow 1: Port → Site | SHU | HITACHI
3832 | PRL-SHU-008-O4 | HVDC-ADOPT-HE-0252 | SHU | EQ-001 | 191300 | 1 | Indoor | Capacitor x4 | 120 | 80 | 100 | 0.96 | 450 | 500 | Stackable x4 | 85322900 | SEK | 22270 | EK | SWEDEN | Copenhagen | Abu Dhabi Airport | 2024-12-06 | 2024-12-09 | [11 empty] | 2024-12-11 |  |  | CASE_LIST |  | 1 | site | SHU | 2024-12-11 | site | 0 | 1 | 1 | 2 | 0.96 | 4 | 0.96 | HITACHI(HE) |  | 1 | 1 | 0 | 1 | Flow 1: Port → Site | SHU | HITACHI
3833 | PRL-SHU-008-O4 | HVDC-ADOPT-HE-0252 | SHU | EQ-001 | 191301 | 1 | Indoor | Capacitor x4 | 120 | 80 | 100 | 0.96 | 450 | 500 | Stackable x4 | 85322900 | SEK | 22270 | EK | SWEDEN | Copenhagen | Abu Dhabi Airport | 2024-12-06 | 2024-12-09 | [11 empty] | 2024-12-11 |  |  | CASE_LIST |  | 1 | site | SHU | 2024-12-11 | site | 0 | 1 | 1 | 2 | 0.96 | 4 | 0.96 | HITACHI(HE) |  | 1 | 1 | 0 | 1 | Flow 1: Port → Site | SHU | HITACHI
3834 | PRL-SHU-008-O4 | HVDC-ADOPT-HE-0252 | SHU | EQ-001 | 191302 | 1 | Indoor | Capacitor x4 | 120 | 80 | 100 | 0.96 | 450 | 500 | Stackable x4 | 85322900 | SEK | 22270 | EK | SWEDEN | Copenhagen | Abu Dhabi Airport | 2024-12-06 | 2024-12-09 | [11 empty] | 2024-12-11 |  |  | CASE_LIST |  | 1 | site | SHU | 2024-12-11 | site | 0 | 1 | 1 | 2 | 0.96 | 4 | 0.96 | HITACHI(HE) |  | 1 | 1 | 0 | 1 | Flow 1: Port → Site | SHU | HITACHI
3835 | PRL-SHU-008-O4 | HVDC-ADOPT-HE-0252 | SHU | EQ-001 | 191303 | 1 | Indoor | Capacitor x4 | 120 | 80 | 100 | 0.96 | 450 | 500 | Stackable x4 | 85322900 | SEK | 22270 | EK | SWEDEN | Copenhagen | Abu Dhabi Airport | 2024-12-06 | 2024-12-09 | [11 empty] | 2024-12-11 |  |  | CASE_LIST |  | 1 | site | SHU | 2024-12-11 | site | 0 | 1 | 1 | 2 | 0.96 | 4 | 0.96 | HITACHI(HE) |  | 1 | 1 | 0 | 1 | Flow 1: Port → Site | SHU | HITACHI
3836 | PRL-SHU-008-O4 | HVDC-ADOPT-HE-0252 | SHU | EQ-001 | 191304 | 1 | Indoor | Capacitor x4 | 120 | 80 | 100 | 0.96 | 450 | 500 | Stackable x4 | 85322900 | SEK | 22270 | EK | SWEDEN | Copenhagen | Abu Dhabi Airport | 2024-12-06 | 2024-12-09 | [11 empty] | 2024-12-11 |  |  | CASE_LIST |  | 1 | site | SHU | 2024-12-11 | site | 0 | 1 | 1 | 2 | 0.96 | 4 | 0.96 | HITACHI(HE) |  | 1 | 1 | 0 | 1 | Flow 1: Port → Site | SHU | HITACHI
3837 | PRL-SHU-008-O4 | HVDC-ADOPT-HE-0252 | SHU | EQ-001 | 191305 | 1 | Indoor | Capacitor x4 | 120 | 80 | 100 | 0.96 | 450 | 500 | Stackable x4 | 85322900 | SEK | 22270 | EK | SWEDEN | Copenhagen | Abu Dhabi Airport | 2024-12-06 | 2024-12-09 | [11 empty] | 2024-12-11 |  |  | CASE_LIST |  | 1 | site | SHU | 2024-12-11 | site | 0 | 1 | 1 | 2 | 0.96 | 4 | 0.96 | HITACHI(HE) |  | 1 | 1 | 0 | 1 | Flow 1: Port → Site | SHU | HITACHI
3838 | PRL-SHU-008-O4 | HVDC-ADOPT-HE-0252 | SHU | EQ-001 | 191306 | 1 | Indoor | Capacitor x4 | 120 | 80 | 100 | 0.96 | 450 | 500 | Stackable x4 | 85322900 | SEK | 22270 | EK | SWEDEN | Copenhagen | Abu Dhabi Airport | 2024-12-06 | 2024-12-09 | [11 empty] | 2024-12-11 |  |  | CASE_LIST |  | 1 | site | SHU | 2024-12-11 | site | 0 | 1 | 1 | 2 | 0.96 | 4 | 0.96 | HITACHI(HE) |  | 1 | 1 | 0 | 1 | Flow 1: Port → Site | SHU | HITACHI
3839 | PRL-SHU-008-O4 | HVDC-ADOPT-HE-0252 | SHU | EQ-001 | 191307 | 1 | Indoor | Capacitor x1 | 120 | 80 | 100 | 0.96 | 112 | 162 | Stackable x4 | 85322900 | SEK | 5567.5 | EK | SWEDEN | Copenhagen | Abu Dhabi Airport | 2024-12-06 | 2024-12-09 | [11 empty] | 2024-12-11 |  |  | CASE_LIST |  | 1 | site | SHU | 2024-12-11 | site | 0 | 1 | 1 | 2 | 0.96 | 4 | 0.96 | HITACHI(HE) |  | 1 | 1 | 0 | 1 | Flow 1: Port → Site | SHU | HITACHI
3840 | PRL-SHU-008-O4 | HVDC-ADOPT-HE-0252 | SHU | EQ-001 | 208613 | 1 | Indoor | Capacitor x4 | 120 | 80 | 100 | 0.96 | 450 | 500 | Stackable x4 | 85322900 | SEK | 22270 | EK | SWEDEN | Copenhagen | Abu Dhabi Airport | 2024-12-06 | 2024-12-09 | [11 empty] | 2024-12-11 |  |  | CASE_LIST |  | 1 | site | SHU | 2024-12-11 | site | 0 | 1 | 1 | 2 | 0.96 | 4 | 0.96 | HITACHI(HE) |  | 1 | 1 | 0 | 1 | Flow 1: Port → Site | SHU | HITACHI
3841 | PRL-SHU-008-O4 | HVDC-ADOPT-HE-0252 | SHU | EQ-001 | 208614 | 1 | Indoor | Capacitor x4 | 120 | 80 | 100 | 0.96 | 450 | 500 | Stackable x4 | 85322900 | SEK | 22270 | EK | SWEDEN | Copenhagen | Abu Dhabi Airport | 2024-12-06 | 2024-12-09 | [11 empty] | 2024-12-11 |  |  | CASE_LIST |  | 1 | site | SHU | 2024-12-11 | site | 0 | 1 | 1 | 2 | 0.96 | 4 | 0.96 | HITACHI(HE) |  | 1 | 1 | 0 | 1 | Flow 1: Port → Site | SHU | HITACHI
3842 | PRL-SHU-008-O4 | HVDC-ADOPT-HE-0252 | SHU | EQ-001 | 208615 | 1 | Indoor | Capacitor x4 | 120 | 80 | 100 | 0.96 | 450 | 500 | Stackable x4 | 85322900 | SEK | 22270 | EK | SWEDEN | Copenhagen | Abu Dhabi Airport | 2024-12-06 | 2024-12-09 | [11 empty] | 2024-12-11 |  |  | CASE_LIST |  | 1 | site | SHU | 2024-12-11 | site | 0 | 1 | 1 | 2 | 0.96 | 4 | 0.96 | HITACHI(HE) |  | 1 | 1 | 0 | 1 | Flow 1: Port → Site | SHU | HITACHI
3843 | PRL-SHU-008-O4 | HVDC-ADOPT-HE-0252 | SHU | EQ-001 | 208616 | 1 | Indoor | Capacitor x4 | 120 | 80 | 100 | 0.96 | 450 | 500 | Stackable x4 | 85322900 | SEK | 22270 | EK | SWEDEN | Copenhagen | Abu Dhabi Airport | 2024-12-06 | 2024-12-09 | [11 empty] | 2024-12-11 |  |  | CASE_LIST |  | 1 | site | SHU | 2024-12-11 | site | 0 | 1 | 1 | 2 | 0.96 | 4 | 0.96 | HITACHI(HE) |  | 1 | 1 | 0 | 1 | Flow 1: Port → Site | SHU | HITACHI
3844 | PRL-SHU-008-O4 | HVDC-ADOPT-HE-0252 | SHU | EQ-001 | 208617 | 1 | Indoor | Capacitor x3 | 120 | 80 | 100 | 0.96 | 336 | 386 | Stackable x4 | 85322900 | SEK | 16702.5 | EK | SWEDEN | Copenhagen | Abu Dhabi Airport | 2024-12-06 | 2024-12-09 | [11 empty] | 2024-12-11 |  |  | CASE_LIST |  | 1 | site | SHU | 2024-12-11 | site | 0 | 1 | 1 | 2 | 0.96 | 4 | 0.96 | HITACHI(HE) |  | 1 | 1 | 0 | 1 | Flow 1: Port → Site | SHU | HITACHI
3845 | PRL-SHU-008-O4 | HVDC-ADOPT-HE-0252 | SHU | EQ-001 | 280167 | 1 | Indoor | Capacitor x4 | 120 | 80 | 100 | 0.96 | 450 | 500 | Stackable x4 | 85322900 | SEK | 22270 | EK | SWEDEN | Copenhagen | Abu Dhabi Airport | 2024-12-06 | 2024-12-09 | [11 empty] | 2024-12-11 |  |  | CASE_LIST |  | 1 | site | SHU | 2024-12-11 | site | 0 | 1 | 1 | 2 | 0.96 | 4 | 0.96 | HITACHI(HE) |  | 1 | 1 | 0 | 1 | Flow 1: Port → Site | SHU | HITACHI
3846 | PRL-SHU-008-O4 | HVDC-ADOPT-HE-0252 | SHU | EQ-001 | 280168 | 1 | Indoor | Capacitor x4 | 120 | 80 | 100 | 0.96 | 450 | 500 | Stackable x4 | 85322900 | SEK | 22270 | EK | SWEDEN | Copenhagen | Abu Dhabi Airport | 2024-12-06 | 2024-12-09 | [11 empty] | 2024-12-11 |  |  | CASE_LIST |  | 1 | site | SHU | 2024-12-11 | site | 0 | 1 | 1 | 2 | 0.96 | 4 | 0.96 | HITACHI(HE) |  | 1 | 1 | 0 | 1 | Flow 1: Port → Site | SHU | HITACHI
3847 | PRL-SHU-008-O4 | HVDC-ADOPT-HE-0252 | SHU | EQ-001 | 280169 | 1 | Indoor | Capacitor x4 | 120 | 80 | 100 | 0.96 | 450 | 500 | Stackable x4 | 85322900 | SEK | 22270 | EK | SWEDEN | Copenhagen | Abu Dhabi Airport | 2024-12-06 | 2024-12-09 | [11 empty] | 2024-12-11 |  |  | CASE_LIST |  | 1 | site | SHU | 2024-12-11 | site | 0 | 1 | 1 | 2 | 0.96 | 4 | 0.96 | HITACHI(HE) |  | 1 | 1 | 0 | 1 | Flow 1: Port → Site | SHU | HITACHI
3848 | PRL-SHU-008-O4 | HVDC-ADOPT-HE-0252 | SHU | EQ-001 | 280170 | 1 | Indoor | Capacitor x4 | 120 | 80 | 100 | 0.96 | 450 | 500 | Stackable x4 | 85322900 | SEK | 22270 | EK | SWEDEN | Copenhagen | Abu Dhabi Airport | 2024-12-06 | 2024-12-09 | [11 empty] | 2024-12-11 |  |  | CASE_LIST |  | 1 | site | SHU | 2024-12-11 | site | 0 | 1 | 1 | 2 | 0.96 | 4 | 0.96 | HITACHI(HE) |  | 1 | 1 | 0 | 1 | Flow 1: Port → Site | SHU | HITACHI
3849 | PRL-SHU-008-O4 | HVDC-ADOPT-HE-0252 | SHU | EQ-001 | 280171 | 1 | Indoor | Capacitor x4 | 120 | 80 | 100 | 0.96 | 450 | 500 | Stackable x4 | 85322900 | SEK | 22270 | EK | SWEDEN | Copenhagen | Abu Dhabi Airport | 2024-12-06 | 2024-12-09 | [11 empty] | 2024-12-11 |  |  | CASE_LIST |  | 1 | site | SHU | 2024-12-11 | site | 0 | 1 | 1 | 2 | 0.96 | 4 | 0.96 | HITACHI(HE) |  | 1 | 1 | 0 | 1 | Flow 1: Port → Site | SHU | HITACHI
3850 | PRL-SHU-008-O4 | HVDC-ADOPT-HE-0252 | SHU | EQ-001 | 280172 | 1 | Indoor | Capacitor x4 | 120 | 80 | 100 | 0.96 | 450 | 500 | Stackable x4 | 85322900 | SEK | 22270 | EK | SWEDEN | Copenhagen | Abu Dhabi Airport | 2024-12-06 | 2024-12-09 | [11 empty] | 2024-12-11 |  |  | CASE_LIST |  | 1 | site | SHU | 2024-12-11 | site | 0 | 1 | 1 | 2 | 0.96 | 4 | 0.96 | HITACHI(HE) |  | 1 | 1 | 0 | 1 | Flow 1: Port → Site | SHU | HITACHI
3851 | PRL-SHU-008-O4 | HVDC-ADOPT-HE-0252 | SHU | EQ-001 | 280173 | 1 | Indoor | Capacitor x4 | 120 | 80 | 100 | 0.96 | 450 | 500 | Stackable x4 | 85322900 | SEK | 22270 | EK | SWEDEN | Copenhagen | Abu Dhabi Airport | 2024-12-06 | 2024-12-09 | [11 empty] | 2024-12-11 |  |  | CASE_LIST |  | 1 | site | SHU | 2024-12-11 | site | 0 | 1 | 1 | 2 | 0.96 | 4 | 0.96 | HITACHI(HE) |  | 1 | 1 | 0 | 1 | Flow 1: Port → Site | SHU | HITACHI
3852 | PRL-SHU-008-O4 | HVDC-ADOPT-HE-0252 | SHU | EQ-001 | 280174 | 1 | Indoor | Capacitor x4 | 120 | 80 | 100 | 0.96 | 450 | 500 | Stackable x4 | 85322900 | SEK | 22270 | EK | SWEDEN | Copenhagen | Abu Dhabi Airport | 2024-12-06 | 2024-12-09 | [11 empty] | 2024-12-11 |  |  | CASE_LIST |  | 1 | site | SHU | 2024-12-11 | site | 0 | 1 | 1 | 2 | 0.96 | 4 | 0.96 | HITACHI(HE) |  | 1 | 1 | 0 | 1 | Flow 1: Port → Site | SHU | HITACHI
3853 | PRL-SHU-008-O4 | HVDC-ADOPT-HE-0252 | SHU | EQ-001 | 280175 | 1 | Indoor | Capacitor x4 | 120 | 80 | 100 | 0.96 | 450 | 500 | Stackable x4 | 85322900 | SEK | 22270 | EK | SWEDEN | Copenhagen | Abu Dhabi Airport | 2024-12-06 | 2024-12-09 | [11 empty] | 2024-12-11 |  |  | CASE_LIST |  | 1 | site | SHU | 2024-12-11 | site | 0 | 1 | 1 | 2 | 0.96 | 4 | 0.96 | HITACHI(HE) |  | 1 | 1 | 0 | 1 | Flow 1: Port → Site | SHU | HITACHI
3854 | PRL-SHU-008-O4 | HVDC-ADOPT-HE-0252 | SHU | EQ-001 | 280176 | 1 | Indoor | Capacitor x2 | 120 | 80 | 100 | 0.96 | 225 | 275 | Stackable x4 | 85322900 | SEK | 11135 | EK | SWEDEN | Copenhagen | Abu Dhabi Airport | 2024-12-06 | 2024-12-09 | [11 empty] | 2024-12-11 |  |  | CASE_LIST |  | 1 | site | SHU | 2024-12-11 | site | 0 | 1 | 1 | 2 | 0.96 | 4 | 0.96 | HITACHI(HE) |  | 1 | 1 | 0 | 1 | Flow 1: Port → Site | SHU | HITACHI
3824 | PRL-DAS-022-A2 | HVDC-ADOPT-HE-0251 | DAS | EQ-273 | 208692 | 1 | Indoor | Optical Fiber Cables For Valves - Breakout 8xOM1 ST/PC 110m | 120 | 80 | 111 | 1.0656 | 307 | 327 | Stackable 1 tier | 85447700 | SEK | 326379.6 | QR9705 | Estonia | Talinn | Abu Dhabi Airport | 2024-12-05 | 2024-12-09 | [6 empty] | 2024-12-11 | [5 empty] | 2024-12-18 |  | CASE_LIST | 1 | 1 | site | DAS | 2024-12-18 | site | 1 | 2 | 0 | 2 | 0.96 | 1 | 0.96 | HITACHI(HE) |  | 1 | 2 | 1 | 3 | Flow 3: Port → MOSB → Site | DAS | HITACHI
3825 | PRL-DAS-022-A2 | HVDC-ADOPT-HE-0251 | DAS | EQ-273 | 208693 | 1 | Indoor | Optical Fiber Cables For Valves - Breakout 8xOM1 ST/PC 110m | 120 | 80 | 111 | 1.0656 | 307 | 327 | Stackable 1 tier | 85447700 | SEK | 326379.6 | QR9705 | Estonia | Talinn | Abu Dhabi Airport | 2024-12-05 | 2024-12-09 | [6 empty] | 2024-12-11 | [5 empty] | 2024-12-18 |  | CASE_LIST | 1 | 1 | site | DAS | 2024-12-18 | site | 1 | 2 | 0 | 2 | 0.96 | 1 | 0.96 | HITACHI(HE) |  | 1 | 2 | 1 | 3 | Flow 3: Port → MOSB → Site | DAS | HITACHI
3826 | PRL-DAS-022-A2 | HVDC-ADOPT-HE-0251 | DAS | EQ-273 | 208694 | 1 | Indoor | Optical Fiber Cables For Valves - Breakout 8xOM1 ST/PC 110m | 120 | 80 | 111 | 1.0656 | 307 | 327 | Stackable 1 tier | 85447700 | SEK | 326379.6 | QR9705 | Estonia | Talinn | Abu Dhabi Airport | 2024-12-05 | 2024-12-09 | [6 empty] | 2024-12-11 | [5 empty] | 2024-12-18 |  | CASE_LIST | 1 | 1 | site | DAS | 2024-12-18 | site | 1 | 2 | 0 | 2 | 0.96 | 1 | 0.96 | HITACHI(HE) |  | 1 | 2 | 1 | 3 | Flow 3: Port → MOSB → Site | DAS | HITACHI
3930 | PRL-MIR-024-O3 SPARE | HVDC-ADOPT-HE-0250 | MIR | EQ-052 | 280308 | 1 | Indoor | Spare Operating mechanism | 70 | 70 | 110 | 0.539 | 80 | 126 | Stackable 1 tier | 85353090 | EUR | 35637.46 | MSC RENEE | Italy | Venezia | Khalifa port | 2024-12-16 | 2025-02-25 |  | 2025-03-01 | [8 empty] | 2025-10-20 |  |  |  | CASE_LIST | 1 | 1 | site | MIR | 2025-10-20 | site | 1 | 2 | 0 | 2 | 0.49 | 1 | 0.49 | HITACHI(HE) |  | 1 | 2 | 1 | 2 | Flow 2: Port → WH → Site | MIR | HITACHI
3931 | PRL-MIR-024-O3 SPARE | HVDC-ADOPT-HE-0250 | MIR | EQ-052 | 280309 | 1 | Indoor | Spare Parts DSC | 300 | 90 | 180 | 4.86 | 240 | 540 | Stackable 1 tier | 85353090 | EUR | 35637.46 | MSC RENEE | Italy | Venezia | Khalifa port | 2024-12-16 | 2025-02-25 |  | 2025-03-01 | [8 empty] | 2025-10-20 |  |  |  | CASE_LIST | 1 | 1 | site | MIR | 2025-10-20 | site | 1 | 2 | 0 | 2 | 2.7 | 1 | 2.7 | HITACHI(HE) |  | 1 | 2 | 1 | 2 | Flow 2: Port → WH → Site | MIR | HITACHI
3932 | PRL-MIR-024-O3 SPARE | HVDC-ADOPT-HE-0250 | MIR | EQ-052 | 280310 | 1 | Indoor | Spare Parts DSC | 305 | 30 | 60 | 0.549 | 180 | 250 | Stackable 1 tier | 85353090 | EUR | 35637.46 | MSC RENEE | Italy | Venezia | Khalifa port | 2024-12-16 | 2025-02-25 |  | 2025-03-01 | [8 empty] | 2025-10-20 |  |  |  | CASE_LIST | 1 | 1 | site | MIR | 2025-10-20 | site | 1 | 2 | 0 | 2 | 0.92 | 1 | 0.92 | HITACHI(HE) |  | 1 | 2 | 1 | 2 | Flow 2: Port → WH → Site | MIR | HITACHI
3928 | PRL-MIR-024-O2 | HVDC-ADOPT-HE-0249 | MIR | EQ-052 | 280304 | 1 | Indoor | OP. MECHANISM for n° 6 Singlepole DSC SPOL 420 kV 3150 A | 190 | 70 | 200 | 2.66 | 400 | 527 | Not stackable | 85353090 | EUR | 35637.46 | MSC RENEE | Italy | Venezia | Khalifa port | 2024-12-16 | 2025-02-25 |  | 2025-03-01 | [12 empty] | CASE_LIST | 1 |  | warehouse | DSV Indoor | 2025-03-01 | warehouse | 1 | 1 | -1 | 0 | 1.33 | 0 | 1.33 | HITACHI(HE) |  | 0 | 1 | 1 | 2 | Flow 2: Port → WH → Site | DSV Indoor | HITACHI
3929 | PRL-MIR-024-O2 | HVDC-ADOPT-HE-0249 | MIR | EQ-052 | 280307 | 1 | Indoor | OP. MECHANISM for n° 6 Singlepole DSC STB 420 kV | 190 | 70 | 200 | 2.66 | 400 | 527 | Stackable 1 tier | 85353090 | EUR | 35637.46 | MSC RENEE | Italy | Venezia | Khalifa port | 2024-12-16 | 2025-02-25 |  | 2025-03-01 | [12 empty] | CASE_LIST | 1 |  | warehouse | DSV Indoor | 2025-03-01 | warehouse | 1 | 1 | -1 | 0 | 1.33 | 1 | 1.33 | HITACHI(HE) |  | 0 | 1 | 1 | 2 | Flow 2: Port → WH → Site | DSV Indoor | HITACHI
3913 | PRL-MIR-024-O1 | HVDC-ADOPT-HE-0248 | MIR | EQ-052 | 280300 | 1 | Outdoor | LOWER PART for n° 6 Singlepole DSC SPOL 420 kV 3150 A | 130 | 120 | 130 | 2.028 | 1800 | 1908 | Stackable 1 tier | 85353090 | EUR | 35637.46 | MSC RENEE | Italy | Venezia | Khalifa port | 2024-12-16 | 2025-02-25 | [10 empty] | 2025-03-18 |  |  |  | CASE_LIST |  | 1 | site | MIR | 2025-03-18 | site | 0 | 1 | 1 | 2 | 1.56 | 1 | 1.56 | HITACHI(HE) |  | 1 | 1 | 0 | 1 | Flow 1: Port → Site | MIR | HITACHI
3914 | PRL-MIR-024-O1 | HVDC-ADOPT-HE-0248 | MIR | EQ-052 | 280301 | 1 | Outdoor | LIVE PART for n° 6 Singlepole DSC SPOL 420 kV 3150 A | 350 | 225 | 225 | 17.719 | 1800 | 2150 | Not stackable | 85353090 | EUR | 35637.46 | MSC RENEE | Italy | Venezia | Khalifa port | 2024-12-16 | 2025-02-25 | [10 empty] | 2025-03-18 |  |  |  | CASE_LIST |  | 1 | site | MIR | 2025-03-18 | site | 0 | 1 | 1 | 2 | 7.88 | 0 | 7.88 | HITACHI(HE) |  | 1 | 1 | 0 | 1 | Flow 1: Port → Site | MIR | HITACHI
3915 | PRL-MIR-024-O1 | HVDC-ADOPT-HE-0248 | MIR | EQ-052 | 280302 | 1 | Outdoor | CORONA RING for n° 6 Singlepole DSC SPOL 420 kV 3150 A | 170 | 110 | 210 | 3.927 | 250 | 420 | Stackable 1 tier | 85353090 | EUR | 35637.46 | MSC RENEE | Italy | Venezia | Khalifa port | 2024-12-16 | 2025-02-25 | [10 empty] | 2025-03-18 |  |  |  | CASE_LIST |  | 1 | site | MIR | 2025-03-18 | site | 0 | 1 | 1 | 2 | 1.87 | 1 | 1.87 | HITACHI(HE) |  | 1 | 1 | 0 | 1 | Flow 1: Port → Site | MIR | HITACHI
3916 | PRL-MIR-024-O1 | HVDC-ADOPT-HE-0248 | MIR | EQ-052 | 280305 | 1 | Outdoor | n°6 Singlepole DSC STB 420 kV | 225 | 150 | 165 | 5.569 | 665 | 890 | Stackable 1 tier | 85353090 | EUR | 35637.46 | MSC RENEE | Italy | Venezia | Khalifa port | 2024-12-16 | 2025-02-25 | [10 empty] | 2025-03-18 |  |  |  | CASE_LIST |  | 1 | site | MIR | 2025-03-18 | site | 0 | 1 | 1 | 2 | 3.38 | 1 | 3.38 | HITACHI(HE) |  | 1 | 1 | 0 | 1 | Flow 1: Port → Site | MIR | HITACHI
3917 | PRL-MIR-024-O1 | HVDC-ADOPT-HE-0248 | MIR | EQ-052 | 280306 | 1 | Outdoor | SHAFT & MOBILE ARM for Singlepole DSC STB 420 kV | 305 | 45 | 60 | 0.824 | 150 | 237 | Stackable 1 tier | 85353090 | EUR | 35637.46 | MSC RENEE | Italy | Venezia | Khalifa port | 2024-12-16 | 2025-02-25 | [10 empty] | 2025-03-18 |  |  |  | CASE_LIST |  | 1 | site | MIR | 2025-03-18 | site | 0 | 1 | 1 | 2 | 1.37 | 1 | 1.37 | HITACHI(HE) |  | 1 | 1 | 0 | 1 | Flow 1: Port → Site | MIR | HITACHI
3918 | PRL-MIR-024-O1 | HVDC-ADOPT-HE-0248 | MIR | EQ-052 | 280311 | 1 | Outdoor | INSULATOR for Singlepole DSC SPOL 420 kV 3150 A | 378 | 108 | 90 | 3.674 | 1542 | 1780 | Stackable 1 tier | 85353090 | EUR | 35637.46 | MSC RENEE | Italy | Venezia | Khalifa port | 2024-12-16 | 2025-02-25 | [10 empty] | 2025-03-18 |  |  |  | CASE_LIST |  | 1 | site | MIR | 2025-03-18 | site | 0 | 1 | 1 | 2 | 4.08 | 1 | 4.08 | HITACHI(HE) |  | 1 | 1 | 0 | 1 | Flow 1: Port → Site | MIR | HITACHI
3919 | PRL-MIR-024-O1 | HVDC-ADOPT-HE-0248 | MIR | EQ-052 | 280312 | 1 | Outdoor | INSULATOR for Singlepole DSC SPOL 420 kV 3150 A | 378 | 108 | 90 | 3.674 | 1542 | 1780 | Stackable 1 tier | 85353090 | EUR | 35637.46 | MSC RENEE | Italy | Venezia | Khalifa port | 2024-12-16 | 2025-02-25 | [10 empty] | 2025-03-18 |  |  |  | CASE_LIST |  | 1 | site | MIR | 2025-03-18 | site | 0 | 1 | 1 | 2 | 4.08 | 1 | 4.08 | HITACHI(HE) |  | 1 | 1 | 0 | 1 | Flow 1: Port → Site | MIR | HITACHI
3920 | PRL-MIR-024-O1 | HVDC-ADOPT-HE-0248 | MIR | EQ-052 | 280313 | 1 | Outdoor | INSULATOR for Singlepole DSC STB 420 kV | 378 | 108 | 90 | 3.674 | 1542 | 1780 | Stackable 1 tier | 85353090 | EUR | 35637.46 | MSC RENEE | Italy | Venezia | Khalifa port | 2024-12-16 | 2025-02-25 | [10 empty] | 2025-03-18 |  |  |  | CASE_LIST |  | 1 | site | MIR | 2025-03-18 | site | 0 | 1 | 1 | 2 | 4.08 | 1 | 4.08 | HITACHI(HE) |  | 1 | 1 | 0 | 1 | Flow 1: Port → Site | MIR | HITACHI
3921 | PRL-MIR-024-O1 | HVDC-ADOPT-HE-0248 | MIR | EQ-052 | 280314 | 1 | Outdoor | ROTARY STACK for Singlepole DSC SPOL 420 kV 3150 A | 377 | 95 | 80 | 2.865 | 906 | 1125 | Stackable 1 tier | 85353090 | EUR | 35637.46 | MSC RENEE | Italy | Venezia | Khalifa port | 2024-12-16 | 2025-02-25 | [10 empty] | 2025-03-18 |  |  |  | CASE_LIST |  | 1 | site | MIR | 2025-03-18 | site | 0 | 1 | 1 | 2 | 3.58 | 1 | 3.58 | HITACHI(HE) |  | 1 | 1 | 0 | 1 | Flow 1: Port → Site | MIR | HITACHI
3922 | PRL-MIR-024-O1 | HVDC-ADOPT-HE-0248 | MIR | EQ-052 | 280315 | 1 | Outdoor | STRUCTURE for Singlepole DSC SPOL 420 kV 3150 A | 410 | 112 | 120 | 6.95 | 360 | 770 | Not stackable | 85353090 | EUR | 35637.46 | MSC RENEE | Italy | Venezia | Khalifa port | 2024-12-16 | 2025-02-25 | [10 empty] | 2025-03-18 |  |  |  | CASE_LIST |  | 1 | site | MIR | 2025-03-18 | site | 0 | 1 | 1 | 2 | 4.59 | 0 | 4.59 | HITACHI(HE) |  | 1 | 1 | 0 | 1 | Flow 1: Port → Site | MIR | HITACHI
3923 | PRL-MIR-024-O1 | HVDC-ADOPT-HE-0248 | MIR | EQ-052 | 280316 | 1 | Outdoor | STRUCTURE for Singlepole DSC SPOL 420 kV 3150 A | 410 | 112 | 120 | 6.95 | 360 | 770 | Not stackable | 85353090 | EUR | 35637.46 | MSC RENEE | Italy | Venezia | Khalifa port | 2024-12-16 | 2025-02-25 | [10 empty] | 2025-03-18 |  |  |  | CASE_LIST |  | 1 | site | MIR | 2025-03-18 | site | 0 | 1 | 1 | 2 | 4.59 | 0 | 4.59 | HITACHI(HE) |  | 1 | 1 | 0 | 1 | Flow 1: Port → Site | MIR | HITACHI
3924 | PRL-MIR-024-O1 | HVDC-ADOPT-HE-0248 | MIR | EQ-052 | 280317 | 1 | Outdoor | STRUCTURE for Singlepole DSC SPOL 420 kV 3150 A | 410 | 112 | 120 | 6.95 | 360 | 770 | Not stackable | 85353090 | EUR | 35637.46 | MSC RENEE | Italy | Venezia | Khalifa port | 2024-12-16 | 2025-02-25 | [10 empty] | 2025-03-18 |  |  |  | CASE_LIST |  | 1 | site | MIR | 2025-03-18 | site | 0 | 1 | 1 | 2 | 4.59 | 0 | 4.59 | HITACHI(HE) |  | 1 | 1 | 0 | 1 | Flow 1: Port → Site | MIR | HITACHI
3925 | PRL-MIR-024-O1 | HVDC-ADOPT-HE-0248 | MIR | EQ-052 | 280318 | 1 | Outdoor | STRUCTURE for Singlepole DSC SPOL 420 kV 3150 A | 410 | 112 | 120 | 6.95 | 360 | 770 | Not stackable | 85353090 | EUR | 35637.46 | MSC RENEE | Italy | Venezia | Khalifa port | 2024-12-16 | 2025-02-25 | [10 empty] | 2025-03-18 |  |  |  | CASE_LIST |  | 1 | site | MIR | 2025-03-18 | site | 0 | 1 | 1 | 2 | 4.59 | 0 | 4.59 | HITACHI(HE) |  | 1 | 1 | 0 | 1 | Flow 1: Port → Site | MIR | HITACHI
3926 | PRL-MIR-024-O1 | HVDC-ADOPT-HE-0248 | MIR | EQ-052 | 280319 | 1 | Outdoor | STRUCTURE for Singlepole DSC SPOL 420 kV 3150 A | 410 | 112 | 120 | 6.95 | 360 | 770 | Not stackable | 85353090 | EUR | 35637.46 | MSC RENEE | Italy | Venezia | Khalifa port | 2024-12-16 | 2025-02-25 | [10 empty] | 2025-03-18 |  |  |  | CASE_LIST |  | 1 | site | MIR | 2025-03-18 | site | 0 | 1 | 1 | 2 | 4.59 | 0 | 4.59 | HITACHI(HE) |  | 1 | 1 | 0 | 1 | Flow 1: Port → Site | MIR | HITACHI
3927 | PRL-MIR-024-O1 | HVDC-ADOPT-HE-0248 | MIR | EQ-052 | 280320 | 1 | Outdoor | STRUCTURE for Singlepole DSC SPOL 420 kV 3150 A | 410 | 112 | 120 | 6.95 | 360 | 770 | Not stackable | 85353090 | EUR | 35637.46 | MSC RENEE | Italy | Venezia | Khalifa port | 2024-12-16 | 2025-02-25 | [10 empty] | 2025-03-18 |  |  |  | CASE_LIST |  | 1 | site | MIR | 2025-03-18 | site | 0 | 1 | 1 | 2 | 4.59 | 0 | 4.59 | HITACHI(HE) |  | 1 | 1 | 0 | 1 | Flow 1: Port → Site | MIR | HITACHI
3909 | PRL-SHU-036-O3 SPARE | HVDC-ADOPT-HE-0247 | SHU | EQ-052 | 191522 | 1 | Indoor | SPARE PARTS DSC | 380 | 35 | 45 | 0.599 | 157 | 230 | Stackable 1 tier | 85353090 | EUR | 52874.14 | MSC RENEE | Italy | Venezia | Khalifa port | 2024-12-16 | 2025-02-25 |  | 2025-03-01 | [9 empty] | 2025-06-16 |  |  | CASE_LIST | 1 | 1 | site | SHU | 2025-06-16 | site | 1 | 2 | 0 | 2 | 1.33 | 1 | 1.33 | HITACHI(HE) |  | 1 | 2 | 1 | 2 | Flow 2: Port → WH → Site | SHU | HITACHI
3910 | PRL-SHU-036-O3 SPARE | HVDC-ADOPT-HE-0247 | SHU | EQ-052 | 191523 | 1 | Indoor | SPARE PARTS DSC | 280 | 90 | 180 | 4.212 | 388 | 580 | Not stackable | 85353090 | EUR | 52874.14 | MSC RENEE | Italy | Venezia | Khalifa port | 2024-12-16 | 2025-02-25 |  | 2025-03-01 | [9 empty] | 2025-06-16 |  |  | CASE_LIST | 1 | 1 | site | SHU | 2025-06-16 | site | 1 | 2 | 0 | 2 | 2.52 | 0 | 2.52 | HITACHI(HE) |  | 1 | 2 | 1 | 2 | Flow 2: Port → WH → Site | SHU | HITACHI
3911 | PRL-SHU-036-O3 SPARE | HVDC-ADOPT-HE-0247 | SHU | EQ-052 | 191520 | 1 | Indoor | SPARE OPERATING MECHANISM | 70 | 70 | 110 | 0.539 | 68 | 114 | Stackable 1 tier | 85353090 | EUR | 52874.14 | MSC RENEE | Italy | Venezia | Khalifa port | 2024-12-16 | 2025-02-25 |  | 2025-03-01 | [9 empty] | 2025-06-16 |  |  | CASE_LIST | 1 | 1 | site | SHU | 2025-06-16 | site | 1 | 2 | 0 | 2 | 0.49 | 1 | 0.49 | HITACHI(HE) |  | 1 | 2 | 1 | 2 | Flow 2: Port → WH → Site | SHU | HITACHI
3912 | PRL-SHU-036-O3 SPARE | HVDC-ADOPT-HE-0247 | SHU | EQ-052 | 191521 | 1 | Indoor | SPARE OPERATING MECHANISM | 70 | 70 | 110 | 0.539 | 68 | 114 | Stackable 1 tier | 85353090 | EUR | 52874.14 | MSC RENEE | Italy | Venezia | Khalifa port | 2024-12-16 | 2025-02-25 |  | 2025-03-01 | [9 empty] | 2025-06-16 |  |  | CASE_LIST | 1 | 1 | site | SHU | 2025-06-16 | site | 1 | 2 | 0 | 2 | 0.49 | 1 | 0.49 | HITACHI(HE) |  | 1 | 2 | 1 | 2 | Flow 2: Port → WH → Site | SHU | HITACHI
3907 | PRL-SHU-036-O2 | HVDC-ADOPT-HE-0246 | SHU | EQ-052 | 191512 | 1 | Indoor | OP. MECHANISM for Singlepole DSC STB 420 kV | 190 | 70 | 200 | 2.66 | 417 | 544 | Not stackable | 85353090 | EUR | 52874.14 | MSC RENEE | Italy | Venezia | Khalifa port | 2024-12-16 | 2025-02-25 |  | 2025-03-01 | [9 empty] | 2025-06-16 |  |  | CASE_LIST | 1 | 1 | site | SHU | 2025-06-16 | site | 1 | 2 | 0 | 2 | 1.33 | 0 | 1.33 | HITACHI(HE) |  | 1 | 2 | 1 | 2 | Flow 2: Port → WH → Site | SHU | HITACHI
3908 | PRL-SHU-036-O2 | HVDC-ADOPT-HE-0246 | SHU | EQ-052 | 191517 | 1 | Indoor | OP. MECHANISM for Singlepole DSC SPOL 420 kV 3150 A | 190 | 70 | 200 | 2.66 | 417 | 544 | Not stackable | 85353090 | EUR | 52874.14 | MSC RENEE | Italy | Venezia | Khalifa port | 2024-12-16 | 2025-02-25 |  | 2025-03-01 | [9 empty] | 2025-06-16 |  |  | CASE_LIST | 1 | 1 | site | SHU | 2025-06-16 | site | 1 | 2 | 0 | 2 | 1.33 | 0 | 1.33 | HITACHI(HE) |  | 1 | 2 | 1 | 2 | Flow 2: Port → WH → Site | SHU | HITACHI
3896 | PRL-SHU-036-O1 | HVDC-ADOPT-HE-0245 | SHU | EQ-052 | 191510 | 1 | Outdoor | n° 6 Singlepole DSC STB 420 kV | 225 | 150 | 150 | 5.063 | 663 | 890 | Stackable 1 tier | 85353090 | SEK | 52874.14 | MSC RENEE | Italy | Venezia | Khalifa port | 2024-12-16 | 2025-02-25 | [11 empty] | 2025-03-19 |  |  | CASE_LIST |  | 1 | site | SHU | 2025-03-19 | site | 0 | 1 | 1 | 2 | 3.38 | 1 | 3.38 | HITACHI(HE) |  | 1 | 1 | 0 | 1 | Flow 1: Port → Site | SHU | HITACHI
3897 | PRL-SHU-036-O1 | HVDC-ADOPT-HE-0245 | SHU | EQ-052 | 191511 | 1 | Outdoor | SHAFT & MOBILE ARM for Singlepole DSC STB 420 kV | 380 | 45 | 60 | 1.026 | 395 | 500 | Stackable 1 tier | 85353090 | SEK | 52874.14 | MSC RENEE | Italy | Venezia | Khalifa port | 2024-12-16 | 2025-02-25 | [11 empty] | 2025-03-19 |  |  | CASE_LIST |  | 1 | site | SHU | 2025-03-19 | site | 0 | 1 | 1 | 2 | 1.71 | 1 | 1.71 | HITACHI(HE) |  | 1 | 1 | 0 | 1 | Flow 1: Port → Site | SHU | HITACHI
3898 | PRL-SHU-036-O1 | HVDC-ADOPT-HE-0245 | SHU | EQ-052 | 191513 | 1 | Outdoor | BASE for Singlepole DSC SPOL 420 kV 3150 A | 130 | 130 | 130 | 2.197 | 567 | 680 | Not stackable | 85353090 | SEK | 52874.14 | MSC RENEE | Italy | Venezia | Khalifa port | 2024-12-16 | 2025-02-25 | [11 empty] | 2025-03-19 |  |  | CASE_LIST |  | 1 | site | SHU | 2025-03-19 | site | 0 | 1 | 1 | 2 | 1.69 | 0 | 1.69 | HITACHI(HE) |  | 1 | 1 | 0 | 1 | Flow 1: Port → Site | SHU | HITACHI
3899 | PRL-SHU-036-O1 | HVDC-ADOPT-HE-0245 | SHU | EQ-052 | 191514 | 1 | Outdoor | LIVE PART for n° 6 Singlepole DSC SPOL 420 kV 3150 A | 350 | 225 | 225 | 17.719 | 1442 | 1940 | Not stackable | 85353090 | SEK | 52874.14 | MSC RENEE | Italy | Venezia | Khalifa port | 2024-12-16 | 2025-02-25 | [11 empty] | 2025-03-19 |  |  | CASE_LIST |  | 1 | site | SHU | 2025-03-19 | site | 0 | 1 | 1 | 2 | 7.88 | 0 | 7.88 | HITACHI(HE) |  | 1 | 1 | 0 | 1 | Flow 1: Port → Site | SHU | HITACHI
3900 | PRL-SHU-036-O1 | HVDC-ADOPT-HE-0245 | SHU | EQ-052 | 191515 | 1 | Outdoor | CORONA RING for Singlepole DSC SPOL 420 kV 3150 A | 170 | 110 | 210 | 3.927 | 258 | 420 | Not stackable | 85353090 | SEK | 52874.14 | MSC RENEE | Italy | Venezia | Khalifa port | 2024-12-16 | 2025-02-25 | [11 empty] | 2025-03-19 |  |  | CASE_LIST |  | 1 | site | SHU | 2025-03-19 | site | 0 | 1 | 1 | 2 | 1.87 | 0 | 1.87 | HITACHI(HE) |  | 1 | 1 | 0 | 1 | Flow 1: Port → Site | SHU | HITACHI
3901 | PRL-SHU-036-O1 | HVDC-ADOPT-HE-0245 | SHU | EQ-052 | 191518 | 1 | Outdoor | SUPPORT STRUCTURE FOR DSC | 460 | 112 | 180 | 9.274 | 1677 | 1830 | Not stackable | 85353090 | SEK | 52874.14 | MSC RENEE | Italy | Venezia | Khalifa port | 2024-12-16 | 2025-02-25 | [11 empty] | 2025-03-19 |  |  | CASE_LIST |  | 1 | site | SHU | 2025-03-19 | site | 0 | 1 | 1 | 2 | 5.15 | 0 | 5.15 | HITACHI(HE) |  | 1 | 1 | 0 | 1 | Flow 1: Port → Site | SHU | HITACHI
3902 | PRL-SHU-036-O1 | HVDC-ADOPT-HE-0245 | SHU | EQ-052 | 191519 | 1 | Outdoor | SUPPORT STRUCTURE FOR DSC | 460 | 112 | 180 | 9.274 | 1677 | 1830 | Not stackable | 85353090 | SEK | 52874.14 | MSC RENEE | Italy | Venezia | Khalifa port | 2024-12-16 | 2025-02-25 | [11 empty] | 2025-03-19 |  |  | CASE_LIST |  | 1 | site | SHU | 2025-03-19 | site | 0 | 1 | 1 | 2 | 5.15 | 0 | 5.15 | HITACHI(HE) |  | 1 | 1 | 0 | 1 | Flow 1: Port → Site | SHU | HITACHI
3903 | PRL-SHU-036-O1 | HVDC-ADOPT-HE-0245 | SHU | EQ-052 | 191524 | 1 | Outdoor | INSULATOR for Singlepole DSC STB 420 kV | 378 | 113 | 100 | 4.271 | 1630 | 1840 | Not stackable | 85353090 | SEK | 52874.14 | MSC RENEE | Italy | Venezia | Khalifa port | 2024-12-16 | 2025-02-25 | [11 empty] | 2025-03-19 |  |  | CASE_LIST |  | 1 | site | SHU | 2025-03-19 | site | 0 | 1 | 1 | 2 | 4.27 | 0 | 4.27 | HITACHI(HE) |  | 1 | 1 | 0 | 1 | Flow 1: Port → Site | SHU | HITACHI
3904 | PRL-SHU-036-O1 | HVDC-ADOPT-HE-0245 | SHU | EQ-052 | 191525 | 1 | Outdoor | INSULATOR for Singlepole DSC SPOL 420 kV 3150 A | 378 | 113 | 100 | 4.271 | 1721 | 1840 | Not stackable | 85353090 | SEK | 52874.14 | MSC RENEE | Italy | Venezia | Khalifa port | 2024-12-16 | 2025-02-25 | [11 empty] | 2025-03-19 |  |  | CASE_LIST |  | 1 | site | SHU | 2025-03-19 | site | 0 | 1 | 1 | 2 | 4.27 | 0 | 4.27 | HITACHI(HE) |  | 1 | 1 | 0 | 1 | Flow 1: Port → Site | SHU | HITACHI
3905 | PRL-SHU-036-O1 | HVDC-ADOPT-HE-0245 | SHU | EQ-052 | 192228 | 1 | Outdoor | INSULATOR for Singlepole DSC SPOL 420 kV 3150 A | 378 | 113 | 100 | 4.271 | 1721 | 1840 | Not stackable | 85353090 | SEK | 52874.14 | MSC RENEE | Italy | Venezia | Khalifa port | 2024-12-16 | 2025-02-25 | [11 empty] | 2025-03-19 |  |  | CASE_LIST |  | 1 | site | SHU | 2025-03-19 | site | 0 | 1 | 1 | 2 | 4.27 | 0 | 4.27 | HITACHI(HE) |  | 1 | 1 | 0 | 1 | Flow 1: Port → Site | SHU | HITACHI
3906 | PRL-SHU-036-O1 | HVDC-ADOPT-HE-0245 | SHU | EQ-052 | 191527 | 1 | Outdoor | ROTARY STACK for Singlepole DSC SPOL 420 kV 3150 A | 377 | 95 | 80 | 2.865 | 1006 | 1125 | Not stackable | 85353090 | SEK | 52874.14 | MSC RENEE | Italy | Venezia | Khalifa port | 2024-12-16 | 2025-02-25 | [11 empty] | 2025-03-19 |  |  | CASE_LIST |  | 1 | site | SHU | 2025-03-19 | site | 0 | 1 | 1 | 2 | 3.58 | 0 | 3.58 | HITACHI(HE) |  | 1 | 1 | 0 | 1 | Flow 1: Port → Site | SHU | HITACHI
3811 | PRL-SHU-008-A5 | HVDC-ADOPT-HE-0244 | SHU | EQ-300 | 191536 | 1 | Indoor | HILTI Stud Bolt & Adapter | 52 | 32 | 33 | 0.054912 | 22 | 23 | Not stackable | 84198910 | SEK | 133548 | Emirates | SWEDEN | Malmoe | Abu Dhabi Airport | 2024-11-27 | 2024-11-29 | [11 empty] | 2024-12-06 |  |  | CASE_LIST |  | 1 | site | SHU | 2024-12-06 | site | 0 | 1 | 1 | 2 | 0.17 | 0 | 0.17 | HITACHI(HE) |  | 1 | 1 | 0 | 1 | Flow 1: Port → Site | SHU | HITACHI
3812 | PRL-SHU-008-A5 | HVDC-ADOPT-HE-0244 | SHU | EQ-300 | 191537 | 1 | Indoor | HILTI Stud Bolt & Adapter | 52 | 32 | 33 | 0.054912 | 22 | 23 | Not stackable | 84198910 | SEK | 133548 | Emirates | SWEDEN | Malmoe | Abu Dhabi Airport | 2024-11-27 | 2024-11-29 | [11 empty] | 2024-12-06 |  |  | CASE_LIST |  | 1 | site | SHU | 2024-12-06 | site | 0 | 1 | 1 | 2 | 0.17 | 0 | 0.17 | HITACHI(HE) |  | 1 | 1 | 0 | 1 | Flow 1: Port → Site | SHU | HITACHI
3975 | PRL-SHU-035-O | HVDC-ADOPT-HE-0243 | SHU | EQ-002 | 191526 | 1 | Outdoor | Diverter switch | 75 | 65 | 160 | 0.78 | 95 | 130 | Stackability 600kg/m2 | 85049017 | SEK | 292000 | MATZ MAERSK | SWEDEN | Gothenburg | Khalifa port | 2024-12-31 | 2025-01-28 | [11 empty] | 2025-02-15 |  |  | CASE_LIST |  | 1 | site | SHU | 2025-02-15 | site | 0 | 1 | 1 | 2 | 0.49 | 1 | 0.49 | HITACHI(HE) |  | 1 | 1 | 0 | 1 | Flow 1: Port → Site | SHU | HITACHI
5163 | PRL-SHU-034-O | HVDC-ADOPT-HE-0242 | SHU | EQ-321 | 191122 | 1 | Outdoor covered | Service Platform PB S171-12ES | 328 | 122 | 236 | 9.4438 | 5650 | 5650 | Not stackable | 84289090 | SEK | 959255.6 | HOEGH COPENHAGEN | BELGIUM | Antwerp | Khalifa port | 2025-04-06 | 2025-05-19 | [11 empty] | 2025-06-04 |  |  | CASE_LIST |  | 1 | site | SHU | 2025-06-04 | site | 0 | 1 | 1 | 2 | 4 | 0 | 4 | HITACHI(HE) |  | 1 | 1 | 0 | 1 | Flow 1: Port → Site | SHU | HITACHI
5161 | PRL-MIR-023-O | HVDC-ADOPT-HE-0241 | MIR | EQ-321 | 280099 | 1 | Outdoor covered | Service Platform PB S171-12ES | 328 | 122 | 236 | 9.4438 | 5650 | 5650 | Not stackable | 84289090 | SEK | 959255.6 | HOEGH COPENHAGEN | BELGIUM | Antwerp | Khalifa port | 2025-04-06 | 2025-05-19 | [10 empty] | 2025-06-13 |  |  |  | CASE_LIST |  | 1 | site | MIR | 2025-06-13 | site | 0 | 1 | 1 | 2 | 4 | 0 | 4 | HITACHI(HE) |  | 1 | 1 | 0 | 1 | Flow 1: Port → Site | MIR | HITACHI
5162 | PRL-MIR-023-O | HVDC-ADOPT-HE-0241 | MIR | EQ-321 | 280100 | 1 | Outdoor covered | Service Platform PB S171-12ES | 328 | 122 | 236 | 9.4438 | 5650 | 5650 | Not stackable | 84289090 | SEK | 959255.6 | HOEGH COPENHAGEN | BELGIUM | Antwerp | Khalifa port | 2025-04-06 | 2025-05-19 | [10 empty] | 2025-06-13 |  |  |  | CASE_LIST |  | 1 | site | MIR | 2025-06-13 | site | 0 | 1 | 1 | 2 | 4 | 0 | 4 | HITACHI(HE) |  | 1 | 1 | 0 | 1 | Flow 1: Port → Site | MIR | HITACHI
5158 | PRL-CS-026-O | HVDC-ADOPT-HE-0240 | AGI | EQ-321 | 365542 | 1 | Outdoor | Service Platform PB S171-12ES | 328 | 122 | 236 | 9.4438 | 5650 | 5650 | Not stackable | 84289090 | SEK | 959255.6 | HOEGH COPENHAGEN | BELGIUM | Antwerp | Khalifa port | 2025-04-06 | 2025-05-19 |  |  |  |  | 2025-06-04 | [9 empty] | CASE_LIST | 1 |  | warehouse | DSV Outdoor | 2025-06-04 | warehouse | 1 | 1 | -1 | 0 | 4 | 0 | 4 | HITACHI(HE) |  | 0 | 1 | 1 | 2 | Flow 2: Port → WH → Site | DSV Outdoor | HITACHI
5159 | PRL-CS-026-O | HVDC-ADOPT-HE-0240 | AGI | EQ-321 | 365543 | 1 | Outdoor | Service Platform PB S171-12ES | 328 | 122 | 236 | 9.4438 | 5650 | 5650 | Not stackable | 84289090 | SEK | 959255.6 | HOEGH COPENHAGEN | BELGIUM | Antwerp | Khalifa port | 2025-04-06 | 2025-05-19 |  |  |  |  | 2025-06-04 | [9 empty] | CASE_LIST | 1 |  | warehouse | DSV Outdoor | 2025-06-04 | warehouse | 1 | 1 | -1 | 0 | 4 | 0 | 4 | HITACHI(HE) |  | 0 | 1 | 1 | 2 | Flow 2: Port → WH → Site | DSV Outdoor | HITACHI
5160 | PRL-CS-026-O | HVDC-ADOPT-HE-0240 | DAS | EQ-321 | 208518 | 1 | Outdoor | Service Platform PB S171-12ES | 328 | 122 | 236 | 9.4438 | 5650 | 5650 | Not stackable | 84289090 | SEK | 959255.6 | HOEGH COPENHAGEN | BELGIUM | Antwerp | Khalifa port | 2025-04-06 | 2025-05-19 |  |  |  |  | 2025-06-04 |  | 2025-08-07 | [5 empty] | 2025-08-10 |  | CASE_LIST | 1 | 1 | site | DAS | 2025-08-10 | site | 2 | 3 | -1 | 2 | 4 | 0 | 4 | HITACHI(HE) |  | 1 | 3 | 2 | 4 | Flow 4: Port → WH → MOSB → Site | DAS | HITACHI
3878 | PRL-MIR-010-O2 | HVDC-ADOPT-HE-0239 | MIR | EQ-300 | 280059 | 1 | Indoor heated | Short Circuit Cabinet | 290 | 255 | 90 | 6.6555 | 950 | 1420 | Stackable | 84198910 | SEK | 1132184 | ARC COMMITMENT | SWEDEN | Gothenburg | Khalifa port | 2024-12-07 | 2025-01-22 |  | 2025-02-01 | [12 empty] | CASE_LIST | 1 |  | warehouse | DSV Indoor | 2025-02-01 | warehouse | 1 | 1 | -1 | 0 | 7.39 | 1 | 7.39 | HITACHI(HE) |  | 0 | 1 | 1 | 2 | Flow 2: Port → WH → Site | DSV Indoor | HITACHI
3879 | PRL-MIR-010-O2 | HVDC-ADOPT-HE-0239 | MIR | EQ-300 | 280060 | 1 | Indoor heated | Commissioning Supplies | 80 | 60 | 35 | 0.168 | 10 | 22 | Stackable | 84198910 | SEK | 1132184 | ARC COMMITMENT | SWEDEN | Gothenburg | Khalifa port | 2024-12-07 | 2025-01-22 |  | 2025-02-01 | [12 empty] | CASE_LIST | 1 |  | warehouse | DSV Indoor | 2025-02-01 | warehouse | 1 | 1 | -1 | 0 | 0.48 | 1 | 0.48 | HITACHI(HE) |  | 0 | 1 | 1 | 2 | Flow 2: Port → WH → Site | DSV Indoor | HITACHI
3880 | PRL-MIR-010-O2 | HVDC-ADOPT-HE-0239 | MIR | EQ-300 | 280061 | 1 | Indoor heated | Short Circuit Cabinet- spare | 80 | 60 | 35 | 0.168 | 40 | 50 | Stackable | 84198910 | SEK | 398790 | ARC COMMITMENT | SWEDEN | Gothenburg | Khalifa port | 2024-12-07 | 2025-01-22 |  | 2025-02-01 | [8 empty] | 2025-10-20 |  |  |  | CASE_LIST | 1 | 1 | site | MIR | 2025-10-20 | site | 1 | 2 | 0 | 2 | 0.48 | 1 | 0.48 | HITACHI(HE) |  | 1 | 2 | 1 | 2 | Flow 2: Port → WH → Site | MIR | HITACHI
3881 | PRL-MIR-010-O2 | HVDC-ADOPT-HE-0239 | MIR | EQ-300 | 280062 | 1 | Indoor heated | Short Circuit Cabinet | 290 | 255 | 90 | 6.6555 | 950 | 1420 | Stackable | 84198910 | SEK | 1132184 | ARC COMMITMENT | SWEDEN | Gothenburg | Khalifa port | 2024-12-07 | 2025-01-22 |  | 2025-02-01 | [12 empty] | CASE_LIST | 1 |  | warehouse | DSV Indoor | 2025-02-01 | warehouse | 1 | 1 | -1 | 0 | 7.39 | 1 | 7.39 | HITACHI(HE) |  | 0 | 1 | 1 | 2 | Flow 2: Port → WH → Site | DSV Indoor | HITACHI
3882 | PRL-MIR-010-O2 | HVDC-ADOPT-HE-0239 | MIR | EQ-300 | 280063 | 1 | Indoor heated | Commissioning Supplies | 80 | 60 | 35 | 0.168 | 10 | 22 | Stackable | 84198910 | SEK | 1132184 | ARC COMMITMENT | SWEDEN | Gothenburg | Khalifa port | 2024-12-07 | 2025-01-22 |  | 2025-02-01 | [12 empty] | CASE_LIST | 1 |  | warehouse | DSV Indoor | 2025-02-01 | warehouse | 1 | 1 | -1 | 0 | 0.48 | 1 | 0.48 | HITACHI(HE) |  | 0 | 1 | 1 | 2 | Flow 2: Port → WH → Site | DSV Indoor | HITACHI
3883 | PRL-MIR-010-O2 | HVDC-ADOPT-HE-0239 | MIR | EQ-300 | 280064 | 1 | Indoor heated | Short Circuit Cabinet- spare | 80 | 60 | 35 | 0.168 | 40 | 50 | Stackable | 84198910 | SEK | 398790 | ARC COMMITMENT | SWEDEN | Gothenburg | Khalifa port | 2024-12-07 | 2025-01-22 |  | 2025-02-01 | [8 empty] | 2025-10-20 |  |  |  | CASE_LIST | 1 | 1 | site | MIR | 2025-10-20 | site | 1 | 2 | 0 | 2 | 0.48 | 1 | 0.48 | HITACHI(HE) |  | 1 | 2 | 1 | 2 | Flow 2: Port → WH → Site | MIR | HITACHI
3884 | PRL-MIR-010-O2 | HVDC-ADOPT-HE-0239 | MIR | EQ-300 | 280011 | 1 | Indoor heated | Pump unit : 1-G5P002671-200 | 620 | 315 | 305 | 59.5665 | 8700 | 10220 | Not stackable | 84198910 | SEK | 1132184 | ARC COMMITMENT | SWEDEN | Gothenburg | Khalifa port | 2024-12-07 | 2025-01-22 | [14 empty] | CASE_LIST |  |  | Pre Arrival | Pre Arrival |  | Pre Arrival | 0 | 0 | 0 | 0 | 19.53 | 0 | 19.53 | HITACHI(HE) |  | 0 | 0 | 0 | 0 | Flow 0: Pre Arrival | Pre Arrival | HITACHI
3885 | PRL-MIR-010-O2 | HVDC-ADOPT-HE-0239 | MIR | EQ-300 | 280012 | 1 | Indoor heated | Treatment Unit: 1-G5P002671-210 | 470 | 140 | 295 | 19.411 | 2300 | 3100 | Not stackable | 84198910 | SEK | 1132184 | ARC COMMITMENT | SWEDEN | Gothenburg | Khalifa port | 2024-12-07 | 2025-01-22 | [14 empty] | CASE_LIST |  |  | Pre Arrival | Pre Arrival |  | Pre Arrival | 0 | 0 | 0 | 0 | 6.58 | 0 | 6.58 | HITACHI(HE) |  | 0 | 0 | 0 | 0 | Flow 0: Pre Arrival | Pre Arrival | HITACHI
3886 | PRL-MIR-010-O2 | HVDC-ADOPT-HE-0239 | MIR | EQ-300 | 280013 | 1 | Indoor heated | Treatment Unit Modul | 290 | 255 | 110 | 8.1345 | 700 | 1250 | Not stackable | 84198910 | SEK | 1132184 | ARC COMMITMENT | SWEDEN | Gothenburg | Khalifa port | 2024-12-07 | 2025-01-22 |  | 2025-02-01 | [12 empty] | CASE_LIST | 1 |  | warehouse | DSV Indoor | 2025-02-01 | warehouse | 1 | 1 | -1 | 0 | 7.39 | 0 | 7.39 | HITACHI(HE) |  | 0 | 1 | 1 | 2 | Flow 2: Port → WH → Site | DSV Indoor | HITACHI
3887 | PRL-MIR-010-O2 | HVDC-ADOPT-HE-0239 | MIR | EQ-300 | 280014 | 1 | Indoor heated | UMD Cabinet: 1-G5P002671-901 | 370 | 120 | 240 | 10.656 | 700 | 1200 | Not stackable | 84198910 | SEK | 1132184 | ARC COMMITMENT | SWEDEN | Gothenburg | Khalifa port | 2024-12-07 | 2025-01-22 |  | 2025-02-01 | [12 empty] | CASE_LIST | 1 |  | warehouse | DSV Indoor | 2025-02-01 | warehouse | 1 | 1 | -1 | 0 | 4.44 | 0 | 4.44 | HITACHI(HE) |  | 0 | 1 | 1 | 2 | Flow 2: Port → WH → Site | DSV Indoor | HITACHI
3888 | PRL-MIR-010-O2 | HVDC-ADOPT-HE-0239 | MIR | EQ-300 | 280016 | 1 | Indoor heated | Special Tools- Treatment unit | 135 | 95 | 90 | 1.1542 | 100 | 200 | Not stackable | 84198910 | SEK | 104655 | ARC COMMITMENT | SWEDEN | Gothenburg | Khalifa port | 2024-12-07 | 2025-01-22 |  | 2025-02-01 | [12 empty] | CASE_LIST | 1 |  | warehouse | DSV Indoor | 2025-02-01 | warehouse | 1 | 1 | -1 | 0 | 1.28 | 0 | 1.28 | HITACHI(HE) |  | 0 | 1 | 1 | 2 | Flow 2: Port → WH → Site | DSV Indoor | HITACHI
3889 | PRL-MIR-010-O2 | HVDC-ADOPT-HE-0239 | MIR | EQ-300 | 280017 | 1 | Indoor heated | Commissioning Supplies | 220 | 120 | 170 | 4.488 | 400 | 600 | Stackable | 84198910 | SEK | 1132184 | ARC COMMITMENT | SWEDEN | Gothenburg | Khalifa port | 2024-12-07 | 2025-01-22 |  | 2025-02-01 | [12 empty] | CASE_LIST | 1 |  | warehouse | DSV Indoor | 2025-02-01 | warehouse | 1 | 1 | -1 | 0 | 2.64 | 1 | 2.64 | HITACHI(HE) |  | 0 | 1 | 1 | 2 | Flow 2: Port → WH → Site | DSV Indoor | HITACHI
3890 | PRL-MIR-010-O2 | HVDC-ADOPT-HE-0239 | MIR | EQ-300 | 280018 | 1 | Indoor heated | Mech / Electrical Spare parts | 285 | 165 | 130 | 6.1132 | 1400 | 1550 | Stackable | 84198910 | SEK | 398790 | ARC COMMITMENT | SWEDEN | Gothenburg | Khalifa port | 2024-12-07 | 2025-01-22 |  | 2025-02-01 | [8 empty] | 2025-10-21 |  |  |  | CASE_LIST | 1 | 1 | site | MIR | 2025-10-21 | site | 1 | 2 | 0 | 2 | 4.7 | 1 | 4.7 | HITACHI(HE) |  | 1 | 2 | 1 | 2 | Flow 2: Port → WH → Site | MIR | HITACHI
3891 | PRL-MIR-010-O2 | HVDC-ADOPT-HE-0239 | MIR | EQ-300 | 280027 | 1 | Indoor heated | Pump unit : 1-G5P002671-200 | 620 | 315 | 305 | 59.5665 | 8700 | 10220 | Not stackable | 84198910 | SEK | 1132184 | ARC COMMITMENT | SWEDEN | Gothenburg | Khalifa port | 2024-12-07 | 2025-01-22 | [14 empty] | CASE_LIST |  |  | Pre Arrival | Pre Arrival |  | Pre Arrival | 0 | 0 | 0 | 0 | 19.53 | 0 | 19.53 | HITACHI(HE) |  | 0 | 0 | 0 | 0 | Flow 0: Pre Arrival | Pre Arrival | HITACHI
3892 | PRL-MIR-010-O2 | HVDC-ADOPT-HE-0239 | MIR | EQ-300 | 280028 | 1 | Indoor heated | Treatment Unit: 1-G5P002671-210 | 470 | 140 | 295 | 19.411 | 1700 | 2500 | Not stackable | 84198910 | SEK | 1132184 | ARC COMMITMENT | SWEDEN | Gothenburg | Khalifa port | 2024-12-07 | 2025-01-22 | [14 empty] | CASE_LIST |  |  | Pre Arrival | Pre Arrival |  | Pre Arrival | 0 | 0 | 0 | 0 | 6.58 | 0 | 6.58 | HITACHI(HE) |  | 0 | 0 | 0 | 0 | Flow 0: Pre Arrival | Pre Arrival | HITACHI
3893 | PRL-MIR-010-O2 | HVDC-ADOPT-HE-0239 | MIR | EQ-300 | 280029 | 1 | Indoor heated | Treatment Unit Modul | 290 | 255 | 110 | 8.1345 | 700 | 1250 | Not stackable | 84198910 | SEK | 1132184 | ARC COMMITMENT | SWEDEN | Gothenburg | Khalifa port | 2024-12-07 | 2025-01-22 |  | 2025-02-01 | [12 empty] | CASE_LIST | 1 |  | warehouse | DSV Indoor | 2025-02-01 | warehouse | 1 | 1 | -1 | 0 | 7.39 | 0 | 7.39 | HITACHI(HE) |  | 0 | 1 | 1 | 2 | Flow 2: Port → WH → Site | DSV Indoor | HITACHI
3894 | PRL-MIR-010-O2 | HVDC-ADOPT-HE-0239 | MIR | EQ-300 | 280030 | 1 | Indoor heated | UMD Cabinet: 3-G5P002671 | 370 | 120 | 250 | 11.1 | 700 | 1100 | Not stackable | 84198910 | SEK | 1132184 | ARC COMMITMENT | SWEDEN | Gothenburg | Khalifa port | 2024-12-07 | 2025-01-22 |  | 2025-02-01 | [12 empty] | CASE_LIST | 1 |  | warehouse | DSV Indoor | 2025-02-01 | warehouse | 1 | 1 | -1 | 0 | 4.44 | 0 | 4.44 | HITACHI(HE) |  | 0 | 1 | 1 | 2 | Flow 2: Port → WH → Site | DSV Indoor | HITACHI
3895 | PRL-MIR-010-O2 | HVDC-ADOPT-HE-0239 | MIR | EQ-300 | 280032 | 1 | Indoor heated | Commissioning Supplies | 240 | 140 | 90 | 3.024 | 450 | 550 | Stackable | 84198910 | SEK | 1132184 | ARC COMMITMENT | SWEDEN | Gothenburg | Khalifa port | 2024-12-07 | 2025-01-22 |  | 2025-02-01 | [12 empty] | CASE_LIST | 1 |  | warehouse | DSV Indoor | 2025-02-01 | warehouse | 1 | 1 | -1 | 0 | 3.36 | 1 | 3.36 | HITACHI(HE) |  | 0 | 1 | 1 | 2 | Flow 2: Port → WH → Site | DSV Indoor | HITACHI
3860 | PRL-ZAK-010-O2 | HVDC-ADOPT-HE-0238 | AGI | EQ-300 | 365437 | 1 | Indoor heated | Pump unit | 620 | 315 | 305 | 59.5665 | 8700 | 10220 | Not stackable | 84198910 | SEK | 945381.6 | ARC COMMITMENT | SWEDEN | Gothenburg | Khalifa port | 2024-12-07 | 2025-01-22 | [14 empty] | CASE_LIST |  |  | Pre Arrival | Pre Arrival |  | Pre Arrival | 0 | 0 | 0 | 0 | 19.53 | 0 | 19.53 | HITACHI(HE) |  | 0 | 0 | 0 | 0 | Flow 0: Pre Arrival | Pre Arrival | HITACHI
3861 | PRL-ZAK-010-O2 | HVDC-ADOPT-HE-0238 | AGI | EQ-300 | 365438 | 1 | Indoor heated | Treatment Unit | 470 | 140 | 295 | 19.411 | 2300 | 3100 | Not stackable | 84198910 | SEK | 945381.6 | ARC COMMITMENT | SWEDEN | Gothenburg | Khalifa port | 2024-12-07 | 2025-01-22 | [14 empty] | CASE_LIST |  |  | Pre Arrival | Pre Arrival |  | Pre Arrival | 0 | 0 | 0 | 0 | 6.58 | 0 | 6.58 | HITACHI(HE) |  | 0 | 0 | 0 | 0 | Flow 0: Pre Arrival | Pre Arrival | HITACHI
3862 | PRL-ZAK-010-O2 | HVDC-ADOPT-HE-0238 | AGI | EQ-300 | 365439 | 1 | Indoor heated | Treatment Unit Modul | 290 | 255 | 110 | 8.1345 | 700 | 1250 | Not stackable | 84198910 | SEK | 945381.6 | ARC COMMITMENT | SWEDEN | Gothenburg | Khalifa port | 2024-12-07 | 2025-01-22 |  | 2025-02-01 | [12 empty] | CASE_LIST | 1 |  | warehouse | DSV Indoor | 2025-02-01 | warehouse | 1 | 1 | -1 | 0 | 7.39 | 0 | 7.39 | HITACHI(HE) |  | 0 | 1 | 1 | 2 | Flow 2: Port → WH → Site | DSV Indoor | HITACHI
3863 | PRL-ZAK-010-O2 | HVDC-ADOPT-HE-0238 | AGI | EQ-300 | 365440 | 1 | Indoor heated | UMD Cabinet | 370 | 120 | 240 | 10.656 | 700 | 1250 | Not stackable | 84198910 | SEK | 945381.6 | ARC COMMITMENT | SWEDEN | Gothenburg | Khalifa port | 2024-12-07 | 2025-01-22 |  | 2025-02-01 | [12 empty] | CASE_LIST | 1 |  | warehouse | DSV Indoor | 2025-02-01 | warehouse | 1 | 1 | -1 | 0 | 4.44 | 0 | 4.44 | HITACHI(HE) |  | 0 | 1 | 1 | 2 | Flow 2: Port → WH → Site | DSV Indoor | HITACHI
3864 | PRL-ZAK-010-O2 | HVDC-ADOPT-HE-0238 | AGI | EQ-300 | 365442 | 1 | Indoor heated | Special Tools | 135 | 95 | 95 | 1.2184 | 47 | 150 | Stackable | 84198910 | SEK | 88954.2 | ARC COMMITMENT | SWEDEN | Gothenburg | Khalifa port | 2024-12-07 | 2025-01-22 |  | 2025-02-01 | [12 empty] | CASE_LIST | 1 |  | warehouse | DSV Indoor | 2025-02-01 | warehouse | 1 | 1 | -1 | 0 | 1.28 | 1 | 1.28 | HITACHI(HE) |  | 0 | 1 | 1 | 2 | Flow 2: Port → WH → Site | DSV Indoor | HITACHI
3865 | PRL-ZAK-010-O2 | HVDC-ADOPT-HE-0238 | AGI | EQ-300 | 365443 | 1 | Indoor heated | Commissioning Supplies | 240 | 145 | 100 | 3.48 | 380 | 600 | Stackable | 84198910 | SEK | 945381.6 | ARC COMMITMENT | SWEDEN | Gothenburg | Khalifa port | 2024-12-07 | 2025-01-22 |  | 2025-02-01 | [12 empty] | CASE_LIST | 1 |  | warehouse | DSV Indoor | 2025-02-01 | warehouse | 1 | 1 | -1 | 0 | 3.48 | 1 | 3.48 | HITACHI(HE) |  | 0 | 1 | 1 | 2 | Flow 2: Port → WH → Site | DSV Indoor | HITACHI
3866 | PRL-ZAK-010-O2 | HVDC-ADOPT-HE-0238 | AGI | EQ-300 | 365444 | 1 | Indoor heated | Mech Spare Parts + Electrical Spare Parts | 300 | 180 | 130 | 7.02 | 1600 | 2090 | Stackable | 84198910 | SEK | 418185.7 | ARC COMMITMENT | SWEDEN | Gothenburg | Khalifa port | 2024-12-07 | 2025-01-22 |  | 2025-02-01 | [12 empty] | CASE_LIST | 1 |  | warehouse | DSV Indoor | 2025-02-01 | warehouse | 1 | 1 | -1 | 0 | 5.4 | 1 | 5.4 | HITACHI(HE) |  | 0 | 1 | 1 | 2 | Flow 2: Port → WH → Site | DSV Indoor | HITACHI
3867 | PRL-ZAK-010-O2 | HVDC-ADOPT-HE-0238 | AGI | EQ-300 | 365454 | 1 | Indoor heated | Pump unit | 610 | 315 | 305 | 58.6058 | 8700 | 10220 | Not stackable | 84198910 | SEK | 945381.6 | ARC COMMITMENT | SWEDEN | Gothenburg | Khalifa port | 2024-12-07 | 2025-01-22 | [14 empty] | CASE_LIST |  |  | Pre Arrival | Pre Arrival |  | Pre Arrival | 0 | 0 | 0 | 0 | 19.21 | 0 | 19.21 | HITACHI(HE) |  | 0 | 0 | 0 | 0 | Flow 0: Pre Arrival | Pre Arrival | HITACHI
3868 | PRL-ZAK-010-O2 | HVDC-ADOPT-HE-0238 | AGI | EQ-300 | 365455 | 1 | Indoor heated | Treatment Unit | 470 | 140 | 295 | 19.411 | 2300 | 3100 | Not stackable | 84198910 | SEK | 945381.6 | ARC COMMITMENT | SWEDEN | Gothenburg | Khalifa port | 2024-12-07 | 2025-01-22 | [14 empty] | CASE_LIST |  |  | Pre Arrival | Pre Arrival |  | Pre Arrival | 0 | 0 | 0 | 0 | 6.58 | 0 | 6.58 | HITACHI(HE) |  | 0 | 0 | 0 | 0 | Flow 0: Pre Arrival | Pre Arrival | HITACHI
3869 | PRL-ZAK-010-O2 | HVDC-ADOPT-HE-0238 | AGI | EQ-300 | 365456 | 1 | Indoor heated | Treatment Unit Modul | 290 | 255 | 110 | 8.1345 | 700 | 1250 | Not stackable | 84198910 | SEK | 945381.6 | ARC COMMITMENT | SWEDEN | Gothenburg | Khalifa port | 2024-12-07 | 2025-01-22 |  | 2025-02-01 | [12 empty] | CASE_LIST | 1 |  | warehouse | DSV Indoor | 2025-02-01 | warehouse | 1 | 1 | -1 | 0 | 7.39 | 0 | 7.39 | HITACHI(HE) |  | 0 | 1 | 1 | 2 | Flow 2: Port → WH → Site | DSV Indoor | HITACHI
3870 | PRL-ZAK-010-O2 | HVDC-ADOPT-HE-0238 | AGI | EQ-300 | 365457 | 1 | Indoor heated | UMD Cabinet | 370 | 120 | 240 | 10.656 | 700 | 1000 | Not stackable | 84198910 | SEK | 945381.6 | ARC COMMITMENT | SWEDEN | Gothenburg | Khalifa port | 2024-12-07 | 2025-01-22 |  | 2025-02-01 | [12 empty] | CASE_LIST | 1 |  | warehouse | DSV Indoor | 2025-02-01 | warehouse | 1 | 1 | -1 | 0 | 4.44 | 0 | 4.44 | HITACHI(HE) |  | 0 | 1 | 1 | 2 | Flow 2: Port → WH → Site | DSV Indoor | HITACHI
3871 | PRL-ZAK-010-O2 | HVDC-ADOPT-HE-0238 | AGI | EQ-300 | 365459 | 1 | Indoor heated | Commissioning Supplies | 220 | 120 | 170 | 4.488 | 550 | 780 | Stackable | 84198910 | SEK | 945381.6 | ARC COMMITMENT | SWEDEN | Gothenburg | Khalifa port | 2024-12-07 | 2025-01-22 |  | 2025-02-01 | [12 empty] | CASE_LIST | 1 |  | warehouse | DSV Indoor | 2025-02-01 | warehouse | 1 | 1 | -1 | 0 | 2.64 | 1 | 2.64 | HITACHI(HE) |  | 0 | 1 | 1 | 2 | Flow 2: Port → WH → Site | DSV Indoor | HITACHI
3872 | PRL-ZAK-010-O2 | HVDC-ADOPT-HE-0238 | AGI | EQ-300 | 365475 | 1 | Indoor heated | Short Circuts Cabinet | 290 | 255 | 90 | 6.6555 | 950 | 1420 | Stackable | 84198910 | SEK | 945381.6 | ARC COMMITMENT | SWEDEN | Gothenburg | Khalifa port | 2024-12-07 | 2025-01-22 |  | 2025-02-01 | [12 empty] | CASE_LIST | 1 |  | warehouse | DSV Indoor | 2025-02-01 | warehouse | 1 | 1 | -1 | 0 | 7.39 | 1 | 7.39 | HITACHI(HE) |  | 0 | 1 | 1 | 2 | Flow 2: Port → WH → Site | DSV Indoor | HITACHI
3873 | PRL-ZAK-010-O2 | HVDC-ADOPT-HE-0238 | AGI | EQ-300 | 365476 | 1 | Indoor heated | Commissioning for short Circuit Cabinet | 80 | 60 | 35 | 0.168 | 10 | 22 | Stackable | 84198910 | SEK | 945381.6 | ARC COMMITMENT | SWEDEN | Gothenburg | Khalifa port | 2024-12-07 | 2025-01-22 |  | 2025-02-01 | [12 empty] | CASE_LIST | 1 |  | warehouse | DSV Indoor | 2025-02-01 | warehouse | 1 | 1 | -1 | 0 | 0.48 | 1 | 0.48 | HITACHI(HE) |  | 0 | 1 | 1 | 2 | Flow 2: Port → WH → Site | DSV Indoor | HITACHI
3874 | PRL-ZAK-010-O2 | HVDC-ADOPT-HE-0238 | AGI | EQ-300 | 365477 | 1 | Indoor heated | Spare Parts for short circuit cabinet | 80 | 60 | 35 | 0.168 | 40 | 50 | Stackable | 84198910 | SEK | 418185.7 | ARC COMMITMENT | SWEDEN | Gothenburg | Khalifa port | 2024-12-07 | 2025-01-22 |  | 2025-02-01 | [12 empty] | CASE_LIST | 1 |  | warehouse | DSV Indoor | 2025-02-01 | warehouse | 1 | 1 | -1 | 0 | 0.48 | 1 | 0.48 | HITACHI(HE) |  | 0 | 1 | 1 | 2 | Flow 2: Port → WH → Site | DSV Indoor | HITACHI
3875 | PRL-ZAK-010-O2 | HVDC-ADOPT-HE-0238 | AGI | EQ-300 | 365491 | 1 | Indoor heated | Short Circuts Cabinet | 290 | 255 | 90 | 6.6555 | 950 | 1420 | Stackable | 84198910 | SEK | 945381.6 | ARC COMMITMENT | SWEDEN | Gothenburg | Khalifa port | 2024-12-07 | 2025-01-22 |  | 2025-02-01 | [12 empty] | CASE_LIST | 1 |  | warehouse | DSV Indoor | 2025-02-01 | warehouse | 1 | 1 | -1 | 0 | 7.39 | 1 | 7.39 | HITACHI(HE) |  | 0 | 1 | 1 | 2 | Flow 2: Port → WH → Site | DSV Indoor | HITACHI
3876 | PRL-ZAK-010-O2 | HVDC-ADOPT-HE-0238 | AGI | EQ-300 | 365492 | 1 | Indoor heated | Commissioning for short Circuit Cabinet | 80 | 60 | 35 | 0.168 | 10 | 22 | Stackable | 84198910 | SEK | 945381.6 | ARC COMMITMENT | SWEDEN | Gothenburg | Khalifa port | 2024-12-07 | 2025-01-22 |  | 2025-02-01 | [12 empty] | CASE_LIST | 1 |  | warehouse | DSV Indoor | 2025-02-01 | warehouse | 1 | 1 | -1 | 0 | 0.48 | 1 | 0.48 | HITACHI(HE) |  | 0 | 1 | 1 | 2 | Flow 2: Port → WH → Site | DSV Indoor | HITACHI
3877 | PRL-ZAK-010-O2 | HVDC-ADOPT-HE-0238 | AGI | EQ-300 | 365493 | 1 | Indoor heated | Spare Parts for short circuit cabinet | 80 | 60 | 35 | 0.168 | 40 | 50 | Stackable | 84198910 | SEK | 418185.7 | ARC COMMITMENT | SWEDEN | Gothenburg | Khalifa port | 2024-12-07 | 2025-01-22 |  | 2025-02-01 | [12 empty] | CASE_LIST | 1 |  | warehouse | DSV Indoor | 2025-02-01 | warehouse | 1 | 1 | -1 | 0 | 0.48 | 1 | 0.48 | HITACHI(HE) |  | 0 | 1 | 1 | 2 | Flow 2: Port → WH → Site | DSV Indoor | HITACHI
3821 | PRL-DAS-022-A | HVDC-ADOPT-HE-0237 | DAS | EQ-273 | 208606 | 1 | Indoor | Optical Fiber Cables For Valves - Breakout 8xOM1 ST/PC 110m | 120 | 80 | 111 | 1.0656 | 265 | 278 | Stackable 1 tier | 85447700 | SEK | 652795.2 | QR9705 | Estonia | Talinn | Abu Dhabi Airport | 2024-11-28 | 2024-12-03 | [6 empty] | 2024-12-09 | [5 empty] | 2024-12-18 |  | CASE_LIST | 1 | 1 | site | DAS | 2024-12-18 | site | 1 | 2 | 0 | 2 | 0.96 | 1 | 0.96 | HITACHI(HE) |  | 1 | 2 | 1 | 3 | Flow 3: Port → MOSB → Site | DAS | HITACHI
3822 | PRL-DAS-022-A | HVDC-ADOPT-HE-0237 | DAS | EQ-273 | 208607 | 1 | Indoor | Optical Fiber Cables For Valves - Breakout 8xOM1 ST/PC 110m | 120 | 80 | 89 | 0.8544 | 226 | 239 | Stackable 1 tier | 85447700 | SEK | 652795.2 | QR9705 | Estonia | Talinn | Abu Dhabi Airport | 2024-11-28 | 2024-12-03 | [6 empty] | 2024-12-09 | [5 empty] | 2024-12-18 |  | CASE_LIST | 1 | 1 | site | DAS | 2024-12-18 | site | 1 | 2 | 0 | 2 | 0.96 | 1 | 0.96 | HITACHI(HE) |  | 1 | 2 | 1 | 3 | Flow 3: Port → MOSB → Site | DAS | HITACHI
3823 | PRL-DAS-022-A | HVDC-ADOPT-HE-0237 | DAS | EQ-273 | 208608 | 1 | Indoor | Optical Fiber Cables For Valves - Breakout 8xOM1 ST/PC 110m | 120 | 80 | 93 | 0.8928 | 225 | 238 | Stackable 1 tier | 85447700 | SEK | 652795.2 | QR9705 | Estonia | Talinn | Abu Dhabi Airport | 2024-11-28 | 2024-12-03 | [6 empty] | 2024-12-09 | [5 empty] | 2024-12-18 |  | CASE_LIST | 1 | 1 | site | DAS | 2024-12-18 | site | 1 | 2 | 0 | 2 | 0.96 | 1 | 0.96 | HITACHI(HE) |  | 1 | 2 | 1 | 3 | Flow 3: Port → MOSB → Site | DAS | HITACHI
3799 | PRL-CS-021-O1 | HVDC-ADOPT-HE-0236 | AGI | EQ-323 | 364819 | 1 | Indoor | Instrument Kit | 170 | 80 | 82 | 1.1152 | 125 | 210 | Stackable /2 |  | SEK | 320200 | MAERSK HAMBURG | SWEDEN | Gothenburg | Khalifa port | 2024-11-21 | 2025-01-03 |  | 2025-02-14 | [12 empty] | CASE_LIST | 1 |  | warehouse | DSV Indoor | 2025-02-14 | warehouse | 1 | 1 | -1 | 0 | 1.36 | 2 | 1.36 | HITACHI(HE) |  | 0 | 1 | 1 | 2 | Flow 2: Port → WH → Site | DSV Indoor | HITACHI
3800 | PRL-CS-021-O1 | HVDC-ADOPT-HE-0236 | AGI | EQ-323 | 364820 | 1 | Indoor | Instrument Kit | 170 | 80 | 82 | 1.1152 | 125 | 210 | Stackable /2 |  | SEK | 320200 | MAERSK HAMBURG | SWEDEN | Gothenburg | Khalifa port | 2024-11-21 | 2025-01-03 |  | 2025-02-14 | [12 empty] | CASE_LIST | 1 |  | warehouse | DSV Indoor | 2025-02-14 | warehouse | 1 | 1 | -1 | 0 | 1.36 | 2 | 1.36 | HITACHI(HE) |  | 0 | 1 | 1 | 2 | Flow 2: Port → WH → Site | DSV Indoor | HITACHI
3801 | PRL-CS-021-O1 | HVDC-ADOPT-HE-0236 | AGI | EQ-323 | 364821 | 1 | Indoor | Earthing Kit | 382 | 102 | 118 | 4.5978 | 245 | 495 | Stackable /2 |  | SEK | 320200 | MAERSK HAMBURG | SWEDEN | Gothenburg | Khalifa port | 2024-11-21 | 2025-01-03 |  | 2025-02-14 | [12 empty] | CASE_LIST | 1 |  | warehouse | DSV Indoor | 2025-02-14 | warehouse | 1 | 1 | -1 | 0 | 3.9 | 2 | 3.9 | HITACHI(HE) |  | 0 | 1 | 1 | 2 | Flow 2: Port → WH → Site | DSV Indoor | HITACHI
3802 | PRL-CS-021-O1 | HVDC-ADOPT-HE-0236 | AGI | EQ-323 | 364822 | 1 | Indoor | Earthing Kit | 382 | 102 | 118 | 4.5978 | 245 | 495 | Stackable /2 |  | SEK | 320200 | MAERSK HAMBURG | SWEDEN | Gothenburg | Khalifa port | 2024-11-21 | 2025-01-03 |  | 2025-02-14 | [12 empty] | CASE_LIST | 1 |  | warehouse | DSV Indoor | 2025-02-14 | warehouse | 1 | 1 | -1 | 0 | 3.9 | 2 | 3.9 | HITACHI(HE) |  | 0 | 1 | 1 | 2 | Flow 2: Port → WH → Site | DSV Indoor | HITACHI
3803 | PRL-CS-021-O1 | HVDC-ADOPT-HE-0236 | SHU | EQ-323 | 190753 | 1 | Indoor | Earthing Kit | 382 | 102 | 118 | 4.5978 | 245 | 495 | Stackable /2 |  | SEK | 438884 | MAERSK HAMBURG | SWEDEN | Gothenburg | Khalifa port | 2024-11-21 | 2025-01-03 |  | 2025-02-14 | [9 empty] | 2025-06-16 |  |  | CASE_LIST | 1 | 1 | site | SHU | 2025-06-16 | site | 1 | 2 | 0 | 2 | 3.9 | 2 | 3.9 | HITACHI(HE) |  | 1 | 2 | 1 | 2 | Flow 2: Port → WH → Site | SHU | HITACHI
3804 | PRL-CS-021-O1 | HVDC-ADOPT-HE-0236 | DAS | EQ-323 | 207803 | 1 | Indoor | Earthing Kit | 382 | 102 | 118 | 4.5978 | 245 | 495 | Stackable /2 |  | SEK | 433859 | MAERSK HAMBURG | SWEDEN | Gothenburg | Khalifa port | 2024-11-21 | 2025-01-03 |  | 2025-02-14 | [10 empty] | 2025-07-21 |  | CASE_LIST | 1 | 1 | site | DAS | 2025-07-21 | site | 1 | 2 | 0 | 2 | 3.9 | 2 | 3.9 | HITACHI(HE) |  | 1 | 2 | 1 | 2 | Flow 2: Port → WH → Site | DAS | HITACHI
3805 | PRL-CS-021-O1 | HVDC-ADOPT-HE-0236 | SHU | EQ-323 | 190752 | 1 | Indoor | Instrument Kit | 167 | 77 | 80 | 1.1152 | 125 | 210 | Stackable /2 |  | SEK | 438884 | MAERSK HAMBURG | SWEDEN | Gothenburg | Khalifa port | 2024-11-21 | 2025-01-03 |  | 2025-02-14 | [9 empty] | 2025-06-16 |  |  | CASE_LIST | 1 | 1 | site | SHU | 2025-06-16 | site | 1 | 2 | 0 | 2 | 1.29 | 2 | 1.29 | HITACHI(HE) |  | 1 | 2 | 1 | 2 | Flow 2: Port → WH → Site | SHU | HITACHI
3806 | PRL-CS-021-O1 | HVDC-ADOPT-HE-0236 | DAS | EQ-323 | 207802 | 1 | Indoor | Instrument Kit | 170 | 80 | 82 | 1.1152 | 125 | 210 | Stackable /2 |  | SEK | 433859 | MAERSK HAMBURG | SWEDEN | Gothenburg | Khalifa port | 2024-11-21 | 2025-01-03 |  | 2025-02-14 |  |  |  |  | 2025-05-26 | [5 empty] | 2025-05-30 |  | CASE_LIST | 1 | 1 | site | DAS | 2025-05-30 | site | 2 | 3 | -1 | 2 | 1.36 | 2 | 1.36 | HITACHI(HE) |  | 1 | 3 | 2 | 4 | Flow 4: Port → WH → MOSB → Site | DAS | HITACHI
3807 | PRL-CS-021-O1 | HVDC-ADOPT-HE-0236 | MIR | EQ-323 | 279689 | 1 | Indoor | Instrument Kit | 170 | 80 | 82 | 1.1152 | 125 | 210 | Stackable /2 |  | SEK | 327582 | MAERSK HAMBURG | SWEDEN | Gothenburg | Khalifa port | 2024-11-21 | 2025-01-03 |  | 2025-02-14 | [8 empty] | 2025-10-21 |  |  |  | CASE_LIST | 1 | 1 | site | MIR | 2025-10-21 | site | 1 | 2 | 0 | 2 | 1.36 | 2 | 1.36 | HITACHI(HE) |  | 1 | 2 | 1 | 2 | Flow 2: Port → WH → Site | MIR | HITACHI
3808 | PRL-CS-021-O1 | HVDC-ADOPT-HE-0236 | MIR | EQ-323 | 279690 | 1 | Indoor | Instrument Kit | 170 | 80 | 82 | 1.1152 | 125 | 210 | Stackable /2 |  | SEK | 327582 | MAERSK HAMBURG | SWEDEN | Gothenburg | Khalifa port | 2024-11-21 | 2025-01-03 |  | 2025-02-14 | [8 empty] | 2025-10-21 |  |  |  | CASE_LIST | 1 | 1 | site | MIR | 2025-10-21 | site | 1 | 2 | 0 | 2 | 1.36 | 2 | 1.36 | HITACHI(HE) |  | 1 | 2 | 1 | 2 | Flow 2: Port → WH → Site | MIR | HITACHI
3809 | PRL-CS-021-O1 | HVDC-ADOPT-HE-0236 | MIR | EQ-323 | 279691 | 1 | Indoor | Earthing Kit | 382 | 102 | 118 | 4.5978 | 245 | 495 | Stackable /2 |  | SEK | 327582 | MAERSK HAMBURG | SWEDEN | Gothenburg | Khalifa port | 2024-11-21 | 2025-01-03 |  | 2025-02-14 | [8 empty] | 2025-10-21 |  |  |  | CASE_LIST | 1 | 1 | site | MIR | 2025-10-21 | site | 1 | 2 | 0 | 2 | 3.9 | 2 | 3.9 | HITACHI(HE) |  | 1 | 2 | 1 | 2 | Flow 2: Port → WH → Site | MIR | HITACHI
3810 | PRL-CS-021-O1 | HVDC-ADOPT-HE-0236 | MIR | EQ-323 | 279692 | 1 | Indoor | Earthing Kit | 382 | 102 | 118 | 4.5978 | 245 | 495 | Stackable /2 |  | SEK | 327582 | MAERSK HAMBURG | SWEDEN | Gothenburg | Khalifa port | 2024-11-21 | 2025-01-03 |  | 2025-02-14 | [8 empty] | 2025-10-21 |  |  |  | CASE_LIST | 1 | 1 | site | MIR | 2025-10-21 | site | 1 | 2 | 0 | 2 | 3.9 | 2 | 3.9 | HITACHI(HE) |  | 1 | 2 | 1 | 2 | Flow 2: Port → WH → Site | MIR | HITACHI
3779 | PRL-MIR-011-O2 | HVDC-ADOPT-HE-0234 | MIR | EQ-009 | 279951 | 1 | Outdoor covered | GSCL1300 | 750 | 91 | 105 | 7.16 | 1110 | 1625 | Stackable /2 | 85469090 | SEK | 338239.8 | ALETTE MAERSK | SWEDEN | Gothenburg | Khalifa port | 2024-10-16 | 2025-12-21 | [10 empty] | 2025-01-11 |  |  |  | CASE_LIST |  | 1 | site | MIR | 2025-01-11 | site | 0 | 1 | 1 | 2 | 6.83 | 2 | 6.83 | HITACHI(HE) |  | 1 | 1 | 0 | 1 | Flow 1: Port → Site | MIR | HITACHI
3780 | PRL-MIR-011-O2 | HVDC-ADOPT-HE-0234 | MIR | EQ-009 | 279952 | 1 | Outdoor covered | Corona shield | 186 | 93 | 80 | 1.3838 | 25.2 | 70 | Stackable /2 | 85469090 | SEK | 338239.8 | ALETTE MAERSK | SWEDEN | Gothenburg | Khalifa port | 2024-10-16 | 2025-12-21 | [10 empty] | 2025-01-11 |  |  |  | CASE_LIST |  | 1 | site | MIR | 2025-01-11 | site | 0 | 1 | 1 | 2 | 1.73 | 2 | 1.73 | HITACHI(HE) |  | 1 | 1 | 0 | 1 | Flow 1: Port → Site | MIR | HITACHI
3781 | PRL-MIR-011-O2 | HVDC-ADOPT-HE-0234 | MIR | EQ-009 | 279955 | 1 | Outdoor covered | GSCL1300 | 750 | 91 | 105 | 7.16 | 1080 | 1625 | Stackable /2 | 85469090 | SEK | 338239.8 | ALETTE MAERSK | SWEDEN | Gothenburg | Khalifa port | 2024-10-16 | 2025-12-21 | [10 empty] | 2025-01-11 |  |  |  | CASE_LIST |  | 1 | site | MIR | 2025-01-11 | site | 0 | 1 | 1 | 2 | 6.83 | 2 | 6.83 | HITACHI(HE) |  | 1 | 1 | 0 | 1 | Flow 1: Port → Site | MIR | HITACHI
3782 | PRL-MIR-011-O2 | HVDC-ADOPT-HE-0234 | MIR | EQ-009 | 279956 | 1 | Outdoor covered | Corona shield | 186 | 93 | 80 | 1.3838 | 25.2 | 70 | Stackable /2 | 85469090 | SEK | 338239.8 | ALETTE MAERSK | SWEDEN | Gothenburg | Khalifa port | 2024-10-16 | 2025-12-21 | [10 empty] | 2025-01-11 |  |  |  | CASE_LIST |  | 1 | site | MIR | 2025-01-11 | site | 0 | 1 | 1 | 2 | 1.73 | 2 | 1.73 | HITACHI(HE) |  | 1 | 1 | 0 | 1 | Flow 1: Port → Site | MIR | HITACHI
3783 | PRL-MIR-011-O2 | HVDC-ADOPT-HE-0234 | MIR | EQ-009 | 279957 | 1 | Outdoor covered | GSCL1300 | 750 | 91 | 105 | 7.16 | 1080 | 1625 | Stackable /2 | 85469090 | SEK | 338239.8 | ALETTE MAERSK | SWEDEN | Gothenburg | Khalifa port | 2024-10-16 | 2025-12-21 | [10 empty] | 2025-01-11 |  |  |  | CASE_LIST |  | 1 | site | MIR | 2025-01-11 | site | 0 | 1 | 1 | 2 | 6.83 | 2 | 6.83 | HITACHI(HE) |  | 1 | 1 | 0 | 1 | Flow 1: Port → Site | MIR | HITACHI
3784 | PRL-MIR-011-O2 | HVDC-ADOPT-HE-0234 | MIR | EQ-009 | 279958 | 1 | Outdoor covered | Corona shield | 186 | 93 | 80 | 1.3838 | 25.2 | 70 | Stackable /2 | 85469090 | SEK | 338239.8 | ALETTE MAERSK | SWEDEN | Gothenburg | Khalifa port | 2024-10-16 | 2025-12-21 | [10 empty] | 2025-01-11 |  |  |  | CASE_LIST |  | 1 | site | MIR | 2025-01-11 | site | 0 | 1 | 1 | 2 | 1.73 | 2 | 1.73 | HITACHI(HE) |  | 1 | 1 | 0 | 1 | Flow 1: Port → Site | MIR | HITACHI
3785 | PRL-MIR-011-O2 | HVDC-ADOPT-HE-0234 | MIR | EQ-009 | 279959 | 1 | Outdoor covered | GSCL1300 | 750 | 91 | 105 | 7.16 | 1080 | 1625 | Stackable /2 | 85469090 | SEK | 338239.8 | ALETTE MAERSK | SWEDEN | Gothenburg | Khalifa port | 2024-10-16 | 2025-12-21 | [10 empty] | 2025-01-11 |  |  |  | CASE_LIST |  | 1 | site | MIR | 2025-01-11 | site | 0 | 1 | 1 | 2 | 6.83 | 2 | 6.83 | HITACHI(HE) |  | 1 | 1 | 0 | 1 | Flow 1: Port → Site | MIR | HITACHI
3786 | PRL-MIR-011-O2 | HVDC-ADOPT-HE-0234 | MIR | EQ-009 | 279960 | 1 | Outdoor covered | Corona shield | 186 | 93 | 80 | 1.3838 | 25.2 | 70 | Stackable /2 | 85469090 | SEK | 338239.8 | ALETTE MAERSK | SWEDEN | Gothenburg | Khalifa port | 2024-10-16 | 2025-12-21 | [10 empty] | 2025-01-11 |  |  |  | CASE_LIST |  | 1 | site | MIR | 2025-01-11 | site | 0 | 1 | 1 | 2 | 1.73 | 2 | 1.73 | HITACHI(HE) |  | 1 | 1 | 0 | 1 | Flow 1: Port → Site | MIR | HITACHI
3787 | PRL-MIR-011-O2 | HVDC-ADOPT-HE-0234 | MIR | EQ-009 | 279947 | 1 | Outdoor covered | GSCL 1300 | 750 | 91 | 105 | 7.16 | 1100 | 1590 | Stackable /2 | 85469090 | SEK | 338239.8 | ALETTE MAERSK | SWEDEN | Gothenburg | Khalifa port | 2024-10-16 | 2025-12-21 | [10 empty] | 2025-01-11 |  |  |  | CASE_LIST |  | 1 | site | MIR | 2025-01-11 | site | 0 | 1 | 1 | 2 | 6.83 | 2 | 6.83 | HITACHI(HE) |  | 1 | 1 | 0 | 1 | Flow 1: Port → Site | MIR | HITACHI
3788 | PRL-MIR-011-O2 | HVDC-ADOPT-HE-0234 | MIR | EQ-009 | 279948 | 1 | Outdoor covered | Corona shield | 186 | 93 | 80 | 1.3838 | 25.2 | 70 | Stackable /2 | 85469090 | SEK | 338239.8 | ALETTE MAERSK | SWEDEN | Gothenburg | Khalifa port | 2024-10-16 | 2025-12-21 | [10 empty] | 2025-01-11 |  |  |  | CASE_LIST |  | 1 | site | MIR | 2025-01-11 | site | 0 | 1 | 1 | 2 | 1.73 | 2 | 1.73 | HITACHI(HE) |  | 1 | 1 | 0 | 1 | Flow 1: Port → Site | MIR | HITACHI
3789 | PRL-MIR-011-O2 | HVDC-ADOPT-HE-0234 | MIR | EQ-009 | 279949 | 1 | Outdoor covered | GSCL 1300 | 750 | 91 | 105 | 7.16 | 1110 | 1625 | Stackable /2 | 85469090 | SEK | 338239.8 | ALETTE MAERSK | SWEDEN | Gothenburg | Khalifa port | 2024-10-16 | 2025-12-21 | [10 empty] | 2025-01-11 |  |  |  | CASE_LIST |  | 1 | site | MIR | 2025-01-11 | site | 0 | 1 | 1 | 2 | 6.83 | 2 | 6.83 | HITACHI(HE) |  | 1 | 1 | 0 | 1 | Flow 1: Port → Site | MIR | HITACHI
3790 | PRL-MIR-011-O2 | HVDC-ADOPT-HE-0234 | MIR | EQ-009 | 279950 | 1 | Outdoor covered | Corona shield | 186 | 93 | 80 | 1.3838 | 25.2 | 70 | Stackable /2 | 85469090 | SEK | 338239.8 | ALETTE MAERSK | SWEDEN | Gothenburg | Khalifa port | 2024-10-16 | 2025-12-21 | [10 empty] | 2025-01-11 |  |  |  | CASE_LIST |  | 1 | site | MIR | 2025-01-11 | site | 0 | 1 | 1 | 2 | 1.73 | 2 | 1.73 | HITACHI(HE) |  | 1 | 1 | 0 | 1 | Flow 1: Port → Site | MIR | HITACHI
3791 | PRL-MIR-011-O2 | HVDC-ADOPT-HE-0234 | MIR | EQ-009 | 279953 | 1 | Outdoor covered | GSCL 1300 | 750 | 91 | 105 | 7.16 | 1100 | 1625 | Stackable /2 | 85469090 | SEK | 338239.8 | ALETTE MAERSK | SWEDEN | Gothenburg | Khalifa port | 2024-10-16 | 2025-12-21 | [10 empty] | 2025-01-11 |  |  |  | CASE_LIST |  | 1 | site | MIR | 2025-01-11 | site | 0 | 1 | 1 | 2 | 6.83 | 2 | 6.83 | HITACHI(HE) |  | 1 | 1 | 0 | 1 | Flow 1: Port → Site | MIR | HITACHI
3792 | PRL-MIR-011-O2 | HVDC-ADOPT-HE-0234 | MIR | EQ-009 | 279954 | 1 | Outdoor covered | Corona shield | 186 | 93 | 80 | 1.3838 | 25.2 | 70 | Stackable /2 | 85469090 | SEK | 338239.8 | ALETTE MAERSK | SWEDEN | Gothenburg | Khalifa port | 2024-10-16 | 2025-12-21 | [10 empty] | 2025-01-11 |  |  |  | CASE_LIST |  | 1 | site | MIR | 2025-01-11 | site | 0 | 1 | 1 | 2 | 1.73 | 2 | 1.73 | HITACHI(HE) |  | 1 | 1 | 0 | 1 | Flow 1: Port → Site | MIR | HITACHI
3793 | PRL-ZAK-014-O | HVDC-ADOPT-HE-0233 | AGI | EQ-002 | 365621 | 1 | Outdoor covered | Transformer oil cooler | 681 | 210 | 253 | 36.1815 | 2218 | 2818 | Not stackable | 85049017 | SEK | 700015.9 | MAERSK HAMBURG | SWEDEN | Gothenburg | Khalifa port | 2024-11-21 | 2025-01-03 |  |  |  |  | 2025-02-14 | [9 empty] | CASE_LIST | 1 |  | warehouse | DSV Outdoor | 2025-02-14 | warehouse | 1 | 1 | -1 | 0 | 14.3 | 0 | 14.3 | HITACHI(HE) |  | 0 | 1 | 1 | 2 | Flow 2: Port → WH → Site | DSV Outdoor | HITACHI
3794 | PRL-ZAK-014-O | HVDC-ADOPT-HE-0233 | AGI | EQ-002 | 365622 | 1 | Outdoor covered | Transformer oil cooler | 681 | 210 | 143 | 20 | 1109 | 1359 | Not stackable | 85049017 | SEK | 700015.9 | MAERSK HAMBURG | SWEDEN | Gothenburg | Khalifa port | 2024-11-21 | 2025-01-03 |  |  |  |  | 2025-02-14 | [9 empty] | CASE_LIST | 1 |  | warehouse | DSV Outdoor | 2025-02-14 | warehouse | 1 | 1 | -1 | 0 | 14.3 | 0 | 14.3 | HITACHI(HE) |  | 0 | 1 | 1 | 2 | Flow 2: Port → WH → Site | DSV Outdoor | HITACHI
3795 | PRL-ZAK-014-O | HVDC-ADOPT-HE-0233 | AGI | EQ-002 | 365623 | 1 | Outdoor covered | Transformer oil cooler | 681 | 210 | 253 | 36.1815 | 2218 | 2818 | Not stackable | 85049017 | SEK | 700015.9 | MAERSK HAMBURG | SWEDEN | Gothenburg | Khalifa port | 2024-11-21 | 2025-01-03 |  |  |  |  | 2025-02-14 | [9 empty] | CASE_LIST | 1 |  | warehouse | DSV Outdoor | 2025-02-14 | warehouse | 1 | 1 | -1 | 0 | 14.3 | 0 | 14.3 | HITACHI(HE) |  | 0 | 1 | 1 | 2 | Flow 2: Port → WH → Site | DSV Outdoor | HITACHI
3796 | PRL-ZAK-014-O | HVDC-ADOPT-HE-0233 | AGI | EQ-002 | 365624 | 1 | Outdoor covered | Transformer oil cooler | 681 | 210 | 253 | 36.1815 | 2218 | 2818 | Not stackable | 85049017 | SEK | 700015.9 | MAERSK HAMBURG | SWEDEN | Gothenburg | Khalifa port | 2024-11-21 | 2025-01-03 |  |  |  |  | 2025-02-14 | [9 empty] | CASE_LIST | 1 |  | warehouse | DSV Outdoor | 2025-02-14 | warehouse | 1 | 1 | -1 | 0 | 14.3 | 0 | 14.3 | HITACHI(HE) |  | 0 | 1 | 1 | 2 | Flow 2: Port → WH → Site | DSV Outdoor | HITACHI
3797 | PRL-ZAK-014-O | HVDC-ADOPT-HE-0233 | AGI | EQ-002 | 365625 | 1 | Outdoor covered | Oil circulation pump | 120 | 80 | 75 | 0.72 | 274 | 331 | Stackable 1 tier | 85049017 | SEK | 700015.9 | MAERSK HAMBURG | SWEDEN | Gothenburg | Khalifa port | 2024-11-21 | 2025-01-03 |  |  |  |  | 2025-02-14 | [9 empty] | CASE_LIST | 1 |  | warehouse | DSV Outdoor | 2025-02-14 | warehouse | 1 | 1 | -1 | 0 | 0.96 | 1 | 0.96 | HITACHI(HE) |  | 0 | 1 | 1 | 2 | Flow 2: Port → WH → Site | DSV Outdoor | HITACHI
3798 | PRL-ZAK-014-O | HVDC-ADOPT-HE-0233 | AGI | EQ-002 | 365626 | 1 | Outdoor covered | Oil circulation pump | 120 | 80 | 75 | 0.72 | 353 | 410 | Stackable 1 tier | 85049017 | SEK | 700015.9 | MAERSK HAMBURG | SWEDEN | Gothenburg | Khalifa port | 2024-11-21 | 2025-01-03 |  |  |  |  | 2025-02-14 | [9 empty] | CASE_LIST | 1 |  | warehouse | DSV Outdoor | 2025-02-14 | warehouse | 1 | 1 | -1 | 0 | 0.96 | 1 | 0.96 | HITACHI(HE) |  | 0 | 1 | 1 | 2 | Flow 2: Port → WH → Site | DSV Outdoor | HITACHI
3778 | PRL-MIR-019-O | HVDC-ADOPT-HE-0232 | MIR | EQ-002 | 279161 | 1 | Outdoor Covered | Transformer Accessories - MIRFA STATION | 460 | 240 | 200 | 22.08 | 2454 | 2955 | Stackability 600kg/m2 | 85042300 | SEK | 2080000 | BBC MONT BLANC | BRAZIL | Itagui | Mina Zayed | 2024-10-25 | 2024-12-12 | [10 empty] | 2024-12-18 |  |  |  | CASE_LIST |  | 1 | site | MIR | 2024-12-18 | site | 0 | 1 | 1 | 2 | 11.04 | 1 | 11.04 | HITACHI(HE) |  | 1 | 1 | 0 | 1 | Flow 1: Port → Site | MIR | HITACHI
5366 | PRL-DAS-019-A2 Spare | HVDC-ADOPT-HE-0231 | DAS | EQ-044 | 209355 | 1 | Outdoor covered | Converter AC Bus arrester, T spare | 231 | 84 | 41 | 0.79556 | 175 | 205 | Stackable 3 tier | 85354000 | SEK | 220295.9 | EY | NETHERLANDS | Amsterdam | Abu Dhabi Airport | 2025-06-16 | 2025-06-19 | [6 empty] | 2025-06-19 | [5 empty] | 2025-06-30 |  | CASE_LIST | 1 | 1 | site | DAS | 2025-06-30 | site | 1 | 2 | 0 | 2 | 1.94 | 3 | 1.94 | HITACHI(HE) |  | 1 | 2 | 1 | 3 | Flow 3: Port → MOSB → Site | DAS | HITACHI
5367 | PRL-DAS-019-A2 Spare | HVDC-ADOPT-HE-0231 | DAS | EQ-044 | 209356 | 1 | Outdoor covered | Converter AC Bus arrester, T spare | 239 | 209 | 45 | 2.2478 | 60 | 230 | Stackable 3 tier | 85354000 | SEK | 220295.9 | EY | NETHERLANDS | Amsterdam | Abu Dhabi Airport | 2025-06-16 | 2025-06-19 | [6 empty] | 2025-06-19 | [5 empty] | 2025-06-30 |  | CASE_LIST | 1 | 1 | site | DAS | 2025-06-30 | site | 1 | 2 | 0 | 2 | 5 | 3 | 5 | HITACHI(HE) |  | 1 | 2 | 1 | 3 | Flow 3: Port → MOSB → Site | DAS | HITACHI
5368 | PRL-DAS-019-A2 Spare | HVDC-ADOPT-HE-0231 | DAS | EQ-044 | 209357 | 1 | Outdoor covered | Valve AC Bus arrester, V spare | 231 | 84 | 41 | 0.79556 | 180 | 210 | Stackable 3 tier | 85354000 | SEK | 220295.9 | EY | NETHERLANDS | Amsterdam | Abu Dhabi Airport | 2025-06-16 | 2025-06-19 | [6 empty] | 2025-06-19 | [5 empty] | 2025-06-30 |  | CASE_LIST | 1 | 1 | site | DAS | 2025-06-30 | site | 1 | 2 | 0 | 2 | 1.94 | 3 | 1.94 | HITACHI(HE) |  | 1 | 2 | 1 | 3 | Flow 3: Port → MOSB → Site | DAS | HITACHI
5369 | PRL-DAS-019-A2 Spare | HVDC-ADOPT-HE-0231 | DAS | EQ-044 | 209358 | 1 | Outdoor covered | Valve AC Bus arrester, V spare | 219 | 190 | 42 | 1.7476 | 70 | 215 | Stackable 3 tier | 85354000 | SEK | 220295.9 | EY | NETHERLANDS | Amsterdam | Abu Dhabi Airport | 2025-06-16 | 2025-06-19 | [6 empty] | 2025-06-19 | [5 empty] | 2025-06-30 |  | CASE_LIST | 1 | 1 | site | DAS | 2025-06-30 | site | 1 | 2 | 0 | 2 | 4.16 | 3 | 4.16 | HITACHI(HE) |  | 1 | 2 | 1 | 3 | Flow 3: Port → MOSB → Site | DAS | HITACHI
5370 | PRL-DAS-019-A2 Spare | HVDC-ADOPT-HE-0231 | DAS | EQ-044 | 209359 | 1 | Outdoor covered | Converter DC Bus arrester, CB spare | 88 | 170 | 245 | 3.6652 | 515 | 715 | Stackable 3 tier | 85354000 | SEK | 220295.9 | EY | NETHERLANDS | Amsterdam | Abu Dhabi Airport | 2025-06-16 | 2025-06-19 | [6 empty] | 2025-06-19 | [5 empty] | 2025-06-30 |  | CASE_LIST | 1 | 1 | site | DAS | 2025-06-30 | site | 1 | 2 | 0 | 2 | 1.5 | 3 | 1.5 | HITACHI(HE) |  | 1 | 2 | 1 | 3 | Flow 3: Port → MOSB → Site | DAS | HITACHI
5371 | PRL-DAS-019-A2 Spare | HVDC-ADOPT-HE-0231 | DAS | EQ-044 | 209360 | 1 | Outdoor covered | Converter DC Bus arrester, CB spare | 219 | 190 | 45 | 1.8724 | 60 | 205 | Stackable 3 tier | 85354000 | SEK | 220295.9 | EY | NETHERLANDS | Amsterdam | Abu Dhabi Airport | 2025-06-16 | 2025-06-19 | [6 empty] | 2025-06-19 | [5 empty] | 2025-06-30 |  | CASE_LIST | 1 | 1 | site | DAS | 2025-06-30 | site | 1 | 2 | 0 | 2 | 4.16 | 3 | 4.16 | HITACHI(HE) |  | 1 | 2 | 1 | 3 | Flow 3: Port → MOSB → Site | DAS | HITACHI
5372 | PRL-DAS-019-A2 Spare | HVDC-ADOPT-HE-0231 | DAS | EQ-044 | 209361 | 1 | Outdoor covered | DC Pole Bus arrester, DB spare | 231 | 84 | 41 | 0.79556 | 175 | 205 | Stackable 3 tier | 85354000 | SEK | 220295.9 | EY | NETHERLANDS | Amsterdam | Abu Dhabi Airport | 2025-06-16 | 2025-06-19 | [6 empty] | 2025-06-19 | [5 empty] | 2025-06-30 |  | CASE_LIST | 1 | 1 | site | DAS | 2025-06-30 | site | 1 | 2 | 0 | 2 | 1.94 | 3 | 1.94 | HITACHI(HE) |  | 1 | 2 | 1 | 3 | Flow 3: Port → MOSB → Site | DAS | HITACHI
5373 | PRL-DAS-019-A2 Spare | HVDC-ADOPT-HE-0231 | DAS | EQ-044 | 209362 | 1 | Outdoor covered | DC Pole Bus arrester, DB spare | 219 | 190 | 42 | 1.7476 | 35 | 180 | Stackable 3 tier | 85354000 | SEK | 220295.9 | EY | NETHERLANDS | Amsterdam | Abu Dhabi Airport | 2025-06-16 | 2025-06-19 | [6 empty] | 2025-06-19 | [5 empty] | 2025-06-30 |  | CASE_LIST | 1 | 1 | site | DAS | 2025-06-30 | site | 1 | 2 | 0 | 2 | 4.16 | 3 | 4.16 | HITACHI(HE) |  | 1 | 2 | 1 | 3 | Flow 3: Port → MOSB → Site | DAS | HITACHI
5346 | PRL-DAS-019-A1 | HVDC-ADOPT-HE-0230 | DAS | EQ-044 | 209335 | 1 | Outdoor covered | Converter AC Bus arrester, T | 232 | 85 | 72 | 1.4198 | 500 | 550 | Stackable 3 tier | 85354000 | SEK | 220295.9 | EY | NETHERLANDS | Amsterdam | Abu Dhabi Airport | 2025-06-16 | 2025-06-19 | [6 empty] | 2025-06-19 | [5 empty] | 2025-06-30 |  | CASE_LIST | 1 | 1 | site | DAS | 2025-06-30 | site | 1 | 2 | 0 | 2 | 1.97 | 3 | 1.97 | HITACHI(HE) |  | 1 | 2 | 1 | 3 | Flow 3: Port → MOSB → Site | DAS | HITACHI
5347 | PRL-DAS-019-A1 | HVDC-ADOPT-HE-0230 | DAS | EQ-044 | 209336 | 1 | Outdoor covered | Converter AC Bus arrester, T | 232 | 85 | 72 | 1.4198 | 500 | 550 | Stackable 3 tier | 85354000 | SEK | 220295.9 | EY | NETHERLANDS | Amsterdam | Abu Dhabi Airport | 2025-06-16 | 2025-06-19 | [6 empty] | 2025-06-19 | [5 empty] | 2025-06-30 |  | CASE_LIST | 1 | 1 | site | DAS | 2025-06-30 | site | 1 | 2 | 0 | 2 | 1.97 | 3 | 1.97 | HITACHI(HE) |  | 1 | 2 | 1 | 3 | Flow 3: Port → MOSB → Site | DAS | HITACHI
5348 | PRL-DAS-019-A1 | HVDC-ADOPT-HE-0230 | DAS | EQ-044 | 209337 | 1 | Outdoor covered | Converter AC Bus arrester, T | 239 | 209 | 45 | 2.2478 | 130 | 300 | Stackable 3 tier | 85354000 | SEK | 220295.9 | EY | NETHERLANDS | Amsterdam | Abu Dhabi Airport | 2025-06-16 | 2025-06-19 | [6 empty] | 2025-06-19 | [5 empty] | 2025-06-30 |  | CASE_LIST | 1 | 1 | site | DAS | 2025-06-30 | site | 1 | 2 | 0 | 2 | 5 | 3 | 5 | HITACHI(HE) |  | 1 | 2 | 1 | 3 | Flow 3: Port → MOSB → Site | DAS | HITACHI
5349 | PRL-DAS-019-A1 | HVDC-ADOPT-HE-0230 | DAS | EQ-044 | 209338 | 1 | Outdoor covered | Converter AC Bus arrester, T | 239 | 209 | 45 | 2.2478 | 130 | 300 | Stackable 3 tier | 85354000 | SEK | 220295.9 | EY | NETHERLANDS | Amsterdam | Abu Dhabi Airport | 2025-06-16 | 2025-06-19 | [6 empty] | 2025-06-19 | [5 empty] | 2025-06-30 |  | CASE_LIST | 1 | 1 | site | DAS | 2025-06-30 | site | 1 | 2 | 0 | 2 | 5 | 3 | 5 | HITACHI(HE) |  | 1 | 2 | 1 | 3 | Flow 3: Port → MOSB → Site | DAS | HITACHI
5350 | PRL-DAS-019-A1 | HVDC-ADOPT-HE-0230 | DAS | EQ-044 | 209339 | 1 | Outdoor covered | Valve AC Busarrester, V | 232 | 86 | 72 | 1.4365 | 495 | 545 | Stackable 3 tier | 85354000 | SEK | 220295.9 | EY | NETHERLANDS | Amsterdam | Abu Dhabi Airport | 2025-06-16 | 2025-06-19 | [6 empty] | 2025-06-19 | [5 empty] | 2025-06-30 |  | CASE_LIST | 1 | 1 | site | DAS | 2025-06-30 | site | 1 | 2 | 0 | 2 | 2 | 3 | 2 | HITACHI(HE) |  | 1 | 2 | 1 | 3 | Flow 3: Port → MOSB → Site | DAS | HITACHI
5351 | PRL-DAS-019-A1 | HVDC-ADOPT-HE-0230 | DAS | EQ-044 | 209340 | 1 | Outdoor covered | Valve AC Bus arrester, V | 231 | 84 | 78 | 1.5135 | 495 | 545 | Stackable 3 tier | 85354000 | SEK | 220295.9 | EY | NETHERLANDS | Amsterdam | Abu Dhabi Airport | 2025-06-16 | 2025-06-19 | [6 empty] | 2025-06-19 | [5 empty] | 2025-06-30 |  | CASE_LIST | 1 | 1 | site | DAS | 2025-06-30 | site | 1 | 2 | 0 | 2 | 1.94 | 3 | 1.94 | HITACHI(HE) |  | 1 | 2 | 1 | 3 | Flow 3: Port → MOSB → Site | DAS | HITACHI
5352 | PRL-DAS-019-A1 | HVDC-ADOPT-HE-0230 | DAS | EQ-044 | 209341 | 1 | Outdoor covered | Valve AC Bus arrester, V | 231 | 84 | 78 | 1.5135 | 495 | 545 | Stackable 3 tier | 85354000 | SEK | 220295.9 | EY | NETHERLANDS | Amsterdam | Abu Dhabi Airport | 2025-06-16 | 2025-06-19 | [6 empty] | 2025-06-19 | [5 empty] | 2025-06-30 |  | CASE_LIST | 1 | 1 | site | DAS | 2025-06-30 | site | 1 | 2 | 0 | 2 | 1.94 | 3 | 1.94 | HITACHI(HE) |  | 1 | 2 | 1 | 3 | Flow 3: Port → MOSB → Site | DAS | HITACHI
5353 | PRL-DAS-019-A1 | HVDC-ADOPT-HE-0230 | DAS | EQ-044 | 209342 | 1 | Outdoor covered | Valve AC Bus arrester, V | 231 | 84 | 78 | 1.5135 | 495 | 545 | Stackable 3 tier | 85354000 | SEK | 220295.9 | EY | NETHERLANDS | Amsterdam | Abu Dhabi Airport | 2025-06-16 | 2025-06-19 | [6 empty] | 2025-06-19 | [5 empty] | 2025-06-30 |  | CASE_LIST | 1 | 1 | site | DAS | 2025-06-30 | site | 1 | 2 | 0 | 2 | 1.94 | 3 | 1.94 | HITACHI(HE) |  | 1 | 2 | 1 | 3 | Flow 3: Port → MOSB → Site | DAS | HITACHI
5354 | PRL-DAS-019-A1 | HVDC-ADOPT-HE-0230 | DAS | EQ-044 | 209343 | 1 | Outdoor covered | Valve AC Bus arrester, V | 219 | 190 | 52 | 2.1637 | 90 | 245 | Stackable 3 tier | 85354000 | SEK | 220295.9 | EY | NETHERLANDS | Amsterdam | Abu Dhabi Airport | 2025-06-16 | 2025-06-19 | [6 empty] | 2025-06-19 | [5 empty] | 2025-06-30 |  | CASE_LIST | 1 | 1 | site | DAS | 2025-06-30 | site | 1 | 2 | 0 | 2 | 4.16 | 3 | 4.16 | HITACHI(HE) |  | 1 | 2 | 1 | 3 | Flow 3: Port → MOSB → Site | DAS | HITACHI
5355 | PRL-DAS-019-A1 | HVDC-ADOPT-HE-0230 | DAS | EQ-044 | 209344 | 1 | Outdoor covered | Valve AC Bus arrester, V | 219 | 190 | 52 | 2.1637 | 90 | 245 | Stackable 3 tier | 85354000 | SEK | 220295.9 | EY | NETHERLANDS | Amsterdam | Abu Dhabi Airport | 2025-06-16 | 2025-06-19 | [6 empty] | 2025-06-19 | [5 empty] | 2025-06-30 |  | CASE_LIST | 1 | 1 | site | DAS | 2025-06-30 | site | 1 | 2 | 0 | 2 | 4.16 | 3 | 4.16 | HITACHI(HE) |  | 1 | 2 | 1 | 3 | Flow 3: Port → MOSB → Site | DAS | HITACHI
5356 | PRL-DAS-019-A1 | HVDC-ADOPT-HE-0230 | DAS | EQ-044 | 209345 | 1 | Outdoor covered | Valve AC Bus arrester, V | 219 | 190 | 52 | 2.1637 | 90 | 245 | Stackable 3 tier | 85354000 | SEK | 220295.9 | EY | NETHERLANDS | Amsterdam | Abu Dhabi Airport | 2025-06-16 | 2025-06-19 | [6 empty] | 2025-06-19 | [5 empty] | 2025-06-30 |  | CASE_LIST | 1 | 1 | site | DAS | 2025-06-30 | site | 1 | 2 | 0 | 2 | 4.16 | 3 | 4.16 | HITACHI(HE) |  | 1 | 2 | 1 | 3 | Flow 3: Port → MOSB → Site | DAS | HITACHI
5357 | PRL-DAS-019-A1 | HVDC-ADOPT-HE-0230 | DAS | EQ-044 | 209346 | 1 | Outdoor covered | Valve AC Bus arrester, V | 219 | 190 | 52 | 2.1637 | 90 | 245 | Stackable 3 tier | 85354000 | SEK | 220295.9 | EY | NETHERLANDS | Amsterdam | Abu Dhabi Airport | 2025-06-16 | 2025-06-19 | [6 empty] | 2025-06-19 | [5 empty] | 2025-06-30 |  | CASE_LIST | 1 | 1 | site | DAS | 2025-06-30 | site | 1 | 2 | 0 | 2 | 4.16 | 3 | 4.16 | HITACHI(HE) |  | 1 | 2 | 1 | 3 | Flow 3: Port → MOSB → Site | DAS | HITACHI
5358 | PRL-DAS-019-A1 | HVDC-ADOPT-HE-0230 | DAS | EQ-044 | 209347 | 1 | Outdoor covered | Converter DC Busarrester, CB | 88 | 170 | 245 | 3.6652 | 515 | 715 | Stackable 3 tier | 85354000 | SEK | 220295.9 | EY | NETHERLANDS | Amsterdam | Abu Dhabi Airport | 2025-06-16 | 2025-06-19 | [6 empty] | 2025-06-19 | [5 empty] | 2025-06-30 |  | CASE_LIST | 1 | 1 | site | DAS | 2025-06-30 | site | 1 | 2 | 0 | 2 | 1.5 | 3 | 1.5 | HITACHI(HE) |  | 1 | 2 | 1 | 3 | Flow 3: Port → MOSB → Site | DAS | HITACHI
5359 | PRL-DAS-019-A1 | HVDC-ADOPT-HE-0230 | DAS | EQ-044 | 209348 | 1 | Outdoor covered | Converter DC Bus arrester, CB | 88 | 170 | 245 | 3.6652 | 510 | 710 | Stackable 3 tier | 85354000 | SEK | 220295.9 | EY | NETHERLANDS | Amsterdam | Abu Dhabi Airport | 2025-06-16 | 2025-06-19 | [6 empty] | 2025-06-19 | [5 empty] | 2025-06-30 |  | CASE_LIST | 1 | 1 | site | DAS | 2025-06-30 | site | 1 | 2 | 0 | 2 | 1.5 | 3 | 1.5 | HITACHI(HE) |  | 1 | 2 | 1 | 3 | Flow 3: Port → MOSB → Site | DAS | HITACHI
5360 | PRL-DAS-019-A1 | HVDC-ADOPT-HE-0230 | DAS | EQ-044 | 209349 | 1 | Outdoor covered | Converter DC Bus arrester, CB | 219 | 190 | 45 | 1.8724 | 75 | 220 | Stackable 3 tier | 85354000 | SEK | 220295.9 | EY | NETHERLANDS | Amsterdam | Abu Dhabi Airport | 2025-06-16 | 2025-06-19 | [6 empty] | 2025-06-19 | [5 empty] | 2025-06-30 |  | CASE_LIST | 1 | 1 | site | DAS | 2025-06-30 | site | 1 | 2 | 0 | 2 | 4.16 | 3 | 4.16 | HITACHI(HE) |  | 1 | 2 | 1 | 3 | Flow 3: Port → MOSB → Site | DAS | HITACHI
5361 | PRL-DAS-019-A1 | HVDC-ADOPT-HE-0230 | DAS | EQ-044 | 209350 | 1 | Outdoor covered | Converter DC Bus arrester, CB | 219 | 190 | 45 | 1.8724 | 75 | 220 | Stackable 3 tier | 85354000 | SEK | 220295.9 | EY | NETHERLANDS | Amsterdam | Abu Dhabi Airport | 2025-06-16 | 2025-06-19 | [6 empty] | 2025-06-19 | [5 empty] | 2025-06-30 |  | CASE_LIST | 1 | 1 | site | DAS | 2025-06-30 | site | 1 | 2 | 0 | 2 | 4.16 | 3 | 4.16 | HITACHI(HE) |  | 1 | 2 | 1 | 3 | Flow 3: Port → MOSB → Site | DAS | HITACHI
5362 | PRL-DAS-019-A1 | HVDC-ADOPT-HE-0230 | DAS | EQ-044 | 209351 | 1 | Outdoor covered | DC Pole Bus arrester, DB | 231 | 84 | 78 | 1.5135 | 330 | 385 | Stackable 3 tier | 85354000 | SEK | 220295.9 | EY | NETHERLANDS | Amsterdam | Abu Dhabi Airport | 2025-06-16 | 2025-06-19 | [6 empty] | 2025-06-19 | [5 empty] | 2025-06-30 |  | CASE_LIST | 1 | 1 | site | DAS | 2025-06-30 | site | 1 | 2 | 0 | 2 | 1.94 | 3 | 1.94 | HITACHI(HE) |  | 1 | 2 | 1 | 3 | Flow 3: Port → MOSB → Site | DAS | HITACHI
5363 | PRL-DAS-019-A1 | HVDC-ADOPT-HE-0230 | DAS | EQ-044 | 209352 | 1 | Outdoor covered | DC Pole Busarrester, DB | 219 | 190 | 55 | 2.2885 | 80 | 230 | Stackable 3 tier | 85354000 | SEK | 220295.9 | EY | NETHERLANDS | Amsterdam | Abu Dhabi Airport | 2025-06-16 | 2025-06-19 | [6 empty] | 2025-06-19 | [5 empty] | 2025-06-30 |  | CASE_LIST | 1 | 1 | site | DAS | 2025-06-30 | site | 1 | 2 | 0 | 2 | 4.16 | 3 | 4.16 | HITACHI(HE) |  | 1 | 2 | 1 | 3 | Flow 3: Port → MOSB → Site | DAS | HITACHI
5364 | PRL-DAS-019-A1 | HVDC-ADOPT-HE-0230 | DAS | EQ-044 | 209353 | 1 | Outdoor covered | DC Pole Bus arrester, DC | 231 | 84 | 78 | 1.5135 | 325 | 375 | Stackable 3 tier | 85354000 | SEK | 220295.9 | EY | NETHERLANDS | Amsterdam | Abu Dhabi Airport | 2025-06-16 | 2025-06-19 | [6 empty] | 2025-06-19 | [5 empty] | 2025-06-30 |  | CASE_LIST | 1 | 1 | site | DAS | 2025-06-30 | site | 1 | 2 | 0 | 2 | 1.94 | 3 | 1.94 | HITACHI(HE) |  | 1 | 2 | 1 | 3 | Flow 3: Port → MOSB → Site | DAS | HITACHI
5365 | PRL-DAS-019-A1 | HVDC-ADOPT-HE-0230 | DAS | EQ-044 | 209354 | 1 | Outdoor covered | DC Pole Bus arrester, DC | 219 | 190 | 55 | 2.2885 | 100 | 255 | Stackable 3 tier | 85354000 | SEK | 220295.9 | EY | NETHERLANDS | Amsterdam | Abu Dhabi Airport | 2025-06-16 | 2025-06-19 | [6 empty] | 2025-06-19 | [5 empty] | 2025-06-30 |  | CASE_LIST | 1 | 1 | site | DAS | 2025-06-30 | site | 1 | 2 | 0 | 2 | 4.16 | 3 | 4.16 | HITACHI(HE) |  | 1 | 2 | 1 | 3 | Flow 3: Port → MOSB → Site | DAS | HITACHI
5301 | PRL-MIR-036-A Spare | HVDC-ADOPT-HE-0229 | MIR | EQ-042 | 281002 | 1 | Outdoor covered | AC bus arrester, A, spare | 130 | 130 | 250 | 4.225 | 330 | 520 | Stackable 3 tier | 85354000 | SEK | 787028.6 | EY | NETHERLANDS | Amsterdam | Abu Dhabi Airport | 2025-05-27 | 2025-05-27 | [10 empty] | 2025-06-04 |  |  |  | CASE_LIST |  | 1 | site | MIR | 2025-06-04 | site | 0 | 1 | 1 | 2 | 1.69 | 3 | 1.69 | HITACHI(HE) |  | 1 | 1 | 0 | 1 | Flow 1: Port → Site | MIR | HITACHI
5302 | PRL-MIR-036-A Spare | HVDC-ADOPT-HE-0229 | MIR | EQ-042 | 281003 | 1 | Outdoor covered | Valve AC bus arrester, V spare | 190 | 85 | 41 | 0.66215 | 135 | 175 | Stackable 3 tier | 85354000 | SEK | 787028.6 | EY | NETHERLANDS | Amsterdam | Abu Dhabi Airport | 2025-05-27 | 2025-05-27 | [10 empty] | 2025-06-04 |  |  |  | CASE_LIST |  | 1 | site | MIR | 2025-06-04 | site | 0 | 1 | 1 | 2 | 1.61 | 3 | 1.61 | HITACHI(HE) |  | 1 | 1 | 0 | 1 | Flow 1: Port → Site | MIR | HITACHI
5303 | PRL-MIR-036-A Spare | HVDC-ADOPT-HE-0229 | MIR | EQ-042 | 281004 | 1 | Outdoor covered | Valve AC bus arrester, V spare | 179 | 149 | 35 | 0.93349 | 20 | 130 | Stackable 3 tier | 85354000 | SEK | 787028.6 | EY | NETHERLANDS | Amsterdam | Abu Dhabi Airport | 2025-05-27 | 2025-05-27 | [10 empty] | 2025-06-04 |  |  |  | CASE_LIST |  | 1 | site | MIR | 2025-06-04 | site | 0 | 1 | 1 | 2 | 2.67 | 3 | 2.67 | HITACHI(HE) |  | 1 | 1 | 0 | 1 | Flow 1: Port → Site | MIR | HITACHI
5304 | PRL-MIR-036-A Spare | HVDC-ADOPT-HE-0229 | MIR | EQ-042 | 281005 | 1 | Outdoor covered | Auxiliary bus arrester, AUX common spare | 122 | 30 | 41 | 0.15006 | 10 | 25 | Stackable 3 tier | 85354000 | SEK | 787028.6 | EY | NETHERLANDS | Amsterdam | Abu Dhabi Airport | 2025-05-27 | 2025-05-27 | [10 empty] | 2025-06-04 |  |  |  | CASE_LIST |  | 1 | site | MIR | 2025-06-04 | site | 0 | 1 | 1 | 2 | 0.37 | 3 | 0.37 | HITACHI(HE) |  | 1 | 1 | 0 | 1 | Flow 1: Port → Site | MIR | HITACHI
5283 | PRL-MIR-036-A | HVDC-ADOPT-HE-0228 | MIR | EQ-042 | 280983 | 1 | Outdoor covered | AC bus arrester, A | 165 | 143 | 242 | 5.71 | 1040 | 1190 | Stackable 3 tier | 85354000 | SEK | 787028.7 | EY | NETHERLANDS | Amsterdam | Abu Dhabi Airport | 2025-05-27 | 2025-05-27 | [10 empty] | 2025-06-04 |  |  |  | CASE_LIST |  | 1 | site | MIR | 2025-06-04 | site | 0 | 1 | 1 | 2 | 2.36 | 3 | 2.36 | HITACHI(HE) |  | 1 | 1 | 0 | 1 | Flow 1: Port → Site | MIR | HITACHI
5284 | PRL-MIR-036-A | HVDC-ADOPT-HE-0228 | MIR | EQ-042 | 280984 | 1 | Outdoor covered | AC bus arrester, A | 165 | 143 | 244 | 5.7572 | 1050 | 1200 | Stackable 3 tier | 85354000 | SEK | 787028.7 | EY | NETHERLANDS | Amsterdam | Abu Dhabi Airport | 2025-05-27 | 2025-05-27 | [10 empty] | 2025-06-04 |  |  |  | CASE_LIST |  | 1 | site | MIR | 2025-06-04 | site | 0 | 1 | 1 | 2 | 2.36 | 3 | 2.36 | HITACHI(HE) |  | 1 | 1 | 0 | 1 | Flow 1: Port → Site | MIR | HITACHI
5285 | PRL-MIR-036-A | HVDC-ADOPT-HE-0228 | MIR | EQ-042 | 280985 | 1 | Outdoor covered | Valve AC bus arrester, V | 189 | 84 | 78 | 1.2383 | 405 | 450 | Stackable 3 tier | 85354000 | SEK | 787028.7 | EY | NETHERLANDS | Amsterdam | Abu Dhabi Airport | 2025-05-27 | 2025-05-27 | [10 empty] | 2025-06-04 |  |  |  | CASE_LIST |  | 1 | site | MIR | 2025-06-04 | site | 0 | 1 | 1 | 2 | 1.59 | 3 | 1.59 | HITACHI(HE) |  | 1 | 1 | 0 | 1 | Flow 1: Port → Site | MIR | HITACHI
5286 | PRL-MIR-036-A | HVDC-ADOPT-HE-0228 | MIR | EQ-042 | 280986 | 1 | Outdoor covered | Valve AC bus arrester, V | 189 | 84 | 78 | 1.2383 | 405 | 450 | Stackable 3 tier | 85354000 | SEK | 787028.7 | EY | NETHERLANDS | Amsterdam | Abu Dhabi Airport | 2025-05-27 | 2025-05-27 | [10 empty] | 2025-06-04 |  |  |  | CASE_LIST |  | 1 | site | MIR | 2025-06-04 | site | 0 | 1 | 1 | 2 | 1.59 | 3 | 1.59 | HITACHI(HE) |  | 1 | 1 | 0 | 1 | Flow 1: Port → Site | MIR | HITACHI
5287 | PRL-MIR-036-A | HVDC-ADOPT-HE-0228 | MIR | EQ-042 | 280987 | 1 | Outdoor covered | Valve AC bus arrester, V | 190 | 85 | 71 | 1.1466 | 405 | 450 | Stackable 3 tier | 85354000 | SEK | 787028.7 | EY | NETHERLANDS | Amsterdam | Abu Dhabi Airport | 2025-05-27 | 2025-05-27 | [10 empty] | 2025-06-04 |  |  |  | CASE_LIST |  | 1 | site | MIR | 2025-06-04 | site | 0 | 1 | 1 | 2 | 1.61 | 3 | 1.61 | HITACHI(HE) |  | 1 | 1 | 0 | 1 | Flow 1: Port → Site | MIR | HITACHI
5288 | PRL-MIR-036-A | HVDC-ADOPT-HE-0228 | MIR | EQ-042 | 280988 | 1 | Outdoor covered | Valve AC bus arrester, V | 189 | 84 | 78 | 1.2383 | 405 | 450 | Stackable 3 tier | 85354000 | SEK | 787028.7 | EY | NETHERLANDS | Amsterdam | Abu Dhabi Airport | 2025-05-27 | 2025-05-27 | [10 empty] | 2025-06-04 |  |  |  | CASE_LIST |  | 1 | site | MIR | 2025-06-04 | site | 0 | 1 | 1 | 2 | 1.59 | 3 | 1.59 | HITACHI(HE) |  | 1 | 1 | 0 | 1 | Flow 1: Port → Site | MIR | HITACHI
5289 | PRL-MIR-036-A | HVDC-ADOPT-HE-0228 | MIR | EQ-042 | 280989 | 1 | Outdoor covered | Valve AC bus arrester, V | 179 | 149 | 45 | 1.2002 | 70 | 185 | Stackable 3 tier | 85354000 | SEK | 787028.7 | EY | NETHERLANDS | Amsterdam | Abu Dhabi Airport | 2025-05-27 | 2025-05-27 | [10 empty] | 2025-06-04 |  |  |  | CASE_LIST |  | 1 | site | MIR | 2025-06-04 | site | 0 | 1 | 1 | 2 | 2.67 | 3 | 2.67 | HITACHI(HE) |  | 1 | 1 | 0 | 1 | Flow 1: Port → Site | MIR | HITACHI
5290 | PRL-MIR-036-A | HVDC-ADOPT-HE-0228 | MIR | EQ-042 | 280990 | 1 | Outdoor covered | Valve AC bus arrester, V | 179 | 149 | 45 | 1.2002 | 70 | 185 | Stackable 3 tier | 85354000 | SEK | 787028.7 | EY | NETHERLANDS | Amsterdam | Abu Dhabi Airport | 2025-05-27 | 2025-05-27 | [10 empty] | 2025-06-04 |  |  |  | CASE_LIST |  | 1 | site | MIR | 2025-06-04 | site | 0 | 1 | 1 | 2 | 2.67 | 3 | 2.67 | HITACHI(HE) |  | 1 | 1 | 0 | 1 | Flow 1: Port → Site | MIR | HITACHI
5291 | PRL-MIR-036-A | HVDC-ADOPT-HE-0228 | MIR | EQ-042 | 280991 | 1 | Outdoor covered | Valve AC bus arrester, V | 179 | 149 | 45 | 1.2002 | 70 | 185 | Stackable 3 tier | 85354000 | SEK | 787028.7 | EY | NETHERLANDS | Amsterdam | Abu Dhabi Airport | 2025-05-27 | 2025-05-27 | [10 empty] | 2025-06-04 |  |  |  | CASE_LIST |  | 1 | site | MIR | 2025-06-04 | site | 0 | 1 | 1 | 2 | 2.67 | 3 | 2.67 | HITACHI(HE) |  | 1 | 1 | 0 | 1 | Flow 1: Port → Site | MIR | HITACHI
5292 | PRL-MIR-036-A | HVDC-ADOPT-HE-0228 | MIR | EQ-042 | 280992 | 1 | Outdoor covered | Valve AC bus arrester, V | 179 | 149 | 45 | 1.2002 | 70 | 185 | Stackable 3 tier | 85354000 | SEK | 787028.7 | EY | NETHERLANDS | Amsterdam | Abu Dhabi Airport | 2025-05-27 | 2025-05-27 | [10 empty] | 2025-06-04 |  |  |  | CASE_LIST |  | 1 | site | MIR | 2025-06-04 | site | 0 | 1 | 1 | 2 | 2.67 | 3 | 2.67 | HITACHI(HE) |  | 1 | 1 | 0 | 1 | Flow 1: Port → Site | MIR | HITACHI
5293 | PRL-MIR-036-A | HVDC-ADOPT-HE-0228 | MIR | EQ-042 | 280993 | 1 | Outdoor covered | Auxiliary bus arrester, AUX | 110 | 84 | 78 | 0.72072 | 95 | 125 | Stackable 3 tier | 85354000 | SEK | 787028.7 | EY | NETHERLANDS | Amsterdam | Abu Dhabi Airport | 2025-05-27 | 2025-05-27 | [10 empty] | 2025-06-04 |  |  |  | CASE_LIST |  | 1 | site | MIR | 2025-06-04 | site | 0 | 1 | 1 | 2 | 0.92 | 3 | 0.92 | HITACHI(HE) |  | 1 | 1 | 0 | 1 | Flow 1: Port → Site | MIR | HITACHI
5294 | PRL-MIR-036-A | HVDC-ADOPT-HE-0228 | MIR | EQ-042 | 280995 | 1 | Outdoor covered | Converter AC bus arrester, T2 | 408 | 161 | 252 | 16.5534 | 3150 | 3710 | Not stackable | 85354000 | SEK | 787028.7 | EY | NETHERLANDS | Amsterdam | Abu Dhabi Airport | 2025-05-27 | 2025-05-27 | [10 empty] | 2025-06-04 |  |  |  | CASE_LIST |  | 1 | site | MIR | 2025-06-04 | site | 0 | 1 | 1 | 2 | 6.57 | 0 | 6.57 | HITACHI(HE) |  | 1 | 1 | 0 | 1 | Flow 1: Port → Site | MIR | HITACHI
5295 | PRL-MIR-036-A | HVDC-ADOPT-HE-0228 | MIR | EQ-042 | 280996 | 1 | Outdoor covered | Converter AC bus arrester, T2 | 408 | 161 | 252 | 16.5534 | 3150 | 3710 | Not stackable | 85354000 | SEK | 787028.7 | EY | NETHERLANDS | Amsterdam | Abu Dhabi Airport | 2025-05-27 | 2025-05-27 | [10 empty] | 2025-06-04 |  |  |  | CASE_LIST |  | 1 | site | MIR | 2025-06-04 | site | 0 | 1 | 1 | 2 | 6.57 | 0 | 6.57 | HITACHI(HE) |  | 1 | 1 | 0 | 1 | Flow 1: Port → Site | MIR | HITACHI
5296 | PRL-MIR-036-A | HVDC-ADOPT-HE-0228 | MIR | EQ-042 | 280997 | 1 | Outdoor covered | Converter AC bus arrester, T2 | 408 | 161 | 252 | 16.5534 | 3150 | 3710 | Not stackable | 85354000 | SEK | 787028.7 | EY | NETHERLANDS | Amsterdam | Abu Dhabi Airport | 2025-05-27 | 2025-05-27 | [10 empty] | 2025-06-04 |  |  |  | CASE_LIST |  | 1 | site | MIR | 2025-06-04 | site | 0 | 1 | 1 | 2 | 6.57 | 0 | 6.57 | HITACHI(HE) |  | 1 | 1 | 0 | 1 | Flow 1: Port → Site | MIR | HITACHI
5297 | PRL-MIR-036-A | HVDC-ADOPT-HE-0228 | MIR | EQ-042 | 280998 | 1 | Outdoor covered | Converter AC bus arrester, T2 | 408 | 161 | 252 | 16.5534 | 3150 | 3710 | Not stackable | 85354000 | SEK | 787028.7 | EY | NETHERLANDS | Amsterdam | Abu Dhabi Airport | 2025-05-27 | 2025-05-27 | [10 empty] | 2025-06-04 |  |  |  | CASE_LIST |  | 1 | site | MIR | 2025-06-04 | site | 0 | 1 | 1 | 2 | 6.57 | 0 | 6.57 | HITACHI(HE) |  | 1 | 1 | 0 | 1 | Flow 1: Port → Site | MIR | HITACHI
5298 | PRL-MIR-036-A | HVDC-ADOPT-HE-0228 | MIR | EQ-042 | 280999 | 1 | Outdoor covered | Converter AC bus arrester, T2 | 408 | 161 | 252 | 16.5534 | 3150 | 3710 | Not stackable | 85354000 | SEK | 787028.7 | EY | NETHERLANDS | Amsterdam | Abu Dhabi Airport | 2025-05-27 | 2025-05-27 | [10 empty] | 2025-06-04 |  |  |  | CASE_LIST |  | 1 | site | MIR | 2025-06-04 | site | 0 | 1 | 1 | 2 | 6.57 | 0 | 6.57 | HITACHI(HE) |  | 1 | 1 | 0 | 1 | Flow 1: Port → Site | MIR | HITACHI
5299 | PRL-MIR-036-A | HVDC-ADOPT-HE-0228 | MIR | EQ-042 | 281000 | 1 | Outdoor covered | Converter AC bus arrester, T2 | 408 | 161 | 252 | 16.5534 | 3150 | 3710 | Not stackable | 85354000 | SEK | 787028.7 | EY | NETHERLANDS | Amsterdam | Abu Dhabi Airport | 2025-05-27 | 2025-05-27 | [10 empty] | 2025-06-04 |  |  |  | CASE_LIST |  | 1 | site | MIR | 2025-06-04 | site | 0 | 1 | 1 | 2 | 6.57 | 0 | 6.57 | HITACHI(HE) |  | 1 | 1 | 0 | 1 | Flow 1: Port → Site | MIR | HITACHI
5300 | PRL-MIR-036-A | HVDC-ADOPT-HE-0228 | MIR | EQ-042 | 281001 | 1 | Outdoor covered | Auxiliary bus arrester, AUX | 110 | 84 | 78 | 0.72072 | 100 | 130 | Stackable 3 tier | 85354000 | SEK | 787028.7 | EY | NETHERLANDS | Amsterdam | Abu Dhabi Airport | 2025-05-27 | 2025-05-27 | [10 empty] | 2025-06-04 |  |  |  | CASE_LIST |  | 1 | site | MIR | 2025-06-04 | site | 0 | 1 | 1 | 2 | 0.92 | 3 | 0.92 | HITACHI(HE) |  | 1 | 1 | 0 | 1 | Flow 1: Port → Site | MIR | HITACHI
5278 | PRL-DAS-023-O Spare | HVDC-ADOPT-HE-0227 | DAS | EQ-042 | 209275 | 1 | Outdoor covered | AC bus arrester, A, spare | 172 | 30 | 41 | 0.21156 | 35 | 55 | Stackable 3 tier | 85354000 | SEK | 86921.49 | MSC ILARIA | SWEDEN | Gothenburg | Khalifa port | 2025-05-06 | 2025-06-21 |  |  |  |  | 2025-07-05 |  | 2025-07-28 | [5 empty] | 2025-08-03 |  | CASE_LIST | 1 | 1 | site | DAS | 2025-08-03 | site | 2 | 3 | -1 | 2 | 0.52 | 3 | 0.52 | HITACHI(HE) |  | 1 | 3 | 2 | 4 | Flow 4: Port → WH → MOSB → Site | DAS | HITACHI
5279 | PRL-DAS-023-O Spare | HVDC-ADOPT-HE-0227 | DAS | EQ-042 | 209276 | 1 | Outdoor covered | Auxiliary bus arrester, AUX, common spare | 122 | 30 | 41 | 0.15006 | 11 | 26 | Stackable 3 tier | 85354000 | SEK | 86921.49 | MSC ILARIA | SWEDEN | Gothenburg | Khalifa port | 2025-05-06 | 2025-06-21 |  |  |  |  | 2025-07-05 |  | 2025-07-28 | [5 empty] | 2025-08-03 |  | CASE_LIST | 1 | 1 | site | DAS | 2025-08-03 | site | 2 | 3 | -1 | 2 | 0.37 | 3 | 0.37 | HITACHI(HE) |  | 1 | 3 | 2 | 4 | Flow 4: Port → WH → MOSB → Site | DAS | HITACHI
5273 | PRL-DAS-023-O | HVDC-ADOPT-HE-0226 | DAS | EQ-042 | 209270 | 1 | Outdoor covered | AC bus arrester, A | 150 | 85 | 68 | 0.867 | 250 | 290 | Stackable 3 tier | 85354000 | SEK | 86921.49 | MSC ILARIA | SWEDEN | Gothenburg | Khalifa port | 2025-05-06 | 2025-06-21 |  |  |  |  | 2025-07-05 |  | 2025-07-28 | [5 empty] | 2025-08-03 |  | CASE_LIST | 1 | 1 | site | DAS | 2025-08-03 | site | 2 | 3 | -1 | 2 | 1.27 | 3 | 1.27 | HITACHI(HE) |  | 1 | 3 | 2 | 4 | Flow 4: Port → WH → MOSB → Site | DAS | HITACHI
5274 | PRL-DAS-023-O | HVDC-ADOPT-HE-0226 | DAS | EQ-042 | 209271 | 1 | Outdoor covered | AC bus arrester, A | 170 | 30 | 41 | 0.2091 | 35 | 55 | Stackable 3 tier | 85354000 | SEK | 86921.49 | MSC ILARIA | SWEDEN | Gothenburg | Khalifa port | 2025-05-06 | 2025-06-21 |  |  |  |  | 2025-07-05 |  | 2025-07-28 | [5 empty] | 2025-08-03 |  | CASE_LIST | 1 | 1 | site | DAS | 2025-08-03 | site | 2 | 3 | -1 | 2 | 0.51 | 3 | 0.51 | HITACHI(HE) |  | 1 | 3 | 2 | 4 | Flow 4: Port → WH → MOSB → Site | DAS | HITACHI
5275 | PRL-DAS-023-O | HVDC-ADOPT-HE-0226 | DAS | EQ-042 | 209272 | 1 | Outdoor covered | Auxiliary bus arrester, AUX | 84 | 110 | 70 | 0.6468 | 100 | 130 | Stackable 3 tier | 85354000 | SEK | 86921.49 | MSC ILARIA | SWEDEN | Gothenburg | Khalifa port | 2025-05-06 | 2025-06-21 |  |  |  |  | 2025-07-05 |  | 2025-07-28 | [5 empty] | 2025-08-03 |  | CASE_LIST | 1 | 1 | site | DAS | 2025-08-03 | site | 2 | 3 | -1 | 2 | 0.92 | 3 | 0.92 | HITACHI(HE) |  | 1 | 3 | 2 | 4 | Flow 4: Port → WH → MOSB → Site | DAS | HITACHI
5276 | PRL-DAS-023-O | HVDC-ADOPT-HE-0226 | DAS | EQ-042 | 209273 | 1 | Outdoor covered | Auxiliary bus arrester, AUX | 30 | 122 | 41 | 0.15006 | 13 | 23 | Stackable 3 tier | 85354000 | SEK | 86921.49 | MSC ILARIA | SWEDEN | Gothenburg | Khalifa port | 2025-05-06 | 2025-06-21 |  |  |  |  | 2025-07-05 |  | 2025-07-28 | [5 empty] | 2025-08-03 |  | CASE_LIST | 1 | 1 | site | DAS | 2025-08-03 | site | 2 | 3 | -1 | 2 | 0.37 | 3 | 0.37 | HITACHI(HE) |  | 1 | 3 | 2 | 4 | Flow 4: Port → WH → MOSB → Site | DAS | HITACHI
5277 | PRL-DAS-023-O | HVDC-ADOPT-HE-0226 | DAS | EQ-042 | 209274 | 1 | Outdoor covered | Auxiliary bus arrester, AUX | 110 | 84 | 78 | 0.72072 | 100 | 130 | Stackable 3 tier | 85354000 | SEK | 86921.49 | MSC ILARIA | SWEDEN | Gothenburg | Khalifa port | 2025-05-06 | 2025-06-21 |  |  |  |  | 2025-07-05 |  | 2025-07-28 | [5 empty] | 2025-08-03 |  | CASE_LIST | 1 | 1 | site | DAS | 2025-08-03 | site | 2 | 3 | -1 | 2 | 0.92 | 3 | 0.92 | HITACHI(HE) |  | 1 | 3 | 2 | 4 | Flow 4: Port → WH → MOSB → Site | DAS | HITACHI
5271 | PRL-SHU-029-A SPARE | HVDC-ADOPT-HE-0225 | SHU | EQ-042 | 192221 | 1 | Outdoor covered | AC bus arrester, A, spare | 130 | 130 | 250 | 4.225 | 350 | 520 | Not stackable | 85354000 | SEK | 246629.3 | EY | Denmark | Billund | Abu Dhabi Airport | 2025-05-13 | 2025-05-20 | [11 empty] | 2025-05-23 |  |  | CASE_LIST |  | 1 | site | SHU | 2025-05-23 | site | 0 | 1 | 1 | 2 | 1.69 | 0 | 1.69 | HITACHI(HE) |  | 1 | 1 | 0 | 1 | Flow 1: Port → Site | SHU | HITACHI
5272 | PRL-SHU-029-A SPARE | HVDC-ADOPT-HE-0225 | SHU | EQ-042 | 192222 | 1 | Outdoor covered | Auxiliary bus arrester, AUX, common spare | 122 | 30 | 41 | 0.15006 | 15 | 30 | Stackable 3 tier | 85354000 | SEK | 246629.3 | EY | Denmark | Billund | Abu Dhabi Airport | 2025-05-13 | 2025-05-20 | [11 empty] | 2025-05-23 |  |  | CASE_LIST |  | 1 | site | SHU | 2025-05-23 | site | 0 | 1 | 1 | 2 | 0.37 | 3 | 0.37 | HITACHI(HE) |  | 1 | 1 | 0 | 1 | Flow 1: Port → Site | SHU | HITACHI
5267 | PRL-SHU-029-A | HVDC-ADOPT-HE-0224 | SHU | EQ-042 | 192217 | 1 | Outdoor covered | AC bus arrester, A | 165 | 145 | 242 | 5.7899 | 1070 | 1220 | Not stackable | 85354000 | SEK | 246629.3 | EY | Denmark | Billund | Abu Dhabi Airport | 2025-05-13 | 2025-05-20 | [11 empty] | 2025-05-23 |  |  | CASE_LIST |  | 1 | site | SHU | 2025-05-23 | site | 0 | 1 | 1 | 2 | 2.39 | 0 | 2.39 | HITACHI(HE) |  | 1 | 1 | 0 | 1 | Flow 1: Port → Site | SHU | HITACHI
5268 | PRL-SHU-029-A | HVDC-ADOPT-HE-0224 | SHU | EQ-042 | 192218 | 1 | Outdoor covered | AC bus arrester, A | 165 | 143 | 242 | 5.71 | 1070 | 1220 | Not stackable | 85354000 | SEK | 246629.3 | EY | Denmark | Billund | Abu Dhabi Airport | 2025-05-13 | 2025-05-20 | [11 empty] | 2025-05-23 |  |  | CASE_LIST |  | 1 | site | SHU | 2025-05-23 | site | 0 | 1 | 1 | 2 | 2.36 | 0 | 2.36 | HITACHI(HE) |  | 1 | 1 | 0 | 1 | Flow 1: Port → Site | SHU | HITACHI
5269 | PRL-SHU-029-A | HVDC-ADOPT-HE-0224 | SHU | EQ-042 | 192219 | 1 | Outdoor covered | Auxiliary bus arrester, AUX | 110 | 84 | 67 | 0.61908 | 95 | 125 | Stackable 3 tier | 85354000 | SEK | 246629.3 | EY | Denmark | Billund | Abu Dhabi Airport | 2025-05-13 | 2025-05-20 | [11 empty] | 2025-05-23 |  |  | CASE_LIST |  | 1 | site | SHU | 2025-05-23 | site | 0 | 1 | 1 | 2 | 0.92 | 3 | 0.92 | HITACHI(HE) |  | 1 | 1 | 0 | 1 | Flow 1: Port → Site | SHU | HITACHI
5270 | PRL-SHU-029-A | HVDC-ADOPT-HE-0224 | SHU | EQ-042 | 192220 | 1 | Outdoor covered | Auxiliary bus arrester, AUX | 110 | 84 | 78 | 0.72072 | 100 | 130 | Stackable 3 tier | 85354000 | SEK | 246629.3 | EY | Denmark | Billund | Abu Dhabi Airport | 2025-05-13 | 2025-05-20 | [11 empty] | 2025-05-23 |  |  | CASE_LIST |  | 1 | site | SHU | 2025-05-23 | site | 0 | 1 | 1 | 2 | 0.92 | 3 | 0.92 | HITACHI(HE) |  | 1 | 1 | 0 | 1 | Flow 1: Port → Site | SHU | HITACHI
3855 | PRL-SHU-025-O2 | HVDC-ADOPT-HE-0223 | SHU | EQ-300 | 190919 | 1 | Outdoor Covered | External pipes valve hall | 640 | 230 | 100 | 14.72 | 1600 | 2120 | stackable | 84198910 | SEK | 673158.6 | EY | SWEDEN | Copenhagen | Abu Dhabi Airport | 2024-12-07 | 2024-12-09 | [11 empty] | 2024-12-11 |  |  | CASE_LIST |  | 1 | site | SHU | 2024-12-11 | site | 0 | 1 | 1 | 2 | 14.72 | 1 | 14.72 | HITACHI(HE) |  | 1 | 1 | 0 | 1 | Flow 1: Port → Site | SHU | HITACHI
3856 | PRL-SHU-025-O2 | HVDC-ADOPT-HE-0223 | SHU | EQ-300 | 190921 | 1 | Outdoor Covered | External pipes valve hall | 640 | 230 | 120 | 17.664 | 2150 | 2750 | stackable | 84198910 | SEK | 673158.6 | EY | SWEDEN | Copenhagen | Abu Dhabi Airport | 2024-12-07 | 2024-12-09 | [11 empty] | 2024-12-11 |  |  | CASE_LIST |  | 1 | site | SHU | 2024-12-11 | site | 0 | 1 | 1 | 2 | 14.72 | 1 | 14.72 | HITACHI(HE) |  | 1 | 1 | 0 | 1 | Flow 1: Port → Site | SHU | HITACHI
3857 | PRL-SHU-025-O2 | HVDC-ADOPT-HE-0223 | SHU | EQ-300 | 190922 | 1 | Outdoor Covered | External pipes valve hall | 640 | 230 | 100 | 14.72 | 900 | 1400 | stackable | 84198910 | SEK | 673158.6 | EY | SWEDEN | Copenhagen | Abu Dhabi Airport | 2024-12-07 | 2024-12-09 | [11 empty] | 2024-12-11 |  |  | CASE_LIST |  | 1 | site | SHU | 2024-12-11 | site | 0 | 1 | 1 | 2 | 14.72 | 1 | 14.72 | HITACHI(HE) |  | 1 | 1 | 0 | 1 | Flow 1: Port → Site | SHU | HITACHI
3858 | PRL-SHU-025-O2 | HVDC-ADOPT-HE-0223 | SHU | EQ-300 | 191218 | 1 | Outdoor Covered | External system pipe supports | 220 | 155 | 125 | 4.2625 | 1050 | 1550 | stackable | 84198910 | SEK | 673158.6 | EY | SWEDEN | Copenhagen | Abu Dhabi Airport | 2024-12-07 | 2024-12-09 | [11 empty] | 2024-12-11 |  |  | CASE_LIST |  | 1 | site | SHU | 2024-12-11 | site | 0 | 1 | 1 | 2 | 3.41 | 1 | 3.41 | HITACHI(HE) |  | 1 | 1 | 0 | 1 | Flow 1: Port → Site | SHU | HITACHI
3859 | PRL-SHU-025-O2 | HVDC-ADOPT-HE-0223 | SHU | EQ-300 | 191219 | 1 | Outdoor Covered | External system pipe supports | 220 | 155 | 125 | 4.2625 | 800 | 1200 | stackable | 84198910 | SEK | 673158.6 | EY | SWEDEN | Copenhagen | Abu Dhabi Airport | 2024-12-07 | 2024-12-09 | [11 empty] | 2024-12-11 |  |  | CASE_LIST |  | 1 | site | SHU | 2024-12-11 | site | 0 | 1 | 1 | 2 | 3.41 | 1 | 3.41 | HITACHI(HE) |  | 1 | 1 | 0 | 1 | Flow 1: Port → Site | SHU | HITACHI
3732 | PRL-CS-020-O | HVDC-ADOPT-HE-0222 | DAS | EQ-001 | 208605 | 1 | Outdoor Covered | Side shield brackets | 100 | 60 | 43 | 0.258 | 85 | 100 | Stackable x2 | 85044083 | SEK | 433859 | ALEXANDRA MAERSK | SWEDEN | Gothenburg | Khalifa port | 2024-10-10 | 2025-02-20 | [6 empty] | 2025-06-13 | [5 empty] | 2025-06-19 |  | CASE_LIST | 1 | 1 | site | DAS | 2025-06-19 | site | 1 | 2 | 0 | 2 | 0.6 | 2 | 0.6 | HITACHI(HE) |  | 1 | 2 | 1 | 3 | Flow 3: Port → MOSB → Site | DAS | HITACHI
3733 | PRL-CS-020-O | HVDC-ADOPT-HE-0222 | AGI | EQ-001 | 365612 | 1 | Outdoor Covered | Side shield brackets | 100 | 60 | 43 | 0.258 | 135 | 150 | Stackable x2 | 85044083 | SEK | 320200 | ALEXANDRA MAERSK | SWEDEN | Gothenburg | Khalifa port | 2024-10-10 | 2025-02-20 | [6 empty] | 2025-04-09 | [7 empty] | CASE_LIST | 1 |  | warehouse | MOSB | 2025-04-09 | warehouse | 1 | 1 | -1 | 0 | 0.6 | 2 | 0.6 | HITACHI(HE) |  | 0 | 1 | 1 | 5 | Flow 5: Mixed / Waiting / Incomplete leg | MOSB | HITACHI
3731 | PRL-MIR-017-O | HVDC-ADOPT-HE-0221 | MIR | EQ-001 | 280166 | 1 | Outdoor Covered | Side shield brackets | 100 | 60 | 43 | 0.258 | 125 | 140 | Stackable x2 | 85044083 | SEK | 327582 | ALEXANDRA MAERSK | SWEDEN | Gothenburg | Khalifa port | 2024-10-10 | 2025-02-20 | [10 empty] | 2025-04-11 |  |  |  | CASE_LIST |  | 1 | site | MIR | 2025-04-11 | site | 0 | 1 | 1 | 2 | 0.6 | 2 | 0.6 | HITACHI(HE) |  | 1 | 1 | 0 | 1 | Flow 1: Port → Site | MIR | HITACHI
3730 | PRL-SHU-026-O | HVDC-ADOPT-HE-0220 | SHU | EQ-001 | 191217 | 1 | Outdoor Covered | Side shield brackets | 100 | 60 | 43 | 0.258 | 85 | 100 | Stackable x2 | 85044083 | SEK | 433859 | ALEXANDRA MAERSK | SWEDEN | Gothenburg | Khalifa port | 2024-10-10 | 2025-02-20 | [11 empty] | 2025-04-12 |  |  | CASE_LIST |  | 1 | site | SHU | 2025-04-12 | site | 0 | 1 | 1 | 2 | 0.6 | 2 | 0.6 | HITACHI(HE) |  | 1 | 1 | 0 | 1 | Flow 1: Port → Site | SHU | HITACHI
3728 | PRL-ZAK-010-O3 | HVDC-ADOPT-HE-0219 | AGI | EQ-300 | 365441 | 1 | Indoor Heated | UMD Batteries - DGD | 240 | 140 | 90 | 3.024 | 1440 | 1680 | Not stackable | 85072080 | SEK | 2008504 | ALEXANDRA MAERSK | FRANCE | Gothenburg | Khalifa port | 2024-10-10 | 2025-02-20 | [6 empty] | 2025-07-04 | [7 empty] | CASE_LIST | 1 |  | warehouse | MOSB | 2025-07-04 | warehouse | 1 | 1 | -1 | 0 | 3.36 | 0 | 3.36 | HITACHI(HE) |  | 0 | 1 | 1 | 5 | Flow 5: Mixed / Waiting / Incomplete leg | MOSB | HITACHI
3729 | PRL-ZAK-010-O3 | HVDC-ADOPT-HE-0219 | AGI | EQ-300 | 365458 | 1 | Indoor Heated | UMD Batteries - DGD | 240 | 140 | 90 | 3.024 | 1440 | 1680 | Not stackable | 85072080 | SEK | 2008504 | ALEXANDRA MAERSK | FRANCE | Gothenburg | Khalifa port | 2024-10-10 | 2025-02-20 | [6 empty] | 2025-07-04 | [7 empty] | CASE_LIST | 1 |  | warehouse | MOSB | 2025-07-04 | warehouse | 1 | 1 | -1 | 0 | 3.36 | 0 | 3.36 | HITACHI(HE) |  | 0 | 1 | 1 | 5 | Flow 5: Mixed / Waiting / Incomplete leg | MOSB | HITACHI
3724 | PRL-DAS-013-O3 | HVDC-ADOPT-HE-0218 | DAS | EQ-300 | 208308 | 1 | Indoor Heated | UMD Batteries - DGD | 240 | 140 | 90 | 3.024 | 1255 | 1455 | Not stackable | 85072080 | SEK | 2233279 | ALEXANDRA MAERSK | FRANCE | Gothenburg | Khalifa port | 2024-10-10 | 2025-02-20 | [6 empty] | 2025-04-25 | [5 empty] | 2025-06-13 |  | CASE_LIST | 1 | 1 | site | DAS | 2025-06-13 | site | 1 | 2 | 0 | 2 | 3.36 | 0 | 3.36 | HITACHI(HE) |  | 1 | 2 | 1 | 3 | Flow 3: Port → MOSB → Site | DAS | HITACHI
3725 | PRL-DAS-013-O3 | HVDC-ADOPT-HE-0218 | DAS | EQ-300 | 208332 | 1 | Indoor Heated | UMD Batteries - DGD | 240 | 140 | 90 | 3.024 | 1255 | 1455 | Not stackable | 85072080 | SEK | 2233279 | ALEXANDRA MAERSK | FRANCE | Gothenburg | Khalifa port | 2024-10-10 | 2025-02-20 | [6 empty] | 2025-04-25 | [5 empty] | 2025-06-13 |  | CASE_LIST | 1 | 1 | site | DAS | 2025-06-13 | site | 1 | 2 | 0 | 2 | 3.36 | 0 | 3.36 | HITACHI(HE) |  | 1 | 2 | 1 | 3 | Flow 3: Port → MOSB → Site | DAS | HITACHI
3726 | PRL-MIR-010-O3 | HVDC-ADOPT-HE-0217 | MIR | EQ-300 | 280015 | 1 | Indoor Heated | UMD Batteries - DGD | 240 | 140 | 90 | 3.024 | 1440 | 1680 | Not stackable | 85072080 | SEK | 2169215 | ALEXANDRA MAERSK | FRANCE | Gothenburg | Khalifa port | 2024-10-10 | 2025-02-20 | [10 empty] | 2025-04-20 |  |  |  | CASE_LIST |  | 1 | site | MIR | 2025-04-20 | site | 0 | 1 | 1 | 2 | 3.36 | 0 | 3.36 | HITACHI(HE) |  | 1 | 1 | 0 | 1 | Flow 1: Port → Site | MIR | HITACHI
3727 | PRL-MIR-010-O3 | HVDC-ADOPT-HE-0217 | MIR | EQ-300 | 280031 | 1 | Indoor Heated | UMD Batteries - DGD | 240 | 140 | 90 | 3.024 | 1440 | 1680 | Not stackable | 85072080 | SEK | 2169215 | ALEXANDRA MAERSK | FRANCE | Gothenburg | Khalifa port | 2024-10-10 | 2025-02-20 | [10 empty] | 2025-04-20 |  |  |  | CASE_LIST |  | 1 | site | MIR | 2025-04-20 | site | 0 | 1 | 1 | 2 | 3.36 | 0 | 3.36 | HITACHI(HE) |  | 1 | 1 | 0 | 1 | Flow 1: Port → Site | MIR | HITACHI
3722 | PRL-SHU-008-O3 | HVDC-ADOPT-HE-0216 | SHU | EQ-300 | 190914 | 1 | Indoor Heated | UMD Batteries - DGD | 270 | 150 | 130 | 5.265 | 1255 | 1455 | Not stackable | 85072080 | SEK | 2115914 | ALEXANDRA MAERSK | FRANCE | Gothenburg | Khalifa port | 2024-10-10 | 2025-02-20 | [11 empty] | 2025-04-20 |  |  | CASE_LIST |  | 1 | site | SHU | 2025-04-20 | site | 0 | 1 | 1 | 2 | 4.05 | 0 | 4.05 | HITACHI(HE) |  | 1 | 1 | 0 | 1 | Flow 1: Port → Site | SHU | HITACHI
3723 | PRL-SHU-008-O3 | HVDC-ADOPT-HE-0216 | SHU | EQ-300 | 190934 | 1 | Indoor Heated | UMD Batteries - DGD | 240 | 140 | 90 | 3.024 | 1255 | 1455 | Not stackable | 85072080 | SEK | 2115914 | ALEXANDRA MAERSK | FRANCE | Gothenburg | Khalifa port | 2024-10-10 | 2025-02-20 | [11 empty] | 2025-04-20 |  |  | CASE_LIST |  | 1 | site | SHU | 2025-04-20 | site | 0 | 1 | 1 | 2 | 3.36 | 0 | 3.36 | HITACHI(HE) |  | 1 | 1 | 0 | 1 | Flow 1: Port → Site | SHU | HITACHI
3734 | PRL-ZAK-009-O4 | HVDC-ADOPT-HE-0215 | AGI | EQ-002 | 364269 | 1 | Outdoor Covered | TRANSFORMER S/N 2XBR62539-T | 580 | 420 | 495 | 120.582 | 217000 | 217000 | Not Stackable | 85042300 | SEK | 39062382 | BBC MONT BLANC | BRAZIL | Itagui | Mina Zayed | 2024-10-25 | 2024-12-12 | [5 empty] | 2024-12-12 | [8 empty] | CASE_LIST | 1 |  | warehouse | DSV MZP | 2024-12-12 | warehouse | 1 | 1 | -1 | 0 | 24.36 | 0 | 24.36 | HITACHI(HE) |  | 0 | 1 | 1 | 2 | Flow 2: Port → WH → Site | DSV MZP | HITACHI
3735 | PRL-ZAK-009-O4 | HVDC-ADOPT-HE-0215 | AGI | EQ-002 | 364270 | 1 | Outdoor Covered | Transformer Accessories | 650 | 80 | 110 | 5.72 | 620 | 885 | Stackability 600kg/m2 | 85042300 | SEK | 465028.4 | BBC MONT BLANC | BRAZIL | Itagui | Mina Zayed | 2024-10-25 | 2024-12-12 |  |  |  |  | 2024-12-25 | [9 empty] | CASE_LIST | 1 |  | warehouse | DSV Outdoor | 2024-12-25 | warehouse | 1 | 1 | -1 | 0 | 5.2 | 1 | 5.2 | HITACHI(HE) |  | 0 | 1 | 1 | 2 | Flow 2: Port → WH → Site | DSV Outdoor | HITACHI
3736 | PRL-ZAK-009-O4 | HVDC-ADOPT-HE-0215 | AGI | EQ-002 | 364271 | 1 | Outdoor Covered | Transformer Accessories | 650 | 80 | 110 | 5.72 | 620 | 885 | Stackability 600kg/m2 | 85042300 | SEK | 465028.4 | BBC MONT BLANC | BRAZIL | Itagui | Mina Zayed | 2024-10-25 | 2024-12-12 |  |  |  |  | 2024-12-25 | [9 empty] | CASE_LIST | 1 |  | warehouse | DSV Outdoor | 2024-12-25 | warehouse | 1 | 1 | -1 | 0 | 5.2 | 1 | 5.2 | HITACHI(HE) |  | 0 | 1 | 1 | 2 | Flow 2: Port → WH → Site | DSV Outdoor | HITACHI
3737 | PRL-ZAK-009-O4 | HVDC-ADOPT-HE-0215 | AGI | EQ-002 | 364272 | 1 | Outdoor Covered | Transformer Accessories | 350 | 80 | 110 | 3.08 | 196 | 347 | Stackability 600kg/m2 | 85042300 | SEK | 465028.4 | BBC MONT BLANC | BRAZIL | Itagui | Mina Zayed | 2024-10-25 | 2024-12-12 |  |  |  |  | 2024-12-25 | [9 empty] | CASE_LIST | 1 |  | warehouse | DSV Outdoor | 2024-12-25 | warehouse | 1 | 1 | -1 | 0 | 2.8 | 1 | 2.8 | HITACHI(HE) |  | 0 | 1 | 1 | 2 | Flow 2: Port → WH → Site | DSV Outdoor | HITACHI
3738 | PRL-ZAK-009-O4 | HVDC-ADOPT-HE-0215 | AGI | EQ-002 | 364273 | 1 | Outdoor Covered | Transformer Accessories | 200 | 60 | 70 | 0.84 | 77 | 137 | Stackability 600kg/m2 | 85042300 | SEK | 465028.4 | BBC MONT BLANC | BRAZIL | Itagui | Mina Zayed | 2024-10-25 | 2024-12-12 |  |  |  |  | 2024-12-25 | [9 empty] | CASE_LIST | 1 |  | warehouse | DSV Outdoor | 2024-12-25 | warehouse | 1 | 1 | -1 | 0 | 1.2 | 1 | 1.2 | HITACHI(HE) |  | 0 | 1 | 1 | 2 | Flow 2: Port → WH → Site | DSV Outdoor | HITACHI
3739 | PRL-ZAK-009-O4 | HVDC-ADOPT-HE-0215 | AGI | EQ-002 | 364274 | 1 | Outdoor Covered | Transformer Accessories | 80 | 60 | 50 | 0.24 | 17 | 41 | Stackability 600kg/m2 | 85042300 | SEK | 465028.4 | BBC MONT BLANC | BRAZIL | Itagui | Mina Zayed | 2024-10-25 | 2024-12-12 |  |  |  |  | 2024-12-25 | [9 empty] | CASE_LIST | 1 |  | warehouse | DSV Outdoor | 2024-12-25 | warehouse | 1 | 1 | -1 | 0 | 0.48 | 1 | 0.48 | HITACHI(HE) |  | 0 | 1 | 1 | 2 | Flow 2: Port → WH → Site | DSV Outdoor | HITACHI
3740 | PRL-ZAK-009-O4 | HVDC-ADOPT-HE-0215 | AGI | EQ-002 | 364275 | 1 | Outdoor Covered | Transformer Accessories | 80 | 60 | 50 | 0.24 | 17 | 41 | Stackability 600kg/m2 | 85042300 | SEK | 465028.4 | BBC MONT BLANC | BRAZIL | Itagui | Mina Zayed | 2024-10-25 | 2024-12-12 |  |  |  |  | 2024-12-25 | [9 empty] | CASE_LIST | 1 |  | warehouse | DSV Outdoor | 2024-12-25 | warehouse | 1 | 1 | -1 | 0 | 0.48 | 1 | 0.48 | HITACHI(HE) |  | 0 | 1 | 1 | 2 | Flow 2: Port → WH → Site | DSV Outdoor | HITACHI
3741 | PRL-ZAK-009-O4 | HVDC-ADOPT-HE-0215 | AGI | EQ-002 | 364276 | 1 | Outdoor Covered | Transformer Accessories | 680 | 220 | 130 | 19.448 | 1306 | 1839 | Stackability 600kg/m2 | 85042300 | SEK | 465028.4 | BBC MONT BLANC | BRAZIL | Itagui | Mina Zayed | 2024-10-25 | 2024-12-12 |  |  |  |  | 2024-12-25 | [9 empty] | CASE_LIST | 1 |  | warehouse | DSV Outdoor | 2024-12-25 | warehouse | 1 | 1 | -1 | 0 | 14.96 | 1 | 14.96 | HITACHI(HE) |  | 0 | 1 | 1 | 2 | Flow 2: Port → WH → Site | DSV Outdoor | HITACHI
3742 | PRL-ZAK-009-O4 | HVDC-ADOPT-HE-0215 | AGI | EQ-002 | 364277 | 1 | Outdoor Covered | Transformer Accessories | 680 | 220 | 130 | 19.448 | 1306 | 1839 | Stackability 600kg/m2 | 85042300 | SEK | 465028.4 | BBC MONT BLANC | BRAZIL | Itagui | Mina Zayed | 2024-10-25 | 2024-12-12 |  |  |  |  | 2024-12-25 | [9 empty] | CASE_LIST | 1 |  | warehouse | DSV Outdoor | 2024-12-25 | warehouse | 1 | 1 | -1 | 0 | 14.96 | 1 | 14.96 | HITACHI(HE) |  | 0 | 1 | 1 | 2 | Flow 2: Port → WH → Site | DSV Outdoor | HITACHI
3743 | PRL-ZAK-009-O4 | HVDC-ADOPT-HE-0215 | AGI | EQ-002 | 364280 | 1 | Outdoor Covered | Transformer Accessories | 460 | 200 | 180 | 16.56 | 1826 | 2248 | Stackability 600kg/m2 | 85042300 | SEK | 465028.4 | BBC MONT BLANC | BRAZIL | Itagui | Mina Zayed | 2024-10-25 | 2024-12-12 |  |  |  |  | 2024-12-25 | [9 empty] | CASE_LIST | 1 |  | warehouse | DSV Outdoor | 2024-12-25 | warehouse | 1 | 1 | -1 | 0 | 9.2 | 1 | 9.2 | HITACHI(HE) |  | 0 | 1 | 1 | 2 | Flow 2: Port → WH → Site | DSV Outdoor | HITACHI
3744 | PRL-ZAK-009-O4 | HVDC-ADOPT-HE-0215 | AGI | EQ-002 | 364281 | 1 | Outdoor Covered | Transformer Accessories | 420 | 180 | 120 | 9.072 | 1413 | 1708 | Stackability 600kg/m2 | 85042300 | SEK | 465028.4 | BBC MONT BLANC | BRAZIL | Itagui | Mina Zayed | 2024-10-25 | 2024-12-12 |  |  |  |  | 2024-12-25 | [9 empty] | CASE_LIST | 1 |  | warehouse | DSV Outdoor | 2024-12-25 | warehouse | 1 | 1 | -1 | 0 | 7.56 | 1 | 7.56 | HITACHI(HE) |  | 0 | 1 | 1 | 2 | Flow 2: Port → WH → Site | DSV Outdoor | HITACHI
3745 | PRL-ZAK-009-O4 | HVDC-ADOPT-HE-0215 | AGI | EQ-002 | 364282 | 1 | Outdoor Covered | Transformer Accessories | 320 | 160 | 220 | 11.264 | 1547 | 1861 | Stackability 600kg/m2 | 85042300 | SEK | 465028.4 | BBC MONT BLANC | BRAZIL | Itagui | Mina Zayed | 2024-10-25 | 2024-12-12 |  |  |  |  | 2024-12-25 | [9 empty] | CASE_LIST | 1 |  | warehouse | DSV Outdoor | 2024-12-25 | warehouse | 1 | 1 | -1 | 0 | 5.12 | 1 | 5.12 | HITACHI(HE) |  | 0 | 1 | 1 | 2 | Flow 2: Port → WH → Site | DSV Outdoor | HITACHI
3746 | PRL-ZAK-009-O4 | HVDC-ADOPT-HE-0215 | AGI | EQ-002 | 364283 | 1 | Outdoor Covered | Transformer Accessories | 360 | 220 | 140 | 11.088 | 1475 | 1796 | Stackability 600kg/m2 | 85042300 | SEK | 465028.4 | BBC MONT BLANC | BRAZIL | Itagui | Mina Zayed | 2024-10-25 | 2024-12-12 |  |  |  |  | 2024-12-25 | [9 empty] | CASE_LIST | 1 |  | warehouse | DSV Outdoor | 2024-12-25 | warehouse | 1 | 1 | -1 | 0 | 7.92 | 1 | 7.92 | HITACHI(HE) |  | 0 | 1 | 1 | 2 | Flow 2: Port → WH → Site | DSV Outdoor | HITACHI
3747 | PRL-ZAK-009-O4 | HVDC-ADOPT-HE-0215 | AGI | EQ-002 | 364284 | 1 | Outdoor Covered | Transformer Accessories | 360 | 220 | 140 | 11.088 | 1509 | 1830 | Stackability 600kg/m2 | 85042300 | SEK | 465028.4 | BBC MONT BLANC | BRAZIL | Itagui | Mina Zayed | 2024-10-25 | 2024-12-12 |  |  |  |  | 2024-12-25 | [9 empty] | CASE_LIST | 1 |  | warehouse | DSV Outdoor | 2024-12-25 | warehouse | 1 | 1 | -1 | 0 | 7.92 | 1 | 7.92 | HITACHI(HE) |  | 0 | 1 | 1 | 2 | Flow 2: Port → WH → Site | DSV Outdoor | HITACHI
3748 | PRL-ZAK-009-O4 | HVDC-ADOPT-HE-0215 | AGI | EQ-002 | 364285 | 1 | Outdoor Covered | Transformer Accessories | 580 | 100 | 150 | 8.7 | 215 | 535 | Stackability 600kg/m2 | 85042300 | SEK | 465028.4 | BBC MONT BLANC | BRAZIL | Itagui | Mina Zayed | 2024-10-25 | 2024-12-12 |  |  |  |  | 2024-12-25 | [9 empty] | CASE_LIST | 1 |  | warehouse | DSV Outdoor | 2024-12-25 | warehouse | 1 | 1 | -1 | 0 | 5.8 | 1 | 5.8 | HITACHI(HE) |  | 0 | 1 | 1 | 2 | Flow 2: Port → WH → Site | DSV Outdoor | HITACHI
3749 | PRL-ZAK-009-O4 | HVDC-ADOPT-HE-0215 | AGI | EQ-002 | 364286 | 1 | Outdoor Covered | Transformer Accessories | 260 | 160 | 210 | 8.736 | 826 | 1086 | Stackability 600kg/m2 | 85042300 | SEK | 465028.4 | BBC MONT BLANC | BRAZIL | Itagui | Mina Zayed | 2024-10-25 | 2024-12-12 |  |  |  |  | 2024-12-25 | [9 empty] | CASE_LIST | 1 |  | warehouse | DSV Outdoor | 2024-12-25 | warehouse | 1 | 1 | -1 | 0 | 4.16 | 1 | 4.16 | HITACHI(HE) |  | 0 | 1 | 1 | 2 | Flow 2: Port → WH → Site | DSV Outdoor | HITACHI
3750 | PRL-ZAK-009-O4 | HVDC-ADOPT-HE-0215 | AGI | EQ-002 | 364287 | 1 | Outdoor Covered | Transformer Accessories | 200 | 140 | 140 | 3.92 | 504 | 655 | Stackability 600kg/m2 | 85042300 | SEK | 465028.4 | BBC MONT BLANC | BRAZIL | Itagui | Mina Zayed | 2024-10-25 | 2024-12-12 |  |  |  |  | 2024-12-23 | [9 empty] | CASE_LIST | 1 |  | warehouse | DSV Outdoor | 2024-12-23 | warehouse | 1 | 1 | -1 | 0 | 2.8 | 1 | 2.8 | HITACHI(HE) |  | 0 | 1 | 1 | 2 | Flow 2: Port → WH → Site | DSV Outdoor | HITACHI
3751 | PRL-ZAK-009-O4 | HVDC-ADOPT-HE-0215 | AGI | EQ-002 | 364288 | 1 | Indoor | Transformer Accessories | 300 | 160 | 260 | 12.48 | 468 | 803 | Stackability 600kg/m2 | 85042300 | SEK | 465028.4 | BBC MONT BLANC | BRAZIL | Itagui | Mina Zayed | 2024-10-25 | 2024-12-12 |  | 2024-12-18 | [12 empty] | CASE_LIST | 1 |  | warehouse | DSV Indoor | 2024-12-18 | warehouse | 1 | 1 | -1 | 0 | 4.8 | 1 | 4.8 | HITACHI(HE) |  | 0 | 1 | 1 | 2 | Flow 2: Port → WH → Site | DSV Indoor | HITACHI
3752 | PRL-ZAK-009-O4 | HVDC-ADOPT-HE-0215 | AGI | EQ-002 | 364289 | 1 | Outdoor Covered | Transformer Accessories (DGD) | 160 | 100 | 80 | 1.28 | 464 | 538 | Stackability 600kg/m2 | 85042300 | SEK | 465028.4 | BBC MONT BLANC | BRAZIL | Itagui | Mina Zayed | 2024-10-25 | 2024-12-12 | [6 empty] | 2025-07-04 | [7 empty] | CASE_LIST | 1 |  | warehouse | MOSB | 2025-07-04 | warehouse | 1 | 1 | -1 | 0 | 1.6 | 1 | 1.6 | HITACHI(HE) |  | 0 | 1 | 1 | 5 | Flow 5: Mixed / Waiting / Incomplete leg | MOSB | HITACHI
3753 | PRL-ZAK-009-O4 | HVDC-ADOPT-HE-0215 | AGI | EQ-002 | 364364 | 1 | Outdoor Covered | Transformer Accessories | 680 | 220 | 130 | 19.448 | 1306 | 1839 | Stackability 600kg/m2 | 85042300 | SEK | 465028.4 | BBC MONT BLANC | BRAZIL | Itagui | Mina Zayed | 2024-10-25 | 2024-12-12 |  |  |  |  | 2024-12-25 | [9 empty] | CASE_LIST | 1 |  | warehouse | DSV Outdoor | 2024-12-25 | warehouse | 1 | 1 | -1 | 0 | 14.96 | 1 | 14.96 | HITACHI(HE) |  | 0 | 1 | 1 | 2 | Flow 2: Port → WH → Site | DSV Outdoor | HITACHI
3754 | PRL-ZAK-009-O4 | HVDC-ADOPT-HE-0215 | AGI | EQ-002 | 364365 | 1 | Outdoor Covered | Transformer Accessories | 320 | 220 | 260 | 18.304 | 1773 | 2195 | Stackability 600kg/m2 | 85042300 | SEK | 465028.4 | BBC MONT BLANC | BRAZIL | Itagui | Mina Zayed | 2024-10-25 | 2024-12-12 |  |  |  |  | 2024-12-25 | [9 empty] | CASE_LIST | 1 |  | warehouse | DSV Outdoor | 2024-12-25 | warehouse | 1 | 1 | -1 | 0 | 7.04 | 1 | 7.04 | HITACHI(HE) |  | 0 | 1 | 1 | 2 | Flow 2: Port → WH → Site | DSV Outdoor | HITACHI
3755 | PRL-ZAK-009-O4 | HVDC-ADOPT-HE-0215 | AGI | EQ-002 | 364290 | 1 | Outdoor Covered | TRANSFORMER S/N 2XBR62540-T | 580 | 420 | 495 | 120.582 | 217000 | 217000 | Not Stackable | 85042300 | SEK | 39062382 | BBC MONT BLANC | BRAZIL | Itagui | Mina Zayed | 2024-10-25 | 2024-12-12 | [5 empty] | 2024-12-12 | [8 empty] | CASE_LIST | 1 |  | warehouse | DSV MZP | 2024-12-12 | warehouse | 1 | 1 | -1 | 0 | 24.36 | 0 | 24.36 | HITACHI(HE) |  | 0 | 1 | 1 | 2 | Flow 2: Port → WH → Site | DSV MZP | HITACHI
3756 | PRL-ZAK-009-O4 | HVDC-ADOPT-HE-0215 | AGI | EQ-002 | 364291 | 1 | Outdoor Covered | Transformer Accessories | 650 | 80 | 110 | 5.72 | 620 | 885 | Stackability 600kg/m2 | 85042300 | SEK | 465028.4 | BBC MONT BLANC | BRAZIL | Itagui | Mina Zayed | 2024-10-25 | 2024-12-12 |  |  |  |  | 2024-12-25 | [9 empty] | CASE_LIST | 1 |  | warehouse | DSV Outdoor | 2024-12-25 | warehouse | 1 | 1 | -1 | 0 | 5.2 | 1 | 5.2 | HITACHI(HE) |  | 0 | 1 | 1 | 2 | Flow 2: Port → WH → Site | DSV Outdoor | HITACHI
3757 | PRL-ZAK-009-O4 | HVDC-ADOPT-HE-0215 | AGI | EQ-002 | 364292 | 1 | Outdoor Covered | Transformer Accessories | 650 | 80 | 110 | 5.72 | 620 | 885 | Stackability 600kg/m2 | 85042300 | SEK | 465028.4 | BBC MONT BLANC | BRAZIL | Itagui | Mina Zayed | 2024-10-25 | 2024-12-12 |  |  |  |  | 2024-12-25 | [9 empty] | CASE_LIST | 1 |  | warehouse | DSV Outdoor | 2024-12-25 | warehouse | 1 | 1 | -1 | 0 | 5.2 | 1 | 5.2 | HITACHI(HE) |  | 0 | 1 | 1 | 2 | Flow 2: Port → WH → Site | DSV Outdoor | HITACHI
3758 | PRL-ZAK-009-O4 | HVDC-ADOPT-HE-0215 | AGI | EQ-002 | 364293 | 1 | Outdoor Covered | Transformer Accessories | 350 | 80 | 110 | 3.08 | 196 | 347 | Stackability 600kg/m2 | 85042300 | SEK | 465028.4 | BBC MONT BLANC | BRAZIL | Itagui | Mina Zayed | 2024-10-25 | 2024-12-12 |  |  |  |  | 2024-12-25 | [9 empty] | CASE_LIST | 1 |  | warehouse | DSV Outdoor | 2024-12-25 | warehouse | 1 | 1 | -1 | 0 | 2.8 | 1 | 2.8 | HITACHI(HE) |  | 0 | 1 | 1 | 2 | Flow 2: Port → WH → Site | DSV Outdoor | HITACHI
3759 | PRL-ZAK-009-O4 | HVDC-ADOPT-HE-0215 | AGI | EQ-002 | 364294 | 1 | Outdoor Covered | Transformer Accessories | 200 | 60 | 70 | 0.84 | 77 | 137 | Stackability 600kg/m2 | 85042300 | SEK | 465028.4 | BBC MONT BLANC | BRAZIL | Itagui | Mina Zayed | 2024-10-25 | 2024-12-12 |  |  |  |  | 2024-12-25 | [9 empty] | CASE_LIST | 1 |  | warehouse | DSV Outdoor | 2024-12-25 | warehouse | 1 | 1 | -1 | 0 | 1.2 | 1 | 1.2 | HITACHI(HE) |  | 0 | 1 | 1 | 2 | Flow 2: Port → WH → Site | DSV Outdoor | HITACHI
3760 | PRL-ZAK-009-O4 | HVDC-ADOPT-HE-0215 | AGI | EQ-002 | 364295 | 1 | Outdoor Covered | Transformer Accessories | 80 | 60 | 50 | 0.24 | 17 | 41 | Stackability 600kg/m2 | 85042300 | SEK | 465028.4 | BBC MONT BLANC | BRAZIL | Itagui | Mina Zayed | 2024-10-25 | 2024-12-12 |  |  |  |  | 2024-12-25 | [9 empty] | CASE_LIST | 1 |  | warehouse | DSV Outdoor | 2024-12-25 | warehouse | 1 | 1 | -1 | 0 | 0.48 | 1 | 0.48 | HITACHI(HE) |  | 0 | 1 | 1 | 2 | Flow 2: Port → WH → Site | DSV Outdoor | HITACHI
3761 | PRL-ZAK-009-O4 | HVDC-ADOPT-HE-0215 | AGI | EQ-002 | 364296 | 1 | Outdoor Covered | Transformer Accessories | 80 | 60 | 50 | 0.24 | 17 | 41 | Stackability 600kg/m2 | 85042300 | SEK | 465028.4 | BBC MONT BLANC | BRAZIL | Itagui | Mina Zayed | 2024-10-25 | 2024-12-12 |  |  |  |  | 2024-12-25 | [9 empty] | CASE_LIST | 1 |  | warehouse | DSV Outdoor | 2024-12-25 | warehouse | 1 | 1 | -1 | 0 | 0.48 | 1 | 0.48 | HITACHI(HE) |  | 0 | 1 | 1 | 2 | Flow 2: Port → WH → Site | DSV Outdoor | HITACHI
3762 | PRL-ZAK-009-O4 | HVDC-ADOPT-HE-0215 | AGI | EQ-002 | 364297 | 1 | Outdoor Covered | Transformer Accessories | 680 | 220 | 130 | 19.448 | 1306 | 1839 | Stackability 600kg/m2 | 85042300 | SEK | 465028.4 | BBC MONT BLANC | BRAZIL | Itagui | Mina Zayed | 2024-10-25 | 2024-12-12 |  |  |  |  | 2024-12-23 | [9 empty] | CASE_LIST | 1 |  | warehouse | DSV Outdoor | 2024-12-23 | warehouse | 1 | 1 | -1 | 0 | 14.96 | 1 | 14.96 | HITACHI(HE) |  | 0 | 1 | 1 | 2 | Flow 2: Port → WH → Site | DSV Outdoor | HITACHI
3763 | PRL-ZAK-009-O4 | HVDC-ADOPT-HE-0215 | AGI | EQ-002 | 364298 | 1 | Outdoor Covered | Transformer Accessories | 680 | 220 | 130 | 19.448 | 1306 | 1839 | Stackability 600kg/m2 | 85042300 | SEK | 465028.4 | BBC MONT BLANC | BRAZIL | Itagui | Mina Zayed | 2024-10-25 | 2024-12-12 |  |  |  |  | 2024-12-23 | [9 empty] | CASE_LIST | 1 |  | warehouse | DSV Outdoor | 2024-12-23 | warehouse | 1 | 1 | -1 | 0 | 14.96 | 1 | 14.96 | HITACHI(HE) |  | 0 | 1 | 1 | 2 | Flow 2: Port → WH → Site | DSV Outdoor | HITACHI
3764 | PRL-ZAK-009-O4 | HVDC-ADOPT-HE-0215 | AGI | EQ-002 | 364299 | 1 | Outdoor Covered | Transformer Accessories | 680 | 220 | 130 | 19.448 | 1306 | 1839 | Stackability 600kg/m2 | 85042300 | SEK | 465028.4 | BBC MONT BLANC | BRAZIL | Itagui | Mina Zayed | 2024-10-25 | 2024-12-12 |  |  |  |  | 2024-12-23 | [9 empty] | CASE_LIST | 1 |  | warehouse | DSV Outdoor | 2024-12-23 | warehouse | 1 | 1 | -1 | 0 | 14.96 | 1 | 14.96 | HITACHI(HE) |  | 0 | 1 | 1 | 2 | Flow 2: Port → WH → Site | DSV Outdoor | HITACHI
3765 | PRL-ZAK-009-O4 | HVDC-ADOPT-HE-0215 | AGI | EQ-002 | 364300 | 1 | Outdoor Covered | Transformer Accessories | 680 | 220 | 130 | 19.448 | 1306 | 1839 | Stackability 600kg/m2 | 85042300 | SEK | 465028.4 | BBC MONT BLANC | BRAZIL | Itagui | Mina Zayed | 2024-10-25 | 2024-12-12 |  |  |  |  | 2024-12-25 | [9 empty] | CASE_LIST | 1 |  | warehouse | DSV Outdoor | 2024-12-25 | warehouse | 1 | 1 | -1 | 0 | 14.96 | 1 | 14.96 | HITACHI(HE) |  | 0 | 1 | 1 | 2 | Flow 2: Port → WH → Site | DSV Outdoor | HITACHI
3766 | PRL-ZAK-009-O4 | HVDC-ADOPT-HE-0215 | AGI | EQ-002 | 364301 | 1 | Outdoor Covered | Transformer Accessories | 460 | 200 | 180 | 16.56 | 1826 | 2248 | Stackability 600kg/m2 | 85042300 | SEK | 465028.4 | BBC MONT BLANC | BRAZIL | Itagui | Mina Zayed | 2024-10-25 | 2024-12-12 |  |  |  |  | 2024-12-23 | [9 empty] | CASE_LIST | 1 |  | warehouse | DSV Outdoor | 2024-12-23 | warehouse | 1 | 1 | -1 | 0 | 9.2 | 1 | 9.2 | HITACHI(HE) |  | 0 | 1 | 1 | 2 | Flow 2: Port → WH → Site | DSV Outdoor | HITACHI
3767 | PRL-ZAK-009-O4 | HVDC-ADOPT-HE-0215 | AGI | EQ-002 | 364302 | 1 | Outdoor Covered | Transformer Accessories | 420 | 180 | 120 | 9.072 | 1413 | 1708 | Stackability 600kg/m2 | 85042300 | SEK | 465028.4 | BBC MONT BLANC | BRAZIL | Itagui | Mina Zayed | 2024-10-25 | 2024-12-12 |  |  |  |  | 2024-12-25 | [9 empty] | CASE_LIST | 1 |  | warehouse | DSV Outdoor | 2024-12-25 | warehouse | 1 | 1 | -1 | 0 | 7.56 | 1 | 7.56 | HITACHI(HE) |  | 0 | 1 | 1 | 2 | Flow 2: Port → WH → Site | DSV Outdoor | HITACHI
3768 | PRL-ZAK-009-O4 | HVDC-ADOPT-HE-0215 | AGI | EQ-002 | 364303 | 1 | Outdoor Covered | Transformer Accessories | 320 | 160 | 220 | 11.264 | 1929 | 2243 | Stackability 600kg/m2 | 85042300 | SEK | 465028.4 | BBC MONT BLANC | BRAZIL | Itagui | Mina Zayed | 2024-10-25 | 2024-12-12 |  |  |  |  | 2024-12-23 | [9 empty] | CASE_LIST | 1 |  | warehouse | DSV Outdoor | 2024-12-23 | warehouse | 1 | 1 | -1 | 0 | 5.12 | 1 | 5.12 | HITACHI(HE) |  | 0 | 1 | 1 | 2 | Flow 2: Port → WH → Site | DSV Outdoor | HITACHI
3769 | PRL-ZAK-009-O4 | HVDC-ADOPT-HE-0215 | AGI | EQ-002 | 364304 | 1 | Outdoor Covered | Transformer Accessories | 360 | 220 | 140 | 11.088 | 1475 | 1796 | Stackability 600kg/m2 | 85042300 | SEK | 465028.4 | BBC MONT BLANC | BRAZIL | Itagui | Mina Zayed | 2024-10-25 | 2024-12-12 |  |  |  |  | 2024-12-25 | [9 empty] | CASE_LIST | 1 |  | warehouse | DSV Outdoor | 2024-12-25 | warehouse | 1 | 1 | -1 | 0 | 7.92 | 1 | 7.92 | HITACHI(HE) |  | 0 | 1 | 1 | 2 | Flow 2: Port → WH → Site | DSV Outdoor | HITACHI
3770 | PRL-ZAK-009-O4 | HVDC-ADOPT-HE-0215 | AGI | EQ-002 | 364305 | 1 | Outdoor Covered | Transformer Accessories | 360 | 220 | 140 | 11.088 | 1509 | 1830 | Stackability 600kg/m2 | 85042300 | SEK | 465028.4 | BBC MONT BLANC | BRAZIL | Itagui | Mina Zayed | 2024-10-25 | 2024-12-12 |  |  |  |  | 2024-12-23 | [9 empty] | CASE_LIST | 1 |  | warehouse | DSV Outdoor | 2024-12-23 | warehouse | 1 | 1 | -1 | 0 | 7.92 | 1 | 7.92 | HITACHI(HE) |  | 0 | 1 | 1 | 2 | Flow 2: Port → WH → Site | DSV Outdoor | HITACHI
3771 | PRL-ZAK-009-O4 | HVDC-ADOPT-HE-0215 | AGI | EQ-002 | 364306 | 1 | Outdoor Covered | Transformer Accessories | 580 | 100 | 150 | 8.7 | 215 | 535 | Stackability 600kg/m2 | 85042300 | SEK | 465028.4 | BBC MONT BLANC | BRAZIL | Itagui | Mina Zayed | 2024-10-25 | 2024-12-12 |  |  |  |  | 2024-12-25 | [9 empty] | CASE_LIST | 1 |  | warehouse | DSV Outdoor | 2024-12-25 | warehouse | 1 | 1 | -1 | 0 | 5.8 | 1 | 5.8 | HITACHI(HE) |  | 0 | 1 | 1 | 2 | Flow 2: Port → WH → Site | DSV Outdoor | HITACHI
3772 | PRL-ZAK-009-O4 | HVDC-ADOPT-HE-0215 | AGI | EQ-002 | 364307 | 1 | Outdoor Covered | Transformer Accessories | 260 | 160 | 210 | 8.736 | 826 | 1086 | Stackability 600kg/m2 | 85042300 | SEK | 465028.4 | BBC MONT BLANC | BRAZIL | Itagui | Mina Zayed | 2024-10-25 | 2024-12-12 |  |  |  |  | 2024-12-25 | [9 empty] | CASE_LIST | 1 |  | warehouse | DSV Outdoor | 2024-12-25 | warehouse | 1 | 1 | -1 | 0 | 4.16 | 1 | 4.16 | HITACHI(HE) |  | 0 | 1 | 1 | 2 | Flow 2: Port → WH → Site | DSV Outdoor | HITACHI
3773 | PRL-ZAK-009-O4 | HVDC-ADOPT-HE-0215 | AGI | EQ-002 | 364308 | 1 | Outdoor Covered | Transformer Accessories | 200 | 140 | 140 | 3.92 | 504 | 655 | Stackability 600kg/m2 | 85042300 | SEK | 465028.4 | BBC MONT BLANC | BRAZIL | Itagui | Mina Zayed | 2024-10-25 | 2024-12-12 |  |  |  |  | 2024-12-23 | [9 empty] | CASE_LIST | 1 |  | warehouse | DSV Outdoor | 2024-12-23 | warehouse | 1 | 1 | -1 | 0 | 2.8 | 1 | 2.8 | HITACHI(HE) |  | 0 | 1 | 1 | 2 | Flow 2: Port → WH → Site | DSV Outdoor | HITACHI
3774 | PRL-ZAK-009-O4 | HVDC-ADOPT-HE-0215 | AGI | EQ-002 | 364309 | 1 | Indoor | Transformer Accessories | 300 | 160 | 260 | 12.48 | 468 | 803 | Stackability 600kg/m2 | 85042300 | SEK | 465028.4 | BBC MONT BLANC | BRAZIL | Itagui | Mina Zayed | 2024-10-25 | 2024-12-12 |  | 2024-12-18 | [12 empty] | CASE_LIST | 1 |  | warehouse | DSV Indoor | 2024-12-18 | warehouse | 1 | 1 | -1 | 0 | 4.8 | 1 | 4.8 | HITACHI(HE) |  | 0 | 1 | 1 | 2 | Flow 2: Port → WH → Site | DSV Indoor | HITACHI
3775 | PRL-ZAK-009-O4 | HVDC-ADOPT-HE-0215 | AGI | EQ-002 | 364310 | 1 | Outdoor Covered | Transformer Accessories (DGD) | 160 | 100 | 80 | 1.28 | 464 | 538 | Stackability 600kg/m2 | 85042300 | SEK | 465028.4 | BBC MONT BLANC | BRAZIL | Itagui | Mina Zayed | 2024-10-25 | 2024-12-12 | [6 empty] | 2025-07-04 | [7 empty] | CASE_LIST | 1 |  | warehouse | MOSB | 2025-07-04 | warehouse | 1 | 1 | -1 | 0 | 1.6 | 1 | 1.6 | HITACHI(HE) |  | 0 | 1 | 1 | 5 | Flow 5: Mixed / Waiting / Incomplete leg | MOSB | HITACHI
3776 | PRL-ZAK-009-O4 | HVDC-ADOPT-HE-0215 | AGI | EQ-002 | 364366 | 1 | Outdoor Covered | Transformer Accessories | 680 | 220 | 130 | 19.448 | 1306 | 1839 | Stackability 600kg/m2 | 85042300 | SEK | 465028.4 | BBC MONT BLANC | BRAZIL | Itagui | Mina Zayed | 2024-10-25 | 2024-12-12 |  |  |  |  | 2024-12-23 | [9 empty] | CASE_LIST | 1 |  | warehouse | DSV Outdoor | 2024-12-23 | warehouse | 1 | 1 | -1 | 0 | 14.96 | 1 | 14.96 | HITACHI(HE) |  | 0 | 1 | 1 | 2 | Flow 2: Port → WH → Site | DSV Outdoor | HITACHI
3777 | PRL-ZAK-009-O4 | HVDC-ADOPT-HE-0215 | AGI | EQ-002 | 364367 | 1 | Outdoor Covered | Transformer Accessories | 320 | 220 | 260 | 18.304 | 1773 | 2195 | Stackability 600kg/m2 | 85042300 | SEK | 465028.4 | BBC MONT BLANC | BRAZIL | Itagui | Mina Zayed | 2024-10-25 | 2024-12-12 |  |  |  |  | 2024-12-25 | [9 empty] | CASE_LIST | 1 |  | warehouse | DSV Outdoor | 2024-12-25 | warehouse | 1 | 1 | -1 | 0 | 7.04 | 1 | 7.04 | HITACHI(HE) |  | 0 | 1 | 1 | 2 | Flow 2: Port → WH → Site | DSV Outdoor | HITACHI
3648 | PRL-SHU-025-O | HVDC-ADOPT-HE-0214 | SHU | EQ-001 | 191221 | 1 | Indoor | Capacitor | 120 | 80 | 100 | 0.96 | 450 | 500 | Stackable x4 | 85322900 | SEK | 22270 | MSC GIUSY | SWEDEN | Gothenburg | Khalifa port | 2024-09-26 | 2024-11-16 | [11 empty] | 2024-11-18 |  |  | CASE_LIST |  | 1 | site | SHU | 2024-11-18 | site | 0 | 1 | 1 | 2 | 0.96 | 4 | 0.96 | HITACHI(HE) |  | 1 | 1 | 0 | 1 | Flow 1: Port → Site | SHU | HITACHI
3649 | PRL-SHU-025-O | HVDC-ADOPT-HE-0214 | SHU | EQ-001 | 191222 | 1 | Indoor | Capacitor | 120 | 80 | 100 | 0.96 | 450 | 500 | Stackable x4 | 85322900 | SEK | 22270 | MSC GIUSY | SWEDEN | Gothenburg | Khalifa port | 2024-09-26 | 2024-11-16 | [11 empty] | 2024-11-18 |  |  | CASE_LIST |  | 1 | site | SHU | 2024-11-18 | site | 0 | 1 | 1 | 2 | 0.96 | 4 | 0.96 | HITACHI(HE) |  | 1 | 1 | 0 | 1 | Flow 1: Port → Site | SHU | HITACHI
3650 | PRL-SHU-025-O | HVDC-ADOPT-HE-0214 | SHU | EQ-001 | 191223 | 1 | Indoor | Capacitor | 120 | 80 | 100 | 0.96 | 450 | 500 | Stackable x4 | 85322900 | SEK | 22270 | MSC GIUSY | SWEDEN | Gothenburg | Khalifa port | 2024-09-26 | 2024-11-16 | [11 empty] | 2024-11-18 |  |  | CASE_LIST |  | 1 | site | SHU | 2024-11-18 | site | 0 | 1 | 1 | 2 | 0.96 | 4 | 0.96 | HITACHI(HE) |  | 1 | 1 | 0 | 1 | Flow 1: Port → Site | SHU | HITACHI
3651 | PRL-SHU-025-O | HVDC-ADOPT-HE-0214 | SHU | EQ-001 | 191224 | 1 | Indoor | Capacitor | 120 | 80 | 100 | 0.96 | 450 | 500 | Stackable x4 | 85322900 | SEK | 22270 | MSC GIUSY | SWEDEN | Gothenburg | Khalifa port | 2024-09-26 | 2024-11-16 | [11 empty] | 2024-11-18 |  |  | CASE_LIST |  | 1 | site | SHU | 2024-11-18 | site | 0 | 1 | 1 | 2 | 0.96 | 4 | 0.96 | HITACHI(HE) |  | 1 | 1 | 0 | 1 | Flow 1: Port → Site | SHU | HITACHI
3652 | PRL-SHU-025-O | HVDC-ADOPT-HE-0214 | SHU | EQ-001 | 191225 | 1 | Indoor | Capacitor | 120 | 80 | 100 | 0.96 | 450 | 500 | Stackable x4 | 85322900 | SEK | 22270 | MSC GIUSY | SWEDEN | Gothenburg | Khalifa port | 2024-09-26 | 2024-11-16 | [11 empty] | 2024-11-18 |  |  | CASE_LIST |  | 1 | site | SHU | 2024-11-18 | site | 0 | 1 | 1 | 2 | 0.96 | 4 | 0.96 | HITACHI(HE) |  | 1 | 1 | 0 | 1 | Flow 1: Port → Site | SHU | HITACHI
3653 | PRL-SHU-025-O | HVDC-ADOPT-HE-0214 | SHU | EQ-001 | 191226 | 1 | Indoor | Capacitor | 120 | 80 | 100 | 0.96 | 450 | 500 | Stackable x4 | 85322900 | SEK | 22270 | MSC GIUSY | SWEDEN | Gothenburg | Khalifa port | 2024-09-26 | 2024-11-16 | [11 empty] | 2024-11-18 |  |  | CASE_LIST |  | 1 | site | SHU | 2024-11-18 | site | 0 | 1 | 1 | 2 | 0.96 | 4 | 0.96 | HITACHI(HE) |  | 1 | 1 | 0 | 1 | Flow 1: Port → Site | SHU | HITACHI
3654 | PRL-SHU-025-O | HVDC-ADOPT-HE-0214 | SHU | EQ-001 | 191227 | 1 | Indoor | Capacitor | 120 | 80 | 100 | 0.96 | 450 | 500 | Stackable x4 | 85322900 | SEK | 22270 | MSC GIUSY | SWEDEN | Gothenburg | Khalifa port | 2024-09-26 | 2024-11-16 | [11 empty] | 2024-11-18 |  |  | CASE_LIST |  | 1 | site | SHU | 2024-11-18 | site | 0 | 1 | 1 | 2 | 0.96 | 4 | 0.96 | HITACHI(HE) |  | 1 | 1 | 0 | 1 | Flow 1: Port → Site | SHU | HITACHI
3655 | PRL-SHU-025-O | HVDC-ADOPT-HE-0214 | SHU | EQ-001 | 191228 | 1 | Indoor | Capacitor | 120 | 80 | 100 | 0.96 | 450 | 500 | Stackable x4 | 85322900 | SEK | 22270 | MSC GIUSY | SWEDEN | Gothenburg | Khalifa port | 2024-09-26 | 2024-11-16 | [11 empty] | 2024-11-18 |  |  | CASE_LIST |  | 1 | site | SHU | 2024-11-18 | site | 0 | 1 | 1 | 2 | 0.96 | 4 | 0.96 | HITACHI(HE) |  | 1 | 1 | 0 | 1 | Flow 1: Port → Site | SHU | HITACHI
3656 | PRL-SHU-025-O | HVDC-ADOPT-HE-0214 | SHU | EQ-001 | 191229 | 1 | Indoor | Capacitor | 120 | 80 | 100 | 0.96 | 450 | 500 | Stackable x4 | 85322900 | SEK | 22270 | MSC GIUSY | SWEDEN | Gothenburg | Khalifa port | 2024-09-26 | 2024-11-16 | [11 empty] | 2024-11-18 |  |  | CASE_LIST |  | 1 | site | SHU | 2024-11-18 | site | 0 | 1 | 1 | 2 | 0.96 | 4 | 0.96 | HITACHI(HE) |  | 1 | 1 | 0 | 1 | Flow 1: Port → Site | SHU | HITACHI
3657 | PRL-SHU-025-O | HVDC-ADOPT-HE-0214 | SHU | EQ-001 | 191230 | 1 | Indoor | Capacitor | 120 | 80 | 100 | 0.96 | 450 | 500 | Stackable x4 | 85322900 | SEK | 22270 | MSC GIUSY | SWEDEN | Gothenburg | Khalifa port | 2024-09-26 | 2024-11-16 | [11 empty] | 2024-11-18 |  |  | CASE_LIST |  | 1 | site | SHU | 2024-11-18 | site | 0 | 1 | 1 | 2 | 0.96 | 4 | 0.96 | HITACHI(HE) |  | 1 | 1 | 0 | 1 | Flow 1: Port → Site | SHU | HITACHI
3658 | PRL-SHU-025-O | HVDC-ADOPT-HE-0214 | SHU | EQ-001 | 191231 | 1 | Indoor | Capacitor | 120 | 80 | 100 | 0.96 | 450 | 500 | Stackable x4 | 85322900 | SEK | 22270 | MSC GIUSY | SWEDEN | Gothenburg | Khalifa port | 2024-09-26 | 2024-11-16 | [11 empty] | 2024-11-18 |  |  | CASE_LIST |  | 1 | site | SHU | 2024-11-18 | site | 0 | 1 | 1 | 2 | 0.96 | 4 | 0.96 | HITACHI(HE) |  | 1 | 1 | 0 | 1 | Flow 1: Port → Site | SHU | HITACHI
3659 | PRL-SHU-025-O | HVDC-ADOPT-HE-0214 | SHU | EQ-001 | 191232 | 1 | Indoor | Capacitor | 120 | 80 | 100 | 0.96 | 450 | 500 | Stackable x4 | 85322900 | SEK | 22270 | MSC GIUSY | SWEDEN | Gothenburg | Khalifa port | 2024-09-26 | 2024-11-16 | [11 empty] | 2024-11-18 |  |  | CASE_LIST |  | 1 | site | SHU | 2024-11-18 | site | 0 | 1 | 1 | 2 | 0.96 | 4 | 0.96 | HITACHI(HE) |  | 1 | 1 | 0 | 1 | Flow 1: Port → Site | SHU | HITACHI
3660 | PRL-SHU-025-O | HVDC-ADOPT-HE-0214 | SHU | EQ-001 | 191233 | 1 | Indoor | Capacitor | 120 | 80 | 100 | 0.96 | 450 | 500 | Stackable x4 | 85322900 | SEK | 22270 | MSC GIUSY | SWEDEN | Gothenburg | Khalifa port | 2024-09-26 | 2024-11-16 | [11 empty] | 2024-11-18 |  |  | CASE_LIST |  | 1 | site | SHU | 2024-11-18 | site | 0 | 1 | 1 | 2 | 0.96 | 4 | 0.96 | HITACHI(HE) |  | 1 | 1 | 0 | 1 | Flow 1: Port → Site | SHU | HITACHI
3661 | PRL-SHU-025-O | HVDC-ADOPT-HE-0214 | SHU | EQ-001 | 191234 | 1 | Indoor | Capacitor | 120 | 80 | 100 | 0.96 | 450 | 500 | Stackable x4 | 85322900 | SEK | 22270 | MSC GIUSY | SWEDEN | Gothenburg | Khalifa port | 2024-09-26 | 2024-11-16 | [11 empty] | 2024-11-18 |  |  | CASE_LIST |  | 1 | site | SHU | 2024-11-18 | site | 0 | 1 | 1 | 2 | 0.96 | 4 | 0.96 | HITACHI(HE) |  | 1 | 1 | 0 | 1 | Flow 1: Port → Site | SHU | HITACHI
3662 | PRL-SHU-025-O | HVDC-ADOPT-HE-0214 | SHU | EQ-001 | 191235 | 1 | Indoor | Capacitor | 120 | 80 | 100 | 0.96 | 450 | 500 | Stackable x4 | 85322900 | SEK | 22270 | MSC GIUSY | SWEDEN | Gothenburg | Khalifa port | 2024-09-26 | 2024-11-16 | [11 empty] | 2024-11-18 |  |  | CASE_LIST |  | 1 | site | SHU | 2024-11-18 | site | 0 | 1 | 1 | 2 | 0.96 | 4 | 0.96 | HITACHI(HE) |  | 1 | 1 | 0 | 1 | Flow 1: Port → Site | SHU | HITACHI
3663 | PRL-SHU-025-O | HVDC-ADOPT-HE-0214 | SHU | EQ-001 | 191236 | 1 | Indoor | Capacitor | 120 | 80 | 100 | 0.96 | 450 | 500 | Stackable x4 | 85322900 | SEK | 22270 | MSC GIUSY | SWEDEN | Gothenburg | Khalifa port | 2024-09-26 | 2024-11-16 | [11 empty] | 2024-11-18 |  |  | CASE_LIST |  | 1 | site | SHU | 2024-11-18 | site | 0 | 1 | 1 | 2 | 0.96 | 4 | 0.96 | HITACHI(HE) |  | 1 | 1 | 0 | 1 | Flow 1: Port → Site | SHU | HITACHI
3664 | PRL-SHU-025-O | HVDC-ADOPT-HE-0214 | SHU | EQ-001 | 191237 | 1 | Indoor | Capacitor | 120 | 80 | 100 | 0.96 | 450 | 500 | Stackable x4 | 85322900 | SEK | 22270 | MSC GIUSY | SWEDEN | Gothenburg | Khalifa port | 2024-09-26 | 2024-11-16 | [11 empty] | 2024-11-18 |  |  | CASE_LIST |  | 1 | site | SHU | 2024-11-18 | site | 0 | 1 | 1 | 2 | 0.96 | 4 | 0.96 | HITACHI(HE) |  | 1 | 1 | 0 | 1 | Flow 1: Port → Site | SHU | HITACHI
3665 | PRL-SHU-025-O | HVDC-ADOPT-HE-0214 | SHU | EQ-001 | 191238 | 1 | Indoor | Capacitor | 120 | 80 | 100 | 0.96 | 450 | 500 | Stackable x4 | 85322900 | SEK | 22270 | MSC GIUSY | SWEDEN | Gothenburg | Khalifa port | 2024-09-26 | 2024-11-16 | [11 empty] | 2024-11-18 |  |  | CASE_LIST |  | 1 | site | SHU | 2024-11-18 | site | 0 | 1 | 1 | 2 | 0.96 | 4 | 0.96 | HITACHI(HE) |  | 1 | 1 | 0 | 1 | Flow 1: Port → Site | SHU | HITACHI
3666 | PRL-SHU-025-O | HVDC-ADOPT-HE-0214 | SHU | EQ-001 | 191239 | 1 | Indoor | Capacitor | 120 | 80 | 100 | 0.96 | 450 | 500 | Stackable x4 | 85322900 | SEK | 22270 | MSC GIUSY | SWEDEN | Gothenburg | Khalifa port | 2024-09-26 | 2024-11-16 | [11 empty] | 2024-11-18 |  |  | CASE_LIST |  | 1 | site | SHU | 2024-11-18 | site | 0 | 1 | 1 | 2 | 0.96 | 4 | 0.96 | HITACHI(HE) |  | 1 | 1 | 0 | 1 | Flow 1: Port → Site | SHU | HITACHI
3667 | PRL-SHU-025-O | HVDC-ADOPT-HE-0214 | SHU | EQ-001 | 191240 | 1 | Indoor | Capacitor | 120 | 80 | 100 | 0.96 | 450 | 500 | Stackable x4 | 85322900 | SEK | 22270 | MSC GIUSY | SWEDEN | Gothenburg | Khalifa port | 2024-09-26 | 2024-11-16 | [11 empty] | 2024-11-18 |  |  | CASE_LIST |  | 1 | site | SHU | 2024-11-18 | site | 0 | 1 | 1 | 2 | 0.96 | 4 | 0.96 | HITACHI(HE) |  | 1 | 1 | 0 | 1 | Flow 1: Port → Site | SHU | HITACHI
3668 | PRL-SHU-025-O | HVDC-ADOPT-HE-0214 | SHU | EQ-001 | 191241 | 1 | Indoor | Capacitor | 120 | 80 | 100 | 0.96 | 450 | 500 | Stackable x4 | 85322900 | SEK | 22270 | MSC GIUSY | SWEDEN | Gothenburg | Khalifa port | 2024-09-26 | 2024-11-16 | [11 empty] | 2024-11-18 |  |  | CASE_LIST |  | 1 | site | SHU | 2024-11-18 | site | 0 | 1 | 1 | 2 | 0.96 | 4 | 0.96 | HITACHI(HE) |  | 1 | 1 | 0 | 1 | Flow 1: Port → Site | SHU | HITACHI
3669 | PRL-SHU-025-O | HVDC-ADOPT-HE-0214 | SHU | EQ-001 | 191242 | 1 | Indoor | Capacitor | 120 | 80 | 100 | 0.96 | 450 | 500 | Stackable x4 | 85322900 | SEK | 22270 | MSC GIUSY | SWEDEN | Gothenburg | Khalifa port | 2024-09-26 | 2024-11-16 | [11 empty] | 2024-11-18 |  |  | CASE_LIST |  | 1 | site | SHU | 2024-11-18 | site | 0 | 1 | 1 | 2 | 0.96 | 4 | 0.96 | HITACHI(HE) |  | 1 | 1 | 0 | 1 | Flow 1: Port → Site | SHU | HITACHI
3670 | PRL-SHU-025-O | HVDC-ADOPT-HE-0214 | SHU | EQ-001 | 191243 | 1 | Indoor | Capacitor | 120 | 80 | 100 | 0.96 | 450 | 500 | Stackable x4 | 85322900 | SEK | 22270 | MSC GIUSY | SWEDEN | Gothenburg | Khalifa port | 2024-09-26 | 2024-11-16 | [11 empty] | 2024-11-18 |  |  | CASE_LIST |  | 1 | site | SHU | 2024-11-18 | site | 0 | 1 | 1 | 2 | 0.96 | 4 | 0.96 | HITACHI(HE) |  | 1 | 1 | 0 | 1 | Flow 1: Port → Site | SHU | HITACHI
3671 | PRL-SHU-025-O | HVDC-ADOPT-HE-0214 | SHU | EQ-001 | 191244 | 1 | Indoor | Capacitor | 120 | 80 | 100 | 0.96 | 450 | 500 | Stackable x4 | 85322900 | SEK | 22270 | MSC GIUSY | SWEDEN | Gothenburg | Khalifa port | 2024-09-26 | 2024-11-16 | [11 empty] | 2024-11-18 |  |  | CASE_LIST |  | 1 | site | SHU | 2024-11-18 | site | 0 | 1 | 1 | 2 | 0.96 | 4 | 0.96 | HITACHI(HE) |  | 1 | 1 | 0 | 1 | Flow 1: Port → Site | SHU | HITACHI
3672 | PRL-SHU-025-O | HVDC-ADOPT-HE-0214 | SHU | EQ-001 | 191245 | 1 | Indoor | Capacitor | 120 | 80 | 100 | 0.96 | 450 | 500 | Stackable x4 | 85322900 | SEK | 22270 | MSC GIUSY | SWEDEN | Gothenburg | Khalifa port | 2024-09-26 | 2024-11-16 | [11 empty] | 2024-11-18 |  |  | CASE_LIST |  | 1 | site | SHU | 2024-11-18 | site | 0 | 1 | 1 | 2 | 0.96 | 4 | 0.96 | HITACHI(HE) |  | 1 | 1 | 0 | 1 | Flow 1: Port → Site | SHU | HITACHI
3673 | PRL-SHU-025-O | HVDC-ADOPT-HE-0214 | SHU | EQ-001 | 191246 | 1 | Indoor | Capacitor | 120 | 80 | 100 | 0.96 | 450 | 500 | Stackable x4 | 85322900 | SEK | 22270 | MSC GIUSY | SWEDEN | Gothenburg | Khalifa port | 2024-09-26 | 2024-11-16 | [11 empty] | 2024-11-18 |  |  | CASE_LIST |  | 1 | site | SHU | 2024-11-18 | site | 0 | 1 | 1 | 2 | 0.96 | 4 | 0.96 | HITACHI(HE) |  | 1 | 1 | 0 | 1 | Flow 1: Port → Site | SHU | HITACHI
3674 | PRL-SHU-025-O | HVDC-ADOPT-HE-0214 | SHU | EQ-001 | 191247 | 1 | Indoor | Capacitor | 120 | 80 | 100 | 0.96 | 450 | 500 | Stackable x4 | 85322900 | SEK | 22270 | MSC GIUSY | SWEDEN | Gothenburg | Khalifa port | 2024-09-26 | 2024-11-16 | [11 empty] | 2024-11-18 |  |  | CASE_LIST |  | 1 | site | SHU | 2024-11-18 | site | 0 | 1 | 1 | 2 | 0.96 | 4 | 0.96 | HITACHI(HE) |  | 1 | 1 | 0 | 1 | Flow 1: Port → Site | SHU | HITACHI
3675 | PRL-SHU-025-O | HVDC-ADOPT-HE-0214 | SHU | EQ-001 | 191248 | 1 | Indoor | Capacitor | 120 | 80 | 100 | 0.96 | 450 | 500 | Stackable x4 | 85322900 | SEK | 22270 | MSC GIUSY | SWEDEN | Gothenburg | Khalifa port | 2024-09-26 | 2024-11-16 | [11 empty] | 2024-11-18 |  |  | CASE_LIST |  | 1 | site | SHU | 2024-11-18 | site | 0 | 1 | 1 | 2 | 0.96 | 4 | 0.96 | HITACHI(HE) |  | 1 | 1 | 0 | 1 | Flow 1: Port → Site | SHU | HITACHI
3676 | PRL-SHU-025-O | HVDC-ADOPT-HE-0214 | SHU | EQ-001 | 191249 | 1 | Indoor | Capacitor | 120 | 80 | 100 | 0.96 | 450 | 500 | Stackable x4 | 85322900 | SEK | 22270 | MSC GIUSY | SWEDEN | Gothenburg | Khalifa port | 2024-09-26 | 2024-11-16 | [11 empty] | 2024-11-18 |  |  | CASE_LIST |  | 1 | site | SHU | 2024-11-18 | site | 0 | 1 | 1 | 2 | 0.96 | 4 | 0.96 | HITACHI(HE) |  | 1 | 1 | 0 | 1 | Flow 1: Port → Site | SHU | HITACHI
3677 | PRL-SHU-025-O | HVDC-ADOPT-HE-0214 | SHU | EQ-001 | 191250 | 1 | Indoor | Capacitor | 120 | 80 | 100 | 0.96 | 450 | 500 | Stackable x4 | 85322900 | SEK | 22270 | MSC GIUSY | SWEDEN | Gothenburg | Khalifa port | 2024-09-26 | 2024-11-16 | [11 empty] | 2024-11-18 |  |  | CASE_LIST |  | 1 | site | SHU | 2024-11-18 | site | 0 | 1 | 1 | 2 | 0.96 | 4 | 0.96 | HITACHI(HE) |  | 1 | 1 | 0 | 1 | Flow 1: Port → Site | SHU | HITACHI
3678 | PRL-SHU-025-O | HVDC-ADOPT-HE-0214 | SHU | EQ-001 | 191251 | 1 | Indoor | Capacitor | 120 | 80 | 100 | 0.96 | 450 | 500 | Stackable x4 | 85322900 | SEK | 22270 | MSC GIUSY | SWEDEN | Gothenburg | Khalifa port | 2024-09-26 | 2024-11-16 | [11 empty] | 2024-11-18 |  |  | CASE_LIST |  | 1 | site | SHU | 2024-11-18 | site | 0 | 1 | 1 | 2 | 0.96 | 4 | 0.96 | HITACHI(HE) |  | 1 | 1 | 0 | 1 | Flow 1: Port → Site | SHU | HITACHI
3679 | PRL-SHU-025-O | HVDC-ADOPT-HE-0214 | SHU | EQ-001 | 191252 | 1 | Indoor | Capacitor | 120 | 80 | 100 | 0.96 | 450 | 500 | Stackable x4 | 85322900 | SEK | 22270 | MSC GIUSY | SWEDEN | Gothenburg | Khalifa port | 2024-09-26 | 2024-11-16 | [11 empty] | 2024-11-18 |  |  | CASE_LIST |  | 1 | site | SHU | 2024-11-18 | site | 0 | 1 | 1 | 2 | 0.96 | 4 | 0.96 | HITACHI(HE) |  | 1 | 1 | 0 | 1 | Flow 1: Port → Site | SHU | HITACHI
3680 | PRL-SHU-025-O | HVDC-ADOPT-HE-0214 | SHU | EQ-001 | 191253 | 1 | Indoor | Capacitor | 120 | 80 | 100 | 0.96 | 450 | 500 | Stackable x4 | 85322900 | SEK | 22270 | MSC GIUSY | SWEDEN | Gothenburg | Khalifa port | 2024-09-26 | 2024-11-16 | [11 empty] | 2024-11-18 |  |  | CASE_LIST |  | 1 | site | SHU | 2024-11-18 | site | 0 | 1 | 1 | 2 | 0.96 | 4 | 0.96 | HITACHI(HE) |  | 1 | 1 | 0 | 1 | Flow 1: Port → Site | SHU | HITACHI
3681 | PRL-SHU-025-O | HVDC-ADOPT-HE-0214 | SHU | EQ-001 | 191254 | 1 | Indoor | Capacitor | 120 | 80 | 100 | 0.96 | 450 | 500 | Stackable x4 | 85322900 | SEK | 22270 | MSC GIUSY | SWEDEN | Gothenburg | Khalifa port | 2024-09-26 | 2024-11-16 | [11 empty] | 2024-11-18 |  |  | CASE_LIST |  | 1 | site | SHU | 2024-11-18 | site | 0 | 1 | 1 | 2 | 0.96 | 4 | 0.96 | HITACHI(HE) |  | 1 | 1 | 0 | 1 | Flow 1: Port → Site | SHU | HITACHI
3682 | PRL-SHU-025-O | HVDC-ADOPT-HE-0214 | SHU | EQ-001 | 191255 | 1 | Indoor | Capacitor | 120 | 80 | 100 | 0.96 | 450 | 500 | Stackable x4 | 85322900 | SEK | 22270 | MSC GIUSY | SWEDEN | Gothenburg | Khalifa port | 2024-09-26 | 2024-11-16 | [11 empty] | 2024-11-18 |  |  | CASE_LIST |  | 1 | site | SHU | 2024-11-18 | site | 0 | 1 | 1 | 2 | 0.96 | 4 | 0.96 | HITACHI(HE) |  | 1 | 1 | 0 | 1 | Flow 1: Port → Site | SHU | HITACHI
3683 | PRL-SHU-025-O | HVDC-ADOPT-HE-0214 | SHU | EQ-001 | 191256 | 1 | Indoor | Capacitor | 120 | 80 | 100 | 0.96 | 450 | 500 | Stackable x4 | 85322900 | SEK | 22270 | MSC GIUSY | SWEDEN | Gothenburg | Khalifa port | 2024-09-26 | 2024-11-16 | [11 empty] | 2024-11-18 |  |  | CASE_LIST |  | 1 | site | SHU | 2024-11-18 | site | 0 | 1 | 1 | 2 | 0.96 | 4 | 0.96 | HITACHI(HE) |  | 1 | 1 | 0 | 1 | Flow 1: Port → Site | SHU | HITACHI
3684 | PRL-SHU-025-O | HVDC-ADOPT-HE-0214 | SHU | EQ-001 | 191257 | 1 | Indoor | Capacitor | 120 | 80 | 100 | 0.96 | 450 | 500 | Stackable x4 | 85322900 | SEK | 22270 | MSC GIUSY | SWEDEN | Gothenburg | Khalifa port | 2024-09-26 | 2024-11-16 | [11 empty] | 2024-11-18 |  |  | CASE_LIST |  | 1 | site | SHU | 2024-11-18 | site | 0 | 1 | 1 | 2 | 0.96 | 4 | 0.96 | HITACHI(HE) |  | 1 | 1 | 0 | 1 | Flow 1: Port → Site | SHU | HITACHI
3685 | PRL-SHU-025-O | HVDC-ADOPT-HE-0214 | SHU | EQ-001 | 191258 | 1 | Indoor | Capacitor | 120 | 80 | 100 | 0.96 | 450 | 500 | Stackable x4 | 85322900 | SEK | 22270 | MSC GIUSY | SWEDEN | Gothenburg | Khalifa port | 2024-09-26 | 2024-11-16 | [11 empty] | 2024-11-18 |  |  | CASE_LIST |  | 1 | site | SHU | 2024-11-18 | site | 0 | 1 | 1 | 2 | 0.96 | 4 | 0.96 | HITACHI(HE) |  | 1 | 1 | 0 | 1 | Flow 1: Port → Site | SHU | HITACHI
3686 | PRL-SHU-025-O | HVDC-ADOPT-HE-0214 | SHU | EQ-001 | 191259 | 1 | Indoor | Capacitor | 120 | 80 | 100 | 0.96 | 450 | 500 | Stackable x4 | 85322900 | SEK | 22270 | MSC GIUSY | SWEDEN | Gothenburg | Khalifa port | 2024-09-26 | 2024-11-16 | [11 empty] | 2024-11-18 |  |  | CASE_LIST |  | 1 | site | SHU | 2024-11-18 | site | 0 | 1 | 1 | 2 | 0.96 | 4 | 0.96 | HITACHI(HE) |  | 1 | 1 | 0 | 1 | Flow 1: Port → Site | SHU | HITACHI
3687 | PRL-SHU-025-O | HVDC-ADOPT-HE-0214 | SHU | EQ-001 | 191260 | 1 | Indoor | Capacitor | 120 | 80 | 100 | 0.96 | 450 | 500 | Stackable x4 | 85322900 | SEK | 22270 | MSC GIUSY | SWEDEN | Gothenburg | Khalifa port | 2024-09-26 | 2024-11-16 | [11 empty] | 2024-11-18 |  |  | CASE_LIST |  | 1 | site | SHU | 2024-11-18 | site | 0 | 1 | 1 | 2 | 0.96 | 4 | 0.96 | HITACHI(HE) |  | 1 | 1 | 0 | 1 | Flow 1: Port → Site | SHU | HITACHI
3688 | PRL-SHU-025-O | HVDC-ADOPT-HE-0214 | SHU | EQ-001 | 191261 | 1 | Indoor | Capacitor | 120 | 80 | 100 | 0.96 | 450 | 500 | Stackable x4 | 85322900 | SEK | 22270 | MSC GIUSY | SWEDEN | Gothenburg | Khalifa port | 2024-09-26 | 2024-11-16 | [11 empty] | 2024-11-18 |  |  | CASE_LIST |  | 1 | site | SHU | 2024-11-18 | site | 0 | 1 | 1 | 2 | 0.96 | 4 | 0.96 | HITACHI(HE) |  | 1 | 1 | 0 | 1 | Flow 1: Port → Site | SHU | HITACHI
3689 | PRL-SHU-025-O | HVDC-ADOPT-HE-0214 | SHU | EQ-001 | 191262 | 1 | Indoor | Capacitor | 120 | 80 | 100 | 0.96 | 450 | 500 | Stackable x4 | 85322900 | SEK | 22270 | MSC GIUSY | SWEDEN | Gothenburg | Khalifa port | 2024-09-26 | 2024-11-16 | [11 empty] | 2024-11-18 |  |  | CASE_LIST |  | 1 | site | SHU | 2024-11-18 | site | 0 | 1 | 1 | 2 | 0.96 | 4 | 0.96 | HITACHI(HE) |  | 1 | 1 | 0 | 1 | Flow 1: Port → Site | SHU | HITACHI
3690 | PRL-SHU-025-O | HVDC-ADOPT-HE-0214 | SHU | EQ-001 | 191263 | 1 | Indoor | Capacitor | 120 | 80 | 100 | 0.96 | 450 | 500 | Stackable x4 | 85322900 | SEK | 22270 | MSC GIUSY | SWEDEN | Gothenburg | Khalifa port | 2024-09-26 | 2024-11-16 | [11 empty] | 2024-11-18 |  |  | CASE_LIST |  | 1 | site | SHU | 2024-11-18 | site | 0 | 1 | 1 | 2 | 0.96 | 4 | 0.96 | HITACHI(HE) |  | 1 | 1 | 0 | 1 | Flow 1: Port → Site | SHU | HITACHI
3691 | PRL-SHU-025-O | HVDC-ADOPT-HE-0214 | SHU | EQ-001 | 191264 | 1 | Indoor | Capacitor | 120 | 80 | 100 | 0.96 | 450 | 500 | Stackable x4 | 85322900 | SEK | 22270 | MSC GIUSY | SWEDEN | Gothenburg | Khalifa port | 2024-09-26 | 2024-11-16 | [11 empty] | 2024-11-18 |  |  | CASE_LIST |  | 1 | site | SHU | 2024-11-18 | site | 0 | 1 | 1 | 2 | 0.96 | 4 | 0.96 | HITACHI(HE) |  | 1 | 1 | 0 | 1 | Flow 1: Port → Site | SHU | HITACHI
3692 | PRL-SHU-025-O | HVDC-ADOPT-HE-0214 | SHU | EQ-001 | 191265 | 1 | Indoor | Capacitor | 120 | 80 | 100 | 0.96 | 450 | 500 | Stackable x4 | 85322900 | SEK | 22270 | MSC GIUSY | SWEDEN | Gothenburg | Khalifa port | 2024-09-26 | 2024-11-16 | [11 empty] | 2024-11-18 |  |  | CASE_LIST |  | 1 | site | SHU | 2024-11-18 | site | 0 | 1 | 1 | 2 | 0.96 | 4 | 0.96 | HITACHI(HE) |  | 1 | 1 | 0 | 1 | Flow 1: Port → Site | SHU | HITACHI
3693 | PRL-SHU-025-O | HVDC-ADOPT-HE-0214 | SHU | EQ-001 | 191266 | 1 | Indoor | Capacitor | 120 | 80 | 100 | 0.96 | 450 | 500 | Stackable x4 | 85322900 | SEK | 22270 | MSC GIUSY | SWEDEN | Gothenburg | Khalifa port | 2024-09-26 | 2024-11-16 | [11 empty] | 2024-11-18 |  |  | CASE_LIST |  | 1 | site | SHU | 2024-11-18 | site | 0 | 1 | 1 | 2 | 0.96 | 4 | 0.96 | HITACHI(HE) |  | 1 | 1 | 0 | 1 | Flow 1: Port → Site | SHU | HITACHI
3694 | PRL-SHU-025-O | HVDC-ADOPT-HE-0214 | SHU | EQ-001 | 191267 | 1 | Indoor | Capacitor | 120 | 80 | 100 | 0.96 | 450 | 500 | Stackable x4 | 85322900 | SEK | 22270 | MSC GIUSY | SWEDEN | Gothenburg | Khalifa port | 2024-09-26 | 2024-11-16 | [11 empty] | 2024-11-18 |  |  | CASE_LIST |  | 1 | site | SHU | 2024-11-18 | site | 0 | 1 | 1 | 2 | 0.96 | 4 | 0.96 | HITACHI(HE) |  | 1 | 1 | 0 | 1 | Flow 1: Port → Site | SHU | HITACHI
3695 | PRL-SHU-025-O | HVDC-ADOPT-HE-0214 | SHU | EQ-001 | 191268 | 1 | Indoor | Capacitor | 120 | 80 | 100 | 0.96 | 450 | 500 | Stackable x4 | 85322900 | SEK | 22270 | MSC GIUSY | SWEDEN | Gothenburg | Khalifa port | 2024-09-26 | 2024-11-16 | [11 empty] | 2024-11-18 |  |  | CASE_LIST |  | 1 | site | SHU | 2024-11-18 | site | 0 | 1 | 1 | 2 | 0.96 | 4 | 0.96 | HITACHI(HE) |  | 1 | 1 | 0 | 1 | Flow 1: Port → Site | SHU | HITACHI
3696 | PRL-SHU-025-O | HVDC-ADOPT-HE-0214 | SHU | EQ-001 | 191269 | 1 | Indoor | Capacitor | 120 | 80 | 100 | 0.96 | 450 | 500 | Stackable x4 | 85322900 | SEK | 22270 | MSC GIUSY | SWEDEN | Gothenburg | Khalifa port | 2024-09-26 | 2024-11-16 | [11 empty] | 2024-11-18 |  |  | CASE_LIST |  | 1 | site | SHU | 2024-11-18 | site | 0 | 1 | 1 | 2 | 0.96 | 4 | 0.96 | HITACHI(HE) |  | 1 | 1 | 0 | 1 | Flow 1: Port → Site | SHU | HITACHI
3697 | PRL-SHU-025-O | HVDC-ADOPT-HE-0214 | SHU | EQ-001 | 191270 | 1 | Indoor | Capacitor | 120 | 80 | 100 | 0.96 | 450 | 500 | Stackable x4 | 85322900 | SEK | 22270 | MSC GIUSY | SWEDEN | Gothenburg | Khalifa port | 2024-09-26 | 2024-11-16 | [11 empty] | 2024-11-18 |  |  | CASE_LIST |  | 1 | site | SHU | 2024-11-18 | site | 0 | 1 | 1 | 2 | 0.96 | 4 | 0.96 | HITACHI(HE) |  | 1 | 1 | 0 | 1 | Flow 1: Port → Site | SHU | HITACHI
3698 | PRL-SHU-025-O | HVDC-ADOPT-HE-0214 | SHU | EQ-001 | 191271 | 1 | Indoor | Capacitor | 120 | 80 | 100 | 0.96 | 450 | 500 | Stackable x4 | 85322900 | SEK | 22270 | MSC GIUSY | SWEDEN | Gothenburg | Khalifa port | 2024-09-26 | 2024-11-16 | [11 empty] | 2024-11-18 |  |  | CASE_LIST |  | 1 | site | SHU | 2024-11-18 | site | 0 | 1 | 1 | 2 | 0.96 | 4 | 0.96 | HITACHI(HE) |  | 1 | 1 | 0 | 1 | Flow 1: Port → Site | SHU | HITACHI
3699 | PRL-SHU-025-O | HVDC-ADOPT-HE-0214 | SHU | EQ-001 | 191272 | 1 | Indoor | Capacitor | 120 | 80 | 100 | 0.96 | 450 | 500 | Stackable x4 | 85322900 | SEK | 22270 | MSC GIUSY | SWEDEN | Gothenburg | Khalifa port | 2024-09-26 | 2024-11-16 | [11 empty] | 2024-11-18 |  |  | CASE_LIST |  | 1 | site | SHU | 2024-11-18 | site | 0 | 1 | 1 | 2 | 0.96 | 4 | 0.96 | HITACHI(HE) |  | 1 | 1 | 0 | 1 | Flow 1: Port → Site | SHU | HITACHI
3700 | PRL-SHU-025-O | HVDC-ADOPT-HE-0214 | SHU | EQ-001 | 191273 | 1 | Indoor | Capacitor | 120 | 80 | 100 | 0.96 | 450 | 500 | Stackable x4 | 85322900 | SEK | 22270 | MSC GIUSY | SWEDEN | Gothenburg | Khalifa port | 2024-09-26 | 2024-11-16 | [11 empty] | 2024-11-18 |  |  | CASE_LIST |  | 1 | site | SHU | 2024-11-18 | site | 0 | 1 | 1 | 2 | 0.96 | 4 | 0.96 | HITACHI(HE) |  | 1 | 1 | 0 | 1 | Flow 1: Port → Site | SHU | HITACHI
3701 | PRL-SHU-025-O | HVDC-ADOPT-HE-0214 | SHU | EQ-001 | 191274 | 1 | Indoor | Capacitor | 120 | 80 | 100 | 0.96 | 450 | 500 | Stackable x4 | 85322900 | SEK | 22270 | MSC GIUSY | SWEDEN | Gothenburg | Khalifa port | 2024-09-26 | 2024-11-16 | [11 empty] | 2024-11-18 |  |  | CASE_LIST |  | 1 | site | SHU | 2024-11-18 | site | 0 | 1 | 1 | 2 | 0.96 | 4 | 0.96 | HITACHI(HE) |  | 1 | 1 | 0 | 1 | Flow 1: Port → Site | SHU | HITACHI
3702 | PRL-SHU-025-O | HVDC-ADOPT-HE-0214 | SHU | EQ-001 | 191275 | 1 | Indoor | Capacitor | 120 | 80 | 100 | 0.96 | 450 | 500 | Stackable x4 | 85322900 | SEK | 22270 | MSC GIUSY | SWEDEN | Gothenburg | Khalifa port | 2024-09-26 | 2024-11-16 | [11 empty] | 2024-11-18 |  |  | CASE_LIST |  | 1 | site | SHU | 2024-11-18 | site | 0 | 1 | 1 | 2 | 0.96 | 4 | 0.96 | HITACHI(HE) |  | 1 | 1 | 0 | 1 | Flow 1: Port → Site | SHU | HITACHI
3703 | PRL-SHU-025-O | HVDC-ADOPT-HE-0214 | SHU | EQ-001 | 191276 | 1 | Indoor | Capacitor | 120 | 80 | 100 | 0.96 | 450 | 500 | Stackable x4 | 85322900 | SEK | 22270 | MSC GIUSY | SWEDEN | Gothenburg | Khalifa port | 2024-09-26 | 2024-11-16 | [11 empty] | 2024-11-18 |  |  | CASE_LIST |  | 1 | site | SHU | 2024-11-18 | site | 0 | 1 | 1 | 2 | 0.96 | 4 | 0.96 | HITACHI(HE) |  | 1 | 1 | 0 | 1 | Flow 1: Port → Site | SHU | HITACHI
3704 | PRL-SHU-025-O | HVDC-ADOPT-HE-0214 | SHU | EQ-001 | 191277 | 1 | Indoor | Capacitor | 120 | 80 | 100 | 0.96 | 450 | 500 | Stackable x4 | 85322900 | SEK | 22270 | MSC GIUSY | SWEDEN | Gothenburg | Khalifa port | 2024-09-26 | 2024-11-16 | [11 empty] | 2024-11-18 |  |  | CASE_LIST |  | 1 | site | SHU | 2024-11-18 | site | 0 | 1 | 1 | 2 | 0.96 | 4 | 0.96 | HITACHI(HE) |  | 1 | 1 | 0 | 1 | Flow 1: Port → Site | SHU | HITACHI
3705 | PRL-SHU-025-O | HVDC-ADOPT-HE-0214 | SHU | EQ-001 | 191278 | 1 | Indoor | Capacitor | 120 | 80 | 100 | 0.96 | 450 | 500 | Stackable x4 | 85322900 | SEK | 22270 | MSC GIUSY | SWEDEN | Gothenburg | Khalifa port | 2024-09-26 | 2024-11-16 | [11 empty] | 2024-11-18 |  |  | CASE_LIST |  | 1 | site | SHU | 2024-11-18 | site | 0 | 1 | 1 | 2 | 0.96 | 4 | 0.96 | HITACHI(HE) |  | 1 | 1 | 0 | 1 | Flow 1: Port → Site | SHU | HITACHI
3706 | PRL-SHU-025-O | HVDC-ADOPT-HE-0214 | SHU | EQ-001 | 191279 | 1 | Indoor | Capacitor | 120 | 80 | 100 | 0.96 | 450 | 500 | Stackable x4 | 85322900 | SEK | 22270 | MSC GIUSY | SWEDEN | Gothenburg | Khalifa port | 2024-09-26 | 2024-11-16 | [11 empty] | 2024-11-18 |  |  | CASE_LIST |  | 1 | site | SHU | 2024-11-18 | site | 0 | 1 | 1 | 2 | 0.96 | 4 | 0.96 | HITACHI(HE) |  | 1 | 1 | 0 | 1 | Flow 1: Port → Site | SHU | HITACHI
3707 | PRL-SHU-025-O | HVDC-ADOPT-HE-0214 | SHU | EQ-001 | 191280 | 1 | Indoor | Capacitor | 120 | 80 | 100 | 0.96 | 450 | 500 | Stackable x4 | 85322900 | SEK | 22270 | MSC GIUSY | SWEDEN | Gothenburg | Khalifa port | 2024-09-26 | 2024-11-16 | [11 empty] | 2024-11-18 |  |  | CASE_LIST |  | 1 | site | SHU | 2024-11-18 | site | 0 | 1 | 1 | 2 | 0.96 | 4 | 0.96 | HITACHI(HE) |  | 1 | 1 | 0 | 1 | Flow 1: Port → Site | SHU | HITACHI
3708 | PRL-SHU-025-O | HVDC-ADOPT-HE-0214 | SHU | EQ-001 | 191281 | 1 | Indoor | Capacitor | 120 | 80 | 100 | 0.96 | 450 | 500 | Stackable x4 | 85322900 | SEK | 22270 | MSC GIUSY | SWEDEN | Gothenburg | Khalifa port | 2024-09-26 | 2024-11-16 | [11 empty] | 2024-11-18 |  |  | CASE_LIST |  | 1 | site | SHU | 2024-11-18 | site | 0 | 1 | 1 | 2 | 0.96 | 4 | 0.96 | HITACHI(HE) |  | 1 | 1 | 0 | 1 | Flow 1: Port → Site | SHU | HITACHI
3709 | PRL-SHU-025-O | HVDC-ADOPT-HE-0214 | SHU | EQ-001 | 191282 | 1 | Indoor | Capacitor | 120 | 80 | 100 | 0.96 | 450 | 500 | Stackable x4 | 85322900 | SEK | 22270 | MSC GIUSY | SWEDEN | Gothenburg | Khalifa port | 2024-09-26 | 2024-11-16 | [11 empty] | 2024-11-18 |  |  | CASE_LIST |  | 1 | site | SHU | 2024-11-18 | site | 0 | 1 | 1 | 2 | 0.96 | 4 | 0.96 | HITACHI(HE) |  | 1 | 1 | 0 | 1 | Flow 1: Port → Site | SHU | HITACHI
3710 | PRL-SHU-025-O | HVDC-ADOPT-HE-0214 | SHU | EQ-001 | 191283 | 1 | Indoor | Capacitor | 120 | 80 | 100 | 0.96 | 450 | 500 | Stackable x4 | 85322900 | SEK | 22270 | MSC GIUSY | SWEDEN | Gothenburg | Khalifa port | 2024-09-26 | 2024-11-16 | [11 empty] | 2024-11-18 |  |  | CASE_LIST |  | 1 | site | SHU | 2024-11-18 | site | 0 | 1 | 1 | 2 | 0.96 | 4 | 0.96 | HITACHI(HE) |  | 1 | 1 | 0 | 1 | Flow 1: Port → Site | SHU | HITACHI
3711 | PRL-SHU-025-O | HVDC-ADOPT-HE-0214 | SHU | EQ-001 | 191284 | 1 | Indoor | Capacitor | 120 | 80 | 100 | 0.96 | 450 | 500 | Stackable x4 | 85322900 | SEK | 22270 | MSC GIUSY | SWEDEN | Gothenburg | Khalifa port | 2024-09-26 | 2024-11-16 | [11 empty] | 2024-11-18 |  |  | CASE_LIST |  | 1 | site | SHU | 2024-11-18 | site | 0 | 1 | 1 | 2 | 0.96 | 4 | 0.96 | HITACHI(HE) |  | 1 | 1 | 0 | 1 | Flow 1: Port → Site | SHU | HITACHI
3712 | PRL-SHU-025-O | HVDC-ADOPT-HE-0214 | SHU | EQ-001 | 191285 | 1 | Indoor | Capacitor | 120 | 80 | 100 | 0.96 | 450 | 500 | Stackable x4 | 85322900 | SEK | 22270 | MSC GIUSY | SWEDEN | Gothenburg | Khalifa port | 2024-09-26 | 2024-11-16 | [11 empty] | 2024-11-18 |  |  | CASE_LIST |  | 1 | site | SHU | 2024-11-18 | site | 0 | 1 | 1 | 2 | 0.96 | 4 | 0.96 | HITACHI(HE) |  | 1 | 1 | 0 | 1 | Flow 1: Port → Site | SHU | HITACHI
3713 | PRL-SHU-025-O | HVDC-ADOPT-HE-0214 | SHU | EQ-001 | 191286 | 1 | Indoor | Capacitor | 120 | 80 | 100 | 0.96 | 450 | 500 | Stackable x4 | 85322900 | SEK | 22270 | MSC GIUSY | SWEDEN | Gothenburg | Khalifa port | 2024-09-26 | 2024-11-16 | [11 empty] | 2024-11-18 |  |  | CASE_LIST |  | 1 | site | SHU | 2024-11-18 | site | 0 | 1 | 1 | 2 | 0.96 | 4 | 0.96 | HITACHI(HE) |  | 1 | 1 | 0 | 1 | Flow 1: Port → Site | SHU | HITACHI
3714 | PRL-SHU-025-O | HVDC-ADOPT-HE-0214 | SHU | EQ-001 | 191287 | 1 | Indoor | Capacitor | 120 | 80 | 100 | 0.96 | 450 | 500 | Stackable x4 | 85322900 | SEK | 22270 | MSC GIUSY | SWEDEN | Gothenburg | Khalifa port | 2024-09-26 | 2024-11-16 | [11 empty] | 2024-11-18 |  |  | CASE_LIST |  | 1 | site | SHU | 2024-11-18 | site | 0 | 1 | 1 | 2 | 0.96 | 4 | 0.96 | HITACHI(HE) |  | 1 | 1 | 0 | 1 | Flow 1: Port → Site | SHU | HITACHI
3715 | PRL-SHU-025-O | HVDC-ADOPT-HE-0214 | SHU | EQ-001 | 191288 | 1 | Indoor | Capacitor | 120 | 80 | 100 | 0.96 | 450 | 500 | Stackable x4 | 85322900 | SEK | 22270 | MSC GIUSY | SWEDEN | Gothenburg | Khalifa port | 2024-09-26 | 2024-11-16 | [11 empty] | 2024-11-18 |  |  | CASE_LIST |  | 1 | site | SHU | 2024-11-18 | site | 0 | 1 | 1 | 2 | 0.96 | 4 | 0.96 | HITACHI(HE) |  | 1 | 1 | 0 | 1 | Flow 1: Port → Site | SHU | HITACHI
3716 | PRL-SHU-025-O | HVDC-ADOPT-HE-0214 | SHU | EQ-001 | 191289 | 1 | Indoor | Capacitor | 120 | 80 | 100 | 0.96 | 450 | 500 | Stackable x4 | 85322900 | SEK | 22270 | MSC GIUSY | SWEDEN | Gothenburg | Khalifa port | 2024-09-26 | 2024-11-16 | [11 empty] | 2024-11-18 |  |  | CASE_LIST |  | 1 | site | SHU | 2024-11-18 | site | 0 | 1 | 1 | 2 | 0.96 | 4 | 0.96 | HITACHI(HE) |  | 1 | 1 | 0 | 1 | Flow 1: Port → Site | SHU | HITACHI
3717 | PRL-SHU-025-O | HVDC-ADOPT-HE-0214 | SHU | EQ-001 | 191290 | 1 | Indoor | Capacitor | 120 | 80 | 100 | 0.96 | 450 | 500 | Stackable x4 | 85322900 | SEK | 22270 | MSC GIUSY | SWEDEN | Gothenburg | Khalifa port | 2024-09-26 | 2024-11-16 | [11 empty] | 2024-11-18 |  |  | CASE_LIST |  | 1 | site | SHU | 2024-11-18 | site | 0 | 1 | 1 | 2 | 0.96 | 4 | 0.96 | HITACHI(HE) |  | 1 | 1 | 0 | 1 | Flow 1: Port → Site | SHU | HITACHI
3718 | PRL-SHU-025-O | HVDC-ADOPT-HE-0214 | SHU | EQ-001 | 191291 | 1 | Indoor | Capacitor | 120 | 80 | 100 | 0.96 | 450 | 500 | Stackable x4 | 85322900 | SEK | 22270 | MSC GIUSY | SWEDEN | Gothenburg | Khalifa port | 2024-09-26 | 2024-11-16 | [11 empty] | 2024-11-18 |  |  | CASE_LIST |  | 1 | site | SHU | 2024-11-18 | site | 0 | 1 | 1 | 2 | 0.96 | 4 | 0.96 | HITACHI(HE) |  | 1 | 1 | 0 | 1 | Flow 1: Port → Site | SHU | HITACHI
3719 | PRL-SHU-025-O | HVDC-ADOPT-HE-0214 | SHU | EQ-001 | 191292 | 1 | Indoor | Capacitor | 120 | 80 | 100 | 0.96 | 450 | 500 | Stackable x4 | 85322900 | SEK | 22270 | MSC GIUSY | SWEDEN | Gothenburg | Khalifa port | 2024-09-26 | 2024-11-16 | [11 empty] | 2024-11-18 |  |  | CASE_LIST |  | 1 | site | SHU | 2024-11-18 | site | 0 | 1 | 1 | 2 | 0.96 | 4 | 0.96 | HITACHI(HE) |  | 1 | 1 | 0 | 1 | Flow 1: Port → Site | SHU | HITACHI
3720 | PRL-SHU-025-O | HVDC-ADOPT-HE-0214 | SHU | EQ-001 | 191293 | 1 | Indoor | Capacitor | 120 | 80 | 100 | 0.96 | 450 | 500 | Stackable x4 | 85322900 | SEK | 22270 | MSC GIUSY | SWEDEN | Gothenburg | Khalifa port | 2024-09-26 | 2024-11-16 | [11 empty] | 2024-11-18 |  |  | CASE_LIST |  | 1 | site | SHU | 2024-11-18 | site | 0 | 1 | 1 | 2 | 0.96 | 4 | 0.96 | HITACHI(HE) |  | 1 | 1 | 0 | 1 | Flow 1: Port → Site | SHU | HITACHI
3721 | PRL-SHU-025-O | HVDC-ADOPT-HE-0214 | SHU | EQ-001 | 191294 | 1 | Indoor | Capacitor | 120 | 80 | 100 | 0.96 | 335 | 385 | Stackable x4 | 85322900 | SEK | 22270 | MSC GIUSY | SWEDEN | Gothenburg | Khalifa port | 2024-09-26 | 2024-11-16 | [11 empty] | 2024-11-18 |  |  | CASE_LIST |  | 1 | site | SHU | 2024-11-18 | site | 0 | 1 | 1 | 2 | 0.96 | 4 | 0.96 | HITACHI(HE) |  | 1 | 1 | 0 | 1 | Flow 1: Port → Site | SHU | HITACHI
3647 | PRL-MIR-016-O | HVDC-ADOPT-HE-0213 | MIR | EQ-002 | 280322 | 1 | Outdoor Covered | Pumps | 330 | 110 | 90 | 3.267 | 1440 | 1600 | Not stackable | 85042300 | SEK | 607497.7 | BBC FUJI | Brazil | Itaguai | Mina Zayed | 2024-09-30 | 2024-10-31 | [10 empty] | 2024-11-13 |  |  |  | CASE_LIST |  | 1 | site | MIR | 2024-11-13 | site | 0 | 1 | 1 | 2 | 3.63 | 0 | 3.63 | HITACHI(HE) |  | 1 | 1 | 0 | 1 | Flow 1: Port → Site | MIR | HITACHI
3572 | PRL-ZAK-011-O | HVDC-ADOPT-HE-0212 | AGI | EQ-009 | 365383 | 1 | Outdoor covered | Corona shield | 135 | 135 | 109 | 1.9865 | 48 | 90 | Stackable /2 | 85446010 | SEK | 445170.6 | ESTELLE Maersk/Eugene | SWEDEN | Gothenburg | Khalifa port | 2024-09-12 | 2024-10-20 |  |  |  |  | 2024-10-26 | [9 empty] | CASE_LIST | 1 |  | warehouse | DSV Outdoor | 2024-10-26 | warehouse | 1 | 1 | -1 | 0 | 1.82 | 2 | 1.82 | HITACHI(HE) |  | 0 | 1 | 1 | 2 | Flow 2: Port → WH → Site | DSV Outdoor | HITACHI
3573 | PRL-ZAK-011-O | HVDC-ADOPT-HE-0212 | AGI | EQ-009 | 365385 | 1 | Outdoor covered | Corona shield | 135 | 135 | 109 | 1.9865 | 48 | 90 | Stackable /2 | 85446010 | SEK | 445170.6 | ESTELLE Maersk/Eugene | SWEDEN | Gothenburg | Khalifa port | 2024-09-12 | 2024-10-20 |  |  |  |  | 2024-10-26 | [9 empty] | CASE_LIST | 1 |  | warehouse | DSV Outdoor | 2024-10-26 | warehouse | 1 | 1 | -1 | 0 | 1.82 | 2 | 1.82 | HITACHI(HE) |  | 0 | 1 | 1 | 2 | Flow 2: Port → WH → Site | DSV Outdoor | HITACHI
3574 | PRL-ZAK-011-O | HVDC-ADOPT-HE-0212 | AGI | EQ-009 | 365386 | 1 | Outdoor covered | GSCL1300 | 750 | 91 | 105 | 7.1662 | 1090 | 1650 | Stackable /2 | 85446010 | SEK | 445170.6 | ESTELLE Maersk/Eugene | SWEDEN | Gothenburg | Khalifa port | 2024-09-12 | 2024-10-20 |  |  |  |  | 2024-10-26 | [9 empty] | CASE_LIST | 1 |  | warehouse | DSV Outdoor | 2024-10-26 | warehouse | 1 | 1 | -1 | 0 | 6.83 | 2 | 6.83 | HITACHI(HE) |  | 0 | 1 | 1 | 2 | Flow 2: Port → WH → Site | DSV Outdoor | HITACHI
3575 | PRL-ZAK-011-O | HVDC-ADOPT-HE-0212 | AGI | EQ-009 | 365387 | 1 | Outdoor covered | Corona shield | 135 | 135 | 109 | 1.9865 | 48 | 90 | Stackable /2 | 85446010 | SEK | 445170.6 | ESTELLE Maersk/Eugene | SWEDEN | Gothenburg | Khalifa port | 2024-09-12 | 2024-10-20 |  |  |  |  | 2024-10-26 | [9 empty] | CASE_LIST | 1 |  | warehouse | DSV Outdoor | 2024-10-26 | warehouse | 1 | 1 | -1 | 0 | 1.82 | 2 | 1.82 | HITACHI(HE) |  | 0 | 1 | 1 | 2 | Flow 2: Port → WH → Site | DSV Outdoor | HITACHI
3576 | PRL-ZAK-011-O | HVDC-ADOPT-HE-0212 | AGI | EQ-009 | 365388 | 1 | Outdoor covered | GSCL1300 | 750 | 91 | 105 | 7.1662 | 1090 | 1650 | Stackable /2 | 85446010 | SEK | 445170.6 | ESTELLE Maersk/Eugene | SWEDEN | Gothenburg | Khalifa port | 2024-09-12 | 2024-10-20 |  |  |  |  | 2024-10-26 | [9 empty] | CASE_LIST | 1 |  | warehouse | DSV Outdoor | 2024-10-26 | warehouse | 1 | 1 | -1 | 0 | 6.83 | 2 | 6.83 | HITACHI(HE) |  | 0 | 1 | 1 | 2 | Flow 2: Port → WH → Site | DSV Outdoor | HITACHI
3577 | PRL-ZAK-011-O | HVDC-ADOPT-HE-0212 | AGI | EQ-009 | 365389 | 1 | Outdoor covered | Corona shield | 135 | 135 | 109 | 1.9865 | 48 | 90 | Stackable /2 | 85446010 | SEK | 445170.6 | ESTELLE Maersk/Eugene | SWEDEN | Gothenburg | Khalifa port | 2024-09-12 | 2024-10-20 |  |  |  |  | 2024-10-26 | [9 empty] | CASE_LIST | 1 |  | warehouse | DSV Outdoor | 2024-10-26 | warehouse | 1 | 1 | -1 | 0 | 1.82 | 2 | 1.82 | HITACHI(HE) |  | 0 | 1 | 1 | 2 | Flow 2: Port → WH → Site | DSV Outdoor | HITACHI
3559 | PRL-MIR-015-O | HVDC-ADOPT-HE-0211 | MIR | EQ-322 | 279699 | 1 | Outdoor Covered | Cell Replacement Tool | 252 | 102 | 96 | 2.4676 | 812 | 1012 | Stackable x2 | 85044083 | SEK | 327582 | ESTELLE Maersk/Eugene | SWEDEN | Gothenburg | Khalifa port | 2024-09-12 | 2024-10-20 | [10 empty] | 2024-11-07 |  |  |  | CASE_LIST |  | 1 | site | MIR | 2024-11-07 | site | 0 | 1 | 1 | 2 | 2.57 | 2 | 2.57 | HITACHI(HE) |  | 1 | 1 | 0 | 1 | Flow 1: Port → Site | MIR | HITACHI
3560 | PRL-MIR-015-O | HVDC-ADOPT-HE-0211 | MIR | EQ-322 | 290098 | 1 | Outdoor Covered | Cell Replacement Tool | 252 | 100 | 94 | 2.3688 | 700 | 900 | Stackable x2 | 85044083 | SEK | 327582 | ESTELLE Maersk/Eugene | SWEDEN | Gothenburg | Khalifa port | 2024-09-12 | 2024-10-20 | [10 empty] | 2024-11-07 |  |  |  | CASE_LIST |  | 1 | site | MIR | 2024-11-07 | site | 0 | 1 | 1 | 2 | 2.52 | 2 | 2.52 | HITACHI(HE) |  | 1 | 1 | 0 | 1 | Flow 1: Port → Site | MIR | HITACHI
3570 | PRL-ZAK-012-O | HVDC-ADOPT-HE-0210 | AGI | EQ-322 | 364829 | 1 | Outdoor Covered | Cell Replacement Tool | 252 | 100 | 94 | 2.3688 | 565 | 765 | Stackable x2 | 85044083 | SEK | 320200 | ESTELLE Maersk/Eugene | SWEDEN | Gothenburg | Khalifa port | 2024-09-12 | 2024-10-20 |  |  |  |  | 2024-10-26 | [9 empty] | CASE_LIST | 1 |  | warehouse | DSV Outdoor | 2024-10-26 | warehouse | 1 | 1 | -1 | 0 | 2.52 | 2 | 2.52 | HITACHI(HE) |  | 0 | 1 | 1 | 2 | Flow 2: Port → WH → Site | DSV Outdoor | HITACHI
3571 | PRL-ZAK-012-O | HVDC-ADOPT-HE-0210 | AGI | EQ-322 | 364830 | 1 | Outdoor Covered | Cell Replacement Tool | 252 | 100 | 94 | 2.3688 | 565 | 765 | Stackable x2 | 85044083 | SEK | 320200 | ESTELLE Maersk/Eugene | SWEDEN | Gothenburg | Khalifa port | 2024-09-12 | 2024-10-20 |  |  |  |  | 2024-10-26 | [9 empty] | CASE_LIST | 1 |  | warehouse | DSV Outdoor | 2024-10-26 | warehouse | 1 | 1 | -1 | 0 | 2.52 | 2 | 2.52 | HITACHI(HE) |  | 0 | 1 | 1 | 2 | Flow 2: Port → WH → Site | DSV Outdoor | HITACHI
3569 | PRL-DAS-018-O | HVDC-ADOPT-HE-0209 | DAS | EQ-002 | 208206 | 1 | Indoor | Oil Flow Indicator | 37 | 37 | 41 | 0.056129 | 4 | 9 | Not Stackable | 90261089 | SEK | 5902 | ESTELLE Maersk/Eugene | SWEDEN | Gothenburg | Khalifa port | 2024-09-12 | 2024-10-20 |  | 2024-10-26 |  |  |  |  | 2025-05-26 | [5 empty] | 2025-05-30 |  | CASE_LIST | 1 | 1 | site | DAS | 2025-05-30 | site | 2 | 3 | -1 | 2 | 0.14 | 0 | 0.14 | HITACHI(HE) |  | 1 | 3 | 2 | 4 | Flow 4: Port → WH → MOSB → Site | DAS | HITACHI
3813 | PRL-SHU-024-A | HVDC-ADOPT-HE-0208 | SHU | EQ-273 | 191209 | 1 | Indoor | Optical Fiber Cables For Valves | 120 | 80 | 73 | 0.7008 | 212 | 235 | Stackable X1 | 85447700 | SEK | 244798.2 | QR9705 | Estonia | Talinn | Abu Dhabi Airport | 2024-11-28 | 2024-12-03 | [11 empty] | 2024-12-11 |  |  | CASE_LIST |  | 1 | site | SHU | 2024-12-11 | site | 0 | 1 | 1 | 2 | 0.96 | 1 | 0.96 | HITACHI(HE) |  | 1 | 1 | 0 | 1 | Flow 1: Port → Site | SHU | HITACHI
3814 | PRL-SHU-024-A | HVDC-ADOPT-HE-0208 | SHU | EQ-273 | 191210 | 1 | Indoor | Optical Fiber Cables For Valves | 120 | 80 | 91 | 0.8736 | 212 | 235 | Stackable X1 | 85447700 | SEK | 244798.2 | QR9705 | Estonia | Talinn | Abu Dhabi Airport | 2024-11-28 | 2024-12-03 | [11 empty] | 2024-12-11 |  |  | CASE_LIST |  | 1 | site | SHU | 2024-12-11 | site | 0 | 1 | 1 | 2 | 0.96 | 1 | 0.96 | HITACHI(HE) |  | 1 | 1 | 0 | 1 | Flow 1: Port → Site | SHU | HITACHI
3815 | PRL-SHU-024-A | HVDC-ADOPT-HE-0208 | SHU | EQ-273 | 191211 | 1 | Indoor | Optical Fiber Cables For Valves | 120 | 80 | 92 | 0.8832 | 216 | 239 | Stackable X1 | 85447700 | SEK | 244798.2 | QR9705 | Estonia | Talinn | Abu Dhabi Airport | 2024-11-28 | 2024-12-03 | [11 empty] | 2024-12-11 |  |  | CASE_LIST |  | 1 | site | SHU | 2024-12-11 | site | 0 | 1 | 1 | 2 | 0.96 | 1 | 0.96 | HITACHI(HE) |  | 1 | 1 | 0 | 1 | Flow 1: Port → Site | SHU | HITACHI
3816 | PRL-SHU-024-A | HVDC-ADOPT-HE-0208 | SHU | EQ-273 | 191212 | 1 | Indoor | Optical Fiber Cables For Valves | 120 | 80 | 93 | 0.8928 | 210 | 233 | Stackable X1 | 85447700 | SEK | 244798.2 | QR9705 | Estonia | Talinn | Abu Dhabi Airport | 2024-11-28 | 2024-12-03 | [11 empty] | 2024-12-11 |  |  | CASE_LIST |  | 1 | site | SHU | 2024-12-11 | site | 0 | 1 | 1 | 2 | 0.96 | 1 | 0.96 | HITACHI(HE) |  | 1 | 1 | 0 | 1 | Flow 1: Port → Site | SHU | HITACHI
3817 | PRL-SHU-024-A | HVDC-ADOPT-HE-0208 | SHU | EQ-273 | 191213 | 1 | Indoor | Optical Fiber Cables For Valves | 120 | 80 | 91 | 0.8736 | 210 | 233 | Stackable X1 | 85447700 | SEK | 244798.2 | QR9705 | Estonia | Talinn | Abu Dhabi Airport | 2024-11-28 | 2024-12-03 | [11 empty] | 2024-12-11 |  |  | CASE_LIST |  | 1 | site | SHU | 2024-12-11 | site | 0 | 1 | 1 | 2 | 0.96 | 1 | 0.96 | HITACHI(HE) |  | 1 | 1 | 0 | 1 | Flow 1: Port → Site | SHU | HITACHI
3818 | PRL-SHU-024-A | HVDC-ADOPT-HE-0208 | SHU | EQ-273 | 191214 | 1 | Indoor | Optical Fiber Cables For Valves | 120 | 80 | 93 | 0.8928 | 236 | 260 | Stackable X1 | 85447700 | SEK | 244798.2 | QR9705 | Estonia | Talinn | Abu Dhabi Airport | 2024-11-28 | 2024-12-03 | [11 empty] | 2024-12-11 |  |  | CASE_LIST |  | 1 | site | SHU | 2024-12-11 | site | 0 | 1 | 1 | 2 | 0.96 | 1 | 0.96 | HITACHI(HE) |  | 1 | 1 | 0 | 1 | Flow 1: Port → Site | SHU | HITACHI
3819 | PRL-SHU-024-A | HVDC-ADOPT-HE-0208 | SHU | EQ-273 | 191215 | 1 | Indoor | Optical Fiber Cables For Valves | 120 | 80 | 93 | 0.8928 | 231 | 255 | Stackable X1 | 85447700 | SEK | 244798.2 | QR9705 | Estonia | Talinn | Abu Dhabi Airport | 2024-11-28 | 2024-12-03 | [11 empty] | 2024-12-11 |  |  | CASE_LIST |  | 1 | site | SHU | 2024-12-11 | site | 0 | 1 | 1 | 2 | 0.96 | 1 | 0.96 | HITACHI(HE) |  | 1 | 1 | 0 | 1 | Flow 1: Port → Site | SHU | HITACHI
3820 | PRL-SHU-024-A | HVDC-ADOPT-HE-0208 | SHU | EQ-273 | 191216 | 1 | Indoor | Optical Fiber Cables For Valves | 120 | 80 | 93 | 0.8928 | 131 | 145 | Stackable X1 | 85447700 | SEK | 244798.2 | QR9705 | Estonia | Talinn | Abu Dhabi Airport | 2024-11-28 | 2024-12-03 | [11 empty] | 2024-12-11 |  |  | CASE_LIST |  | 1 | site | SHU | 2024-12-11 | site | 0 | 1 | 1 | 2 | 0.96 | 1 | 0.96 | HITACHI(HE) |  | 1 | 1 | 0 | 1 | Flow 1: Port → Site | SHU | HITACHI
3549 | PRL-MIR-011-O | HVDC-ADOPT-HE-0207 | MIR | EQ-009 | 279100 | 1 | Outdoor covered | GSCL 1300 Wallbushing | 750 | 91 | 105 | 7.1662 | 1100 | 1590 | Stackable /2 | 85044083 | SEK | 338239.8 | ESTELLE Maersk/Eugene | SWEDEN | Gothenburg | Khalifa port | 2024-09-12 | 2024-10-20 | [10 empty] | 2024-11-07 |  |  |  | CASE_LIST |  | 1 | site | MIR | 2024-11-07 | site | 0 | 1 | 1 | 2 | 6.83 | 2 | 6.83 | HITACHI(HE) |  | 1 | 1 | 0 | 1 | Flow 1: Port → Site | MIR | HITACHI
3550 | PRL-MIR-011-O | HVDC-ADOPT-HE-0207 | MIR | EQ-009 | 279102 | 1 | Outdoor covered | GSCL 1300 Wallbushing | 750 | 91 | 105 | 7.1662 | 1100 | 1590 | Stackable /2 | 85044083 | SEK | 338239.8 | ESTELLE Maersk/Eugene | SWEDEN | Gothenburg | Khalifa port | 2024-09-12 | 2024-10-20 | [10 empty] | 2024-11-07 |  |  |  | CASE_LIST |  | 1 | site | MIR | 2024-11-07 | site | 0 | 1 | 1 | 2 | 6.83 | 2 | 6.83 | HITACHI(HE) |  | 1 | 1 | 0 | 1 | Flow 1: Port → Site | MIR | HITACHI
3551 | PRL-MIR-011-O | HVDC-ADOPT-HE-0207 | MIR | EQ-009 | 279104 | 1 | Outdoor covered | GSCL 1300 Wallbushing | 750 | 91 | 105 | 7.1662 | 1100 | 1590 | Stackable /2 | 85044083 | SEK | 338239.8 | ESTELLE Maersk/Eugene | SWEDEN | Gothenburg | Khalifa port | 2024-09-12 | 2024-10-20 | [10 empty] | 2024-11-07 |  |  |  | CASE_LIST |  | 1 | site | MIR | 2024-11-07 | site | 0 | 1 | 1 | 2 | 6.83 | 2 | 6.83 | HITACHI(HE) |  | 1 | 1 | 0 | 1 | Flow 1: Port → Site | MIR | HITACHI
3552 | PRL-MIR-011-O | HVDC-ADOPT-HE-0207 | MIR | EQ-009 | 279106 | 1 | Outdoor covered | GSCL 1300 Wallbushing | 750 | 91 | 105 | 7.1662 | 1100 | 1590 | Stackable /2 | 85044083 | SEK | 338239.8 | ESTELLE Maersk/Eugene | SWEDEN | Gothenburg | Khalifa port | 2024-09-12 | 2024-10-20 | [10 empty] | 2024-11-07 |  |  |  | CASE_LIST |  | 1 | site | MIR | 2024-11-07 | site | 0 | 1 | 1 | 2 | 6.83 | 2 | 6.83 | HITACHI(HE) |  | 1 | 1 | 0 | 1 | Flow 1: Port → Site | MIR | HITACHI
3553 | PRL-MIR-011-O | HVDC-ADOPT-HE-0207 | MIR | EQ-009 | 279108 | 1 | Outdoor covered | GSCL 1300 Wallbushing | 750 | 91 | 105 | 7.1662 | 1100 | 1590 | Stackable /2 | 85044083 | SEK | 338239.8 | ESTELLE Maersk/Eugene | SWEDEN | Gothenburg | Khalifa port | 2024-09-12 | 2024-10-20 | [10 empty] | 2024-11-07 |  |  |  | CASE_LIST |  | 1 | site | MIR | 2024-11-07 | site | 0 | 1 | 1 | 2 | 6.83 | 2 | 6.83 | HITACHI(HE) |  | 1 | 1 | 0 | 1 | Flow 1: Port → Site | MIR | HITACHI
3554 | PRL-MIR-011-O | HVDC-ADOPT-HE-0207 | MIR | EQ-009 | 279101 | 1 | Outdoor covered | Corona shield | 186 | 93 | 80 | 1.3838 | 25.2 | 70 | Stackable /2 | 85044083 | SEK | 338239.8 | ESTELLE Maersk/Eugene | SWEDEN | Gothenburg | Khalifa port | 2024-09-12 | 2024-10-20 | [10 empty] | 2024-11-07 |  |  |  | CASE_LIST |  | 1 | site | MIR | 2024-11-07 | site | 0 | 1 | 1 | 2 | 1.73 | 2 | 1.73 | HITACHI(HE) |  | 1 | 1 | 0 | 1 | Flow 1: Port → Site | MIR | HITACHI
3555 | PRL-MIR-011-O | HVDC-ADOPT-HE-0207 | MIR | EQ-009 | 279103 | 1 | Outdoor covered | Corona shield | 186 | 93 | 80 | 1.3838 | 25.2 | 70 | Stackable /2 | 85044083 | SEK | 338239.8 | ESTELLE Maersk/Eugene | SWEDEN | Gothenburg | Khalifa port | 2024-09-12 | 2024-10-20 | [10 empty] | 2024-11-07 |  |  |  | CASE_LIST |  | 1 | site | MIR | 2024-11-07 | site | 0 | 1 | 1 | 2 | 1.73 | 2 | 1.73 | HITACHI(HE) |  | 1 | 1 | 0 | 1 | Flow 1: Port → Site | MIR | HITACHI
3556 | PRL-MIR-011-O | HVDC-ADOPT-HE-0207 | MIR | EQ-009 | 279105 | 1 | Outdoor covered | Corona shield | 186 | 93 | 80 | 1.3838 | 25.2 | 70 | Stackable /2 | 85044083 | SEK | 338239.8 | ESTELLE Maersk/Eugene | SWEDEN | Gothenburg | Khalifa port | 2024-09-12 | 2024-10-20 | [10 empty] | 2024-11-07 |  |  |  | CASE_LIST |  | 1 | site | MIR | 2024-11-07 | site | 0 | 1 | 1 | 2 | 1.73 | 2 | 1.73 | HITACHI(HE) |  | 1 | 1 | 0 | 1 | Flow 1: Port → Site | MIR | HITACHI
3557 | PRL-MIR-011-O | HVDC-ADOPT-HE-0207 | MIR | EQ-009 | 279107 | 1 | Outdoor covered | Corona shield | 186 | 93 | 80 | 1.3838 | 25.2 | 70 | Stackable /2 | 85044083 | SEK | 338239.8 | ESTELLE Maersk/Eugene | SWEDEN | Gothenburg | Khalifa port | 2024-09-12 | 2024-10-20 | [10 empty] | 2024-11-07 |  |  |  | CASE_LIST |  | 1 | site | MIR | 2024-11-07 | site | 0 | 1 | 1 | 2 | 1.73 | 2 | 1.73 | HITACHI(HE) |  | 1 | 1 | 0 | 1 | Flow 1: Port → Site | MIR | HITACHI
3558 | PRL-MIR-011-O | HVDC-ADOPT-HE-0207 | MIR | EQ-009 | 279109 | 1 | Outdoor covered | Corona shield | 186 | 93 | 80 | 1.3838 | 25.2 | 70 | Stackable /2 | 85044083 | SEK | 338239.8 | ESTELLE Maersk/Eugene | SWEDEN | Gothenburg | Khalifa port | 2024-09-12 | 2024-10-20 | [10 empty] | 2024-11-07 |  |  |  | CASE_LIST |  | 1 | site | MIR | 2024-11-07 | site | 0 | 1 | 1 | 2 | 1.73 | 2 | 1.73 | HITACHI(HE) |  | 1 | 1 | 0 | 1 | Flow 1: Port → Site | MIR | HITACHI
3561 | PRL-CS-019-O | HVDC-ADOPT-HE-0206 | DAS | EQ-009 | 207530 | 1 | Outdoor covered | GSA 52-AA/4000 | 252 | 64 | 71 | 1.1451 | 110 | 200 | Stackable / 3 | 85446010 | SEK | 403459.4 | ESTELLE Maersk/Eugene | SWEDEN | Gothenburg | Khalifa port | 2024-09-12 | 2024-10-20 |  |  |  |  | 2024-10-26 | [7 empty] | 2025-05-13 |  | CASE_LIST | 1 | 1 | site | DAS | 2025-05-13 | site | 1 | 2 | 0 | 2 | 1.61 | 3 | 1.61 | HITACHI(HE) |  | 1 | 2 | 1 | 2 | Flow 2: Port → WH → Site | DAS | HITACHI
3562 | PRL-CS-019-O | HVDC-ADOPT-HE-0206 | DAS | EQ-009 | 207531 | 1 | Outdoor covered | GSA 52-AA/4000 | 252 | 64 | 71 | 1.1451 | 110 | 200 | Stackable / 3 | 85446010 | SEK | 403459.4 | ESTELLE Maersk/Eugene | SWEDEN | Gothenburg | Khalifa port | 2024-09-12 | 2024-10-20 |  |  |  |  | 2024-10-26 | [7 empty] | 2025-05-13 |  | CASE_LIST | 1 | 1 | site | DAS | 2025-05-13 | site | 1 | 2 | 0 | 2 | 1.61 | 3 | 1.61 | HITACHI(HE) |  | 1 | 2 | 1 | 2 | Flow 2: Port → WH → Site | DAS | HITACHI
3563 | PRL-CS-019-O | HVDC-ADOPT-HE-0206 | DAS | EQ-009 | 207563 | 1 | Outdoor covered | GSA 52-AA/4000 Wallbushings | 252 | 64 | 71 | 1.1451 | 110 | 200 | Stackable / 3 | 85446010 | SEK | 403459.4 | ESTELLE Maersk/Eugene | SWEDEN | Gothenburg | Khalifa port | 2024-09-12 | 2024-10-20 |  |  |  |  | 2024-10-26 | [7 empty] | 2025-05-13 |  | CASE_LIST | 1 | 1 | site | DAS | 2025-05-13 | site | 1 | 2 | 0 | 2 | 1.61 | 3 | 1.61 | HITACHI(HE) |  | 1 | 2 | 1 | 2 | Flow 2: Port → WH → Site | DAS | HITACHI
3564 | PRL-CS-019-O | HVDC-ADOPT-HE-0206 | DAS | EQ-009 | 207582 | 1 | Outdoor covered | GSA 52-AA/4000 Wallbushings | 260 | 64 | 71 | 1.1814 | 127 | 207 | Stackable / 3 | 85446010 | SEK | 305230.2 | ESTELLE Maersk/Eugene | SWEDEN | Gothenburg | Khalifa port | 2024-09-12 | 2024-10-20 |  |  |  |  | 2024-10-26 | [7 empty] | 2025-05-13 |  | CASE_LIST | 1 | 1 | site | DAS | 2025-05-13 | site | 1 | 2 | 0 | 2 | 1.66 | 3 | 1.66 | HITACHI(HE) |  | 1 | 2 | 1 | 2 | Flow 2: Port → WH → Site | DAS | HITACHI
3565 | PRL-CS-019-O | HVDC-ADOPT-HE-0206 | DAS | EQ-009 | 207583 | 1 | Outdoor covered | GSA 52-AA/4000 Wallbushings | 260 | 64 | 71 | 1.1814 | 127 | 207 | Stackable / 3 | 85446010 | SEK | 305230.2 | ESTELLE Maersk/Eugene | SWEDEN | Gothenburg | Khalifa port | 2024-09-12 | 2024-10-20 |  |  |  |  | 2024-10-26 | [7 empty] | 2025-05-13 |  | CASE_LIST | 1 | 1 | site | DAS | 2025-05-13 | site | 1 | 2 | 0 | 2 | 1.66 | 3 | 1.66 | HITACHI(HE) |  | 1 | 2 | 1 | 2 | Flow 2: Port → WH → Site | DAS | HITACHI
3566 | PRL-CS-019-O | HVDC-ADOPT-HE-0206 | DAS | EQ-009 | 207584 | 1 | Outdoor covered | GSA 52-AA/4000 Wallbushings | 260 | 64 | 71 | 1.1814 | 127 | 207 | Stackable / 3 | 85446010 | SEK | 305230.2 | ESTELLE Maersk/Eugene | SWEDEN | Gothenburg | Khalifa port | 2024-09-12 | 2024-10-20 |  |  |  |  | 2024-10-26 | [7 empty] | 2025-05-13 |  | CASE_LIST | 1 | 1 | site | DAS | 2025-05-13 | site | 1 | 2 | 0 | 2 | 1.66 | 3 | 1.66 | HITACHI(HE) |  | 1 | 2 | 1 | 2 | Flow 2: Port → WH → Site | DAS | HITACHI
3567 | PRL-CS-019-O | HVDC-ADOPT-HE-0206 | AGI | EQ-009 | 365382 | 1 | Outdoor covered | GSCL 1300 Wallbushings | 750 | 91 | 105 | 7.1662 | 1090 | 1650 | Stackable /2 | 85446010 | SEK | 445170.6 | ESTELLE Maersk/Eugene | SWEDEN | Gothenburg | Khalifa port | 2024-09-12 | 2024-10-20 |  |  |  |  | 2024-10-26 | [9 empty] | CASE_LIST | 1 |  | warehouse | DSV Outdoor | 2024-10-26 | warehouse | 1 | 1 | -1 | 0 | 6.83 | 2 | 6.83 | HITACHI(HE) |  | 0 | 1 | 1 | 2 | Flow 2: Port → WH → Site | DSV Outdoor | HITACHI
3568 | PRL-CS-019-O | HVDC-ADOPT-HE-0206 | AGI | EQ-009 | 365384 | 1 | Outdoor covered | GSCL 1300 Wallbushings | 750 | 91 | 105 | 7.1662 | 1090 | 1650 | Stackable /2 | 85446010 | SEK | 445170.6 | ESTELLE Maersk/Eugene | SWEDEN | Gothenburg | Khalifa port | 2024-09-12 | 2024-10-20 |  |  |  |  | 2024-10-26 | [9 empty] | CASE_LIST | 1 |  | warehouse | DSV Outdoor | 2024-10-26 | warehouse | 1 | 1 | -1 | 0 | 6.83 | 2 | 6.83 | HITACHI(HE) |  | 0 | 1 | 1 | 2 | Flow 2: Port → WH → Site | DSV Outdoor | HITACHI
3578 | PRL-ZAK-009-O3 | HVDC-ADOPT-HE-0205 | AGI | EQ-002 | 364248 | 1 | Outdoor Covered | Transformer S/N 2XBR62538-T | 580 | 420 | 495 | 120.582 | 217000 | 217000 | Stackable x1 | 85042300 | SEK | 36209511 | BBC FUJI | Brazil | Itaguai | Mina Zayed | 2024-09-30 | 2024-10-31 | [5 empty] | 2024-11-01 | [8 empty] | CASE_LIST | 1 |  | warehouse | DSV MZP | 2024-11-01 | warehouse | 1 | 1 | -1 | 0 | 24.36 | 1 | 24.36 | HITACHI(HE) |  | 0 | 1 | 1 | 2 | Flow 2: Port → WH → Site | DSV MZP | HITACHI
3579 | PRL-ZAK-009-O3 | HVDC-ADOPT-HE-0205 | AGI | EQ-002 | 364249 | 1 | Outdoor Covered | Transformer Accessories | 650 | 80 | 110 | 5.72 | 620 | 885 | Stackable x2 | 85042300 | SEK | 709990.4 | BBC FUJI | Brazil | Itaguai | Mina Zayed | 2024-09-30 | 2024-10-31 |  |  |  |  | 2024-11-15 | [9 empty] | CASE_LIST | 1 |  | warehouse | DSV Outdoor | 2024-11-15 | warehouse | 1 | 1 | -1 | 0 | 5.2 | 2 | 5.2 | HITACHI(HE) |  | 0 | 1 | 1 | 2 | Flow 2: Port → WH → Site | DSV Outdoor | HITACHI
3580 | PRL-ZAK-009-O3 | HVDC-ADOPT-HE-0205 | AGI | EQ-002 | 364250 | 1 | Outdoor Covered | Transformer Accessories | 650 | 80 | 110 | 5.72 | 620 | 885 | Stackable x2 | 85042300 | SEK | 709990.4 | BBC FUJI | Brazil | Itaguai | Mina Zayed | 2024-09-30 | 2024-10-31 |  |  |  |  | 2024-11-15 | [9 empty] | CASE_LIST | 1 |  | warehouse | DSV Outdoor | 2024-11-15 | warehouse | 1 | 1 | -1 | 0 | 5.2 | 2 | 5.2 | HITACHI(HE) |  | 0 | 1 | 1 | 2 | Flow 2: Port → WH → Site | DSV Outdoor | HITACHI
3581 | PRL-ZAK-009-O3 | HVDC-ADOPT-HE-0205 | AGI | EQ-002 | 364251 | 1 | Outdoor Covered | Transformer Accessories | 350 | 80 | 110 | 3.08 | 196 | 347 | Stackable x2 | 85042300 | SEK | 709990.4 | BBC FUJI | Brazil | Itaguai | Mina Zayed | 2024-09-30 | 2024-10-31 |  |  |  |  | 2024-11-15 | [9 empty] | CASE_LIST | 1 |  | warehouse | DSV Outdoor | 2024-11-15 | warehouse | 1 | 1 | -1 | 0 | 2.8 | 2 | 2.8 | HITACHI(HE) |  | 0 | 1 | 1 | 2 | Flow 2: Port → WH → Site | DSV Outdoor | HITACHI
3582 | PRL-ZAK-009-O3 | HVDC-ADOPT-HE-0205 | AGI | EQ-002 | 364252 | 1 | Outdoor Covered | Transformer Accessories | 200 | 60 | 70 | 0.84 | 77 | 137 | Stackable x2 | 85042300 | SEK | 709990.4 | BBC FUJI | Brazil | Itaguai | Mina Zayed | 2024-09-30 | 2024-10-31 |  |  |  |  | 2024-11-15 | [9 empty] | CASE_LIST | 1 |  | warehouse | DSV Outdoor | 2024-11-15 | warehouse | 1 | 1 | -1 | 0 | 1.2 | 2 | 1.2 | HITACHI(HE) |  | 0 | 1 | 1 | 2 | Flow 2: Port → WH → Site | DSV Outdoor | HITACHI
3583 | PRL-ZAK-009-O3 | HVDC-ADOPT-HE-0205 | AGI | EQ-002 | 364253 | 1 | Outdoor Covered | Transformer Accessories | 80 | 60 | 50 | 0.24 | 17 | 41 | Stackable x2 | 85042300 | SEK | 709990.4 | BBC FUJI | Brazil | Itaguai | Mina Zayed | 2024-09-30 | 2024-10-31 |  |  |  |  | 2024-11-15 | [9 empty] | CASE_LIST | 1 |  | warehouse | DSV Outdoor | 2024-11-15 | warehouse | 1 | 1 | -1 | 0 | 0.48 | 2 | 0.48 | HITACHI(HE) |  | 0 | 1 | 1 | 2 | Flow 2: Port → WH → Site | DSV Outdoor | HITACHI
3584 | PRL-ZAK-009-O3 | HVDC-ADOPT-HE-0205 | AGI | EQ-002 | 364254 | 1 | Outdoor Covered | Transformer Accessories | 80 | 60 | 50 | 0.24 | 17 | 41 | Stackable x2 | 85042300 | SEK | 709990.4 | BBC FUJI | Brazil | Itaguai | Mina Zayed | 2024-09-30 | 2024-10-31 |  |  |  |  | 2024-11-15 | [9 empty] | CASE_LIST | 1 |  | warehouse | DSV Outdoor | 2024-11-15 | warehouse | 1 | 1 | -1 | 0 | 0.48 | 2 | 0.48 | HITACHI(HE) |  | 0 | 1 | 1 | 2 | Flow 2: Port → WH → Site | DSV Outdoor | HITACHI
3585 | PRL-ZAK-009-O3 | HVDC-ADOPT-HE-0205 | AGI | EQ-002 | 364259 | 1 | Outdoor Covered | Transformer Accessories | 460 | 200 | 180 | 16.56 | 1826 | 2248 | Stackable x1 | 85042300 | SEK | 709990.4 | BBC FUJI | Brazil | Itaguai | Mina Zayed | 2024-09-30 | 2024-10-31 |  |  |  |  | 2024-11-15 | [9 empty] | CASE_LIST | 1 |  | warehouse | DSV Outdoor | 2024-11-15 | warehouse | 1 | 1 | -1 | 0 | 9.2 | 1 | 9.2 | HITACHI(HE) |  | 0 | 1 | 1 | 2 | Flow 2: Port → WH → Site | DSV Outdoor | HITACHI
3586 | PRL-ZAK-009-O3 | HVDC-ADOPT-HE-0205 | AGI | EQ-002 | 364260 | 1 | Outdoor Covered | Transformer Accessories | 420 | 180 | 120 | 9.072 | 1413 | 1708 | Stackable x2 | 85042300 | SEK | 709990.4 | BBC FUJI | Brazil | Itaguai | Mina Zayed | 2024-09-30 | 2024-10-31 |  |  |  |  | 2024-11-15 | [9 empty] | CASE_LIST | 1 |  | warehouse | DSV Outdoor | 2024-11-15 | warehouse | 1 | 1 | -1 | 0 | 7.56 | 2 | 7.56 | HITACHI(HE) |  | 0 | 1 | 1 | 2 | Flow 2: Port → WH → Site | DSV Outdoor | HITACHI
3587 | PRL-ZAK-009-O3 | HVDC-ADOPT-HE-0205 | AGI | EQ-002 | 364261 | 1 | Outdoor Covered | Transformer Accessories | 320 | 160 | 220 | 11.264 | 1165 | 1479 | Stackable x1 | 85042300 | SEK | 709990.4 | BBC FUJI | Brazil | Itaguai | Mina Zayed | 2024-09-30 | 2024-10-31 |  |  |  |  | 2024-11-15 | [9 empty] | CASE_LIST | 1 |  | warehouse | DSV Outdoor | 2024-11-15 | warehouse | 1 | 1 | -1 | 0 | 5.12 | 1 | 5.12 | HITACHI(HE) |  | 0 | 1 | 1 | 2 | Flow 2: Port → WH → Site | DSV Outdoor | HITACHI
3588 | PRL-ZAK-009-O3 | HVDC-ADOPT-HE-0205 | AGI | EQ-002 | 364262 | 1 | Outdoor Covered | Transformer Accessories | 360 | 220 | 140 | 11.088 | 1475 | 1796 | Stackable x2 | 85042300 | SEK | 709990.4 | BBC FUJI | Brazil | Itaguai | Mina Zayed | 2024-09-30 | 2024-10-31 |  |  |  |  | 2024-11-15 | [9 empty] | CASE_LIST | 1 |  | warehouse | DSV Outdoor | 2024-11-15 | warehouse | 1 | 1 | -1 | 0 | 7.92 | 2 | 7.92 | HITACHI(HE) |  | 0 | 1 | 1 | 2 | Flow 2: Port → WH → Site | DSV Outdoor | HITACHI
3589 | PRL-ZAK-009-O3 | HVDC-ADOPT-HE-0205 | AGI | EQ-002 | 364263 | 1 | Outdoor Covered | Transformer Accessories | 360 | 220 | 140 | 11.088 | 1509 | 1830 | Stackable x2 | 85042300 | SEK | 709990.4 | BBC FUJI | Brazil | Itaguai | Mina Zayed | 2024-09-30 | 2024-10-31 |  |  |  |  | 2024-11-15 | [9 empty] | CASE_LIST | 1 |  | warehouse | DSV Outdoor | 2024-11-15 | warehouse | 1 | 1 | -1 | 0 | 7.92 | 2 | 7.92 | HITACHI(HE) |  | 0 | 1 | 1 | 2 | Flow 2: Port → WH → Site | DSV Outdoor | HITACHI
3590 | PRL-ZAK-009-O3 | HVDC-ADOPT-HE-0205 | AGI | EQ-002 | 364264 | 1 | Outdoor Covered | Transformer Accessories | 580 | 100 | 150 | 8.7 | 215 | 535 | Stackable x1 | 85042300 | SEK | 709990.4 | BBC FUJI | Brazil | Itaguai | Mina Zayed | 2024-09-30 | 2024-10-31 |  |  |  |  | 2024-11-15 | [9 empty] | CASE_LIST | 1 |  | warehouse | DSV Outdoor | 2024-11-15 | warehouse | 1 | 1 | -1 | 0 | 5.8 | 1 | 5.8 | HITACHI(HE) |  | 0 | 1 | 1 | 2 | Flow 2: Port → WH → Site | DSV Outdoor | HITACHI
3591 | PRL-ZAK-009-O3 | HVDC-ADOPT-HE-0205 | AGI | EQ-002 | 364265 | 1 | Outdoor Covered | Transformer Accessories | 260 | 160 | 210 | 8.736 | 826 | 1086 | Stackable x1 | 85042300 | SEK | 709990.4 | BBC FUJI | Brazil | Itaguai | Mina Zayed | 2024-09-30 | 2024-10-31 |  |  |  |  | 2024-11-15 | [9 empty] | CASE_LIST | 1 |  | warehouse | DSV Outdoor | 2024-11-15 | warehouse | 1 | 1 | -1 | 0 | 4.16 | 1 | 4.16 | HITACHI(HE) |  | 0 | 1 | 1 | 2 | Flow 2: Port → WH → Site | DSV Outdoor | HITACHI
3592 | PRL-ZAK-009-O3 | HVDC-ADOPT-HE-0205 | AGI | EQ-002 | 364266 | 1 | Outdoor Covered | Transformer Accessories | 200 | 140 | 140 | 3.92 | 504 | 655 | Stackable x2 | 85042300 | SEK | 709990.4 | BBC FUJI | Brazil | Itaguai | Mina Zayed | 2024-09-30 | 2024-10-31 |  |  |  |  | 2024-11-15 | [9 empty] | CASE_LIST | 1 |  | warehouse | DSV Outdoor | 2024-11-15 | warehouse | 1 | 1 | -1 | 0 | 2.8 | 2 | 2.8 | HITACHI(HE) |  | 0 | 1 | 1 | 2 | Flow 2: Port → WH → Site | DSV Outdoor | HITACHI
3593 | PRL-ZAK-009-O3 | HVDC-ADOPT-HE-0205 | AGI | EQ-002 | 364267 | 1 | Indoor | Transformer Accessories | 300 | 160 | 260 | 12.48 | 468 | 803 | Stackable x1 | 85042300 | SEK | 709990.4 | BBC FUJI | Brazil | Itaguai | Mina Zayed | 2024-09-30 | 2024-10-31 |  | 2024-11-12 | [12 empty] | CASE_LIST | 1 |  | warehouse | DSV Indoor | 2024-11-12 | warehouse | 1 | 1 | -1 | 0 | 4.8 | 1 | 4.8 | HITACHI(HE) |  | 0 | 1 | 1 | 2 | Flow 2: Port → WH → Site | DSV Indoor | HITACHI
3594 | PRL-ZAK-009-O3 | HVDC-ADOPT-HE-0205 | AGI | EQ-002 | 364268 | 1 | Outdoor Covered | Transformer Accessories (DGD) | 160 | 100 | 80 | 1.28 | 464 | 538 | Stackable x2 | 85042300 | SEK | 709990.4 | BBC FUJI | Brazil | Itaguai | Mina Zayed | 2024-09-30 | 2024-10-31 | [6 empty] | 2025-07-04 | [7 empty] | CASE_LIST | 1 |  | warehouse | MOSB | 2025-07-04 | warehouse | 1 | 1 | -1 | 0 | 1.6 | 2 | 1.6 | HITACHI(HE) |  | 0 | 1 | 1 | 5 | Flow 5: Mixed / Waiting / Incomplete leg | MOSB | HITACHI
3595 | PRL-ZAK-009-O3 | HVDC-ADOPT-HE-0205 | AGI | EQ-002 | 364363 | 1 | Outdoor Covered | Transformer Accessories | 320 | 220 | 260 | 18.304 | 1582 | 2004 | Stackable x1 | 85042300 | SEK | 709990.4 | BBC FUJI | Brazil | Itaguai | Mina Zayed | 2024-09-30 | 2024-10-31 |  |  |  |  | 2024-11-16 | [9 empty] | CASE_LIST | 1 |  | warehouse | DSV Outdoor | 2024-11-16 | warehouse | 1 | 1 | -1 | 0 | 7.04 | 1 | 7.04 | HITACHI(HE) |  | 0 | 1 | 1 | 2 | Flow 2: Port → WH → Site | DSV Outdoor | HITACHI
3596 | PRL-ZAK-009-O3 | HVDC-ADOPT-HE-0205 | AGI | EQ-002 | 364311 | 1 | Outdoor Covered | Transformer S/N 2XBR62541-T | 580 | 420 | 495 | 120.582 | 217000 | 217000 | Stackable x1 | 85042300 | SEK | 36209511 | BBC FUJI | Brazil | Itaguai | Mina Zayed | 2024-09-30 | 2024-10-31 | [5 empty] | 2024-11-01 | [8 empty] | CASE_LIST | 1 |  | warehouse | DSV MZP | 2024-11-01 | warehouse | 1 | 1 | -1 | 0 | 24.36 | 1 | 24.36 | HITACHI(HE) |  | 0 | 1 | 1 | 2 | Flow 2: Port → WH → Site | DSV MZP | HITACHI
3597 | PRL-ZAK-009-O3 | HVDC-ADOPT-HE-0205 | AGI | EQ-002 | 364312 | 1 | Outdoor Covered | Transformer Accessories | 650 | 80 | 110 | 5.72 | 620 | 885 | Stackable x2 | 85042300 | SEK | 548629 | BBC FUJI | Brazil | Itaguai | Mina Zayed | 2024-09-30 | 2024-10-31 |  |  |  |  | 2024-11-16 | [9 empty] | CASE_LIST | 1 |  | warehouse | DSV Outdoor | 2024-11-16 | warehouse | 1 | 1 | -1 | 0 | 5.2 | 2 | 5.2 | HITACHI(HE) |  | 0 | 1 | 1 | 2 | Flow 2: Port → WH → Site | DSV Outdoor | HITACHI
3598 | PRL-ZAK-009-O3 | HVDC-ADOPT-HE-0205 | AGI | EQ-002 | 364313 | 1 | Outdoor Covered | Transformer Accessories | 650 | 80 | 110 | 5.72 | 620 | 885 | Stackable x2 | 85042300 | SEK | 548629 | BBC FUJI | Brazil | Itaguai | Mina Zayed | 2024-09-30 | 2024-10-31 |  |  |  |  | 2024-11-16 | [9 empty] | CASE_LIST | 1 |  | warehouse | DSV Outdoor | 2024-11-16 | warehouse | 1 | 1 | -1 | 0 | 5.2 | 2 | 5.2 | HITACHI(HE) |  | 0 | 1 | 1 | 2 | Flow 2: Port → WH → Site | DSV Outdoor | HITACHI
3599 | PRL-ZAK-009-O3 | HVDC-ADOPT-HE-0205 | AGI | EQ-002 | 364314 | 1 | Outdoor Covered | Transformer Accessories | 350 | 80 | 110 | 3.08 | 196 | 347 | Stackable x2 | 85042300 | SEK | 548629 | BBC FUJI | Brazil | Itaguai | Mina Zayed | 2024-09-30 | 2024-10-31 |  |  |  |  | 2024-11-16 | [9 empty] | CASE_LIST | 1 |  | warehouse | DSV Outdoor | 2024-11-16 | warehouse | 1 | 1 | -1 | 0 | 2.8 | 2 | 2.8 | HITACHI(HE) |  | 0 | 1 | 1 | 2 | Flow 2: Port → WH → Site | DSV Outdoor | HITACHI
3600 | PRL-ZAK-009-O3 | HVDC-ADOPT-HE-0205 | AGI | EQ-002 | 364315 | 1 | Outdoor Covered | Transformer Accessories | 200 | 60 | 70 | 0.84 | 77 | 137 | Stackable x2 | 85042300 | SEK | 548629 | BBC FUJI | Brazil | Itaguai | Mina Zayed | 2024-09-30 | 2024-10-31 |  |  |  |  | 2024-11-16 | [9 empty] | CASE_LIST | 1 |  | warehouse | DSV Outdoor | 2024-11-16 | warehouse | 1 | 1 | -1 | 0 | 1.2 | 2 | 1.2 | HITACHI(HE) |  | 0 | 1 | 1 | 2 | Flow 2: Port → WH → Site | DSV Outdoor | HITACHI
3601 | PRL-ZAK-009-O3 | HVDC-ADOPT-HE-0205 | AGI | EQ-002 | 364316 | 1 | Outdoor Covered | Transformer Accessories | 80 | 60 | 50 | 0.24 | 17 | 41 | Stackable x2 | 85042300 | SEK | 548629 | BBC FUJI | Brazil | Itaguai | Mina Zayed | 2024-09-30 | 2024-10-31 |  |  |  |  | 2024-11-16 | [9 empty] | CASE_LIST | 1 |  | warehouse | DSV Outdoor | 2024-11-16 | warehouse | 1 | 1 | -1 | 0 | 0.48 | 2 | 0.48 | HITACHI(HE) |  | 0 | 1 | 1 | 2 | Flow 2: Port → WH → Site | DSV Outdoor | HITACHI
3602 | PRL-ZAK-009-O3 | HVDC-ADOPT-HE-0205 | AGI | EQ-002 | 364317 | 1 | Outdoor Covered | Transformer Accessories | 80 | 60 | 50 | 0.24 | 17 | 41 | Stackable x2 | 85042300 | SEK | 548629 | BBC FUJI | Brazil | Itaguai | Mina Zayed | 2024-09-30 | 2024-10-31 |  |  |  |  | 2024-11-16 | [9 empty] | CASE_LIST | 1 |  | warehouse | DSV Outdoor | 2024-11-16 | warehouse | 1 | 1 | -1 | 0 | 0.48 | 2 | 0.48 | HITACHI(HE) |  | 0 | 1 | 1 | 2 | Flow 2: Port → WH → Site | DSV Outdoor | HITACHI
3603 | PRL-ZAK-009-O3 | HVDC-ADOPT-HE-0205 | AGI | EQ-002 | 364318 | 1 | Outdoor Covered | Transformer Accessories | 680 | 220 | 130 | 19.448 | 1306 | 1839 | Stackable x2 | 85042300 | SEK | 548629 | BBC FUJI | Brazil | Itaguai | Mina Zayed | 2024-09-30 | 2024-10-31 |  |  |  |  | 2024-11-16 | [9 empty] | CASE_LIST | 1 |  | warehouse | DSV Outdoor | 2024-11-16 | warehouse | 1 | 1 | -1 | 0 | 14.96 | 2 | 14.96 | HITACHI(HE) |  | 0 | 1 | 1 | 2 | Flow 2: Port → WH → Site | DSV Outdoor | HITACHI
3604 | PRL-ZAK-009-O3 | HVDC-ADOPT-HE-0205 | AGI | EQ-002 | 364319 | 1 | Outdoor Covered | Transformer Accessories | 680 | 220 | 130 | 19.448 | 1306 | 1839 | Stackable x2 | 85042300 | SEK | 548629 | BBC FUJI | Brazil | Itaguai | Mina Zayed | 2024-09-30 | 2024-10-31 |  |  |  |  | 2024-11-16 | [9 empty] | CASE_LIST | 1 |  | warehouse | DSV Outdoor | 2024-11-16 | warehouse | 1 | 1 | -1 | 0 | 14.96 | 2 | 14.96 | HITACHI(HE) |  | 0 | 1 | 1 | 2 | Flow 2: Port → WH → Site | DSV Outdoor | HITACHI
3605 | PRL-ZAK-009-O3 | HVDC-ADOPT-HE-0205 | AGI | EQ-002 | 364320 | 1 | Outdoor Covered | Transformer Accessories | 680 | 220 | 130 | 19.448 | 1306 | 1839 | Stackable x2 | 85042300 | SEK | 548629 | BBC FUJI | Brazil | Itaguai | Mina Zayed | 2024-09-30 | 2024-10-31 |  |  |  |  | 2024-11-16 | [9 empty] | CASE_LIST | 1 |  | warehouse | DSV Outdoor | 2024-11-16 | warehouse | 1 | 1 | -1 | 0 | 14.96 | 2 | 14.96 | HITACHI(HE) |  | 0 | 1 | 1 | 2 | Flow 2: Port → WH → Site | DSV Outdoor | HITACHI
3606 | PRL-ZAK-009-O3 | HVDC-ADOPT-HE-0205 | AGI | EQ-002 | 364321 | 1 | Outdoor Covered | Transformer Accessories | 680 | 220 | 130 | 19.448 | 1306 | 1839 | Stackable x2 | 85042300 | SEK | 548629 | BBC FUJI | Brazil | Itaguai | Mina Zayed | 2024-09-30 | 2024-10-31 |  |  |  |  | 2024-11-16 | [9 empty] | CASE_LIST | 1 |  | warehouse | DSV Outdoor | 2024-11-16 | warehouse | 1 | 1 | -1 | 0 | 14.96 | 2 | 14.96 | HITACHI(HE) |  | 0 | 1 | 1 | 2 | Flow 2: Port → WH → Site | DSV Outdoor | HITACHI
3607 | PRL-ZAK-009-O3 | HVDC-ADOPT-HE-0205 | AGI | EQ-002 | 364322 | 1 | Outdoor Covered | Transformer Accessories | 460 | 200 | 180 | 16.56 | 1826 | 2248 | Stackable x1 | 85042300 | SEK | 548629 | BBC FUJI | Brazil | Itaguai | Mina Zayed | 2024-09-30 | 2024-10-31 |  |  |  |  | 2024-11-16 | [9 empty] | CASE_LIST | 1 |  | warehouse | DSV Outdoor | 2024-11-16 | warehouse | 1 | 1 | -1 | 0 | 9.2 | 1 | 9.2 | HITACHI(HE) |  | 0 | 1 | 1 | 2 | Flow 2: Port → WH → Site | DSV Outdoor | HITACHI
3608 | PRL-ZAK-009-O3 | HVDC-ADOPT-HE-0205 | AGI | EQ-002 | 364323 | 1 | Outdoor Covered | Transformer Accessories | 420 | 180 | 120 | 9.072 | 1413 | 1708 | Stackable x2 | 85042300 | SEK | 548629 | BBC FUJI | Brazil | Itaguai | Mina Zayed | 2024-09-30 | 2024-10-31 |  |  |  |  | 2024-11-16 | [9 empty] | CASE_LIST | 1 |  | warehouse | DSV Outdoor | 2024-11-16 | warehouse | 1 | 1 | -1 | 0 | 7.56 | 2 | 7.56 | HITACHI(HE) |  | 0 | 1 | 1 | 2 | Flow 2: Port → WH → Site | DSV Outdoor | HITACHI
3609 | PRL-ZAK-009-O3 | HVDC-ADOPT-HE-0205 | AGI | EQ-002 | 364324 | 1 | Outdoor Covered | Transformer Accessories | 320 | 160 | 220 | 11.264 | 1929 | 2243 | Stackable x1 | 85042300 | SEK | 548629 | BBC FUJI | Brazil | Itaguai | Mina Zayed | 2024-09-30 | 2024-10-31 |  |  |  |  | 2024-11-16 | [9 empty] | CASE_LIST | 1 |  | warehouse | DSV Outdoor | 2024-11-16 | warehouse | 1 | 1 | -1 | 0 | 5.12 | 1 | 5.12 | HITACHI(HE) |  | 0 | 1 | 1 | 2 | Flow 2: Port → WH → Site | DSV Outdoor | HITACHI
3610 | PRL-ZAK-009-O3 | HVDC-ADOPT-HE-0205 | AGI | EQ-002 | 364325 | 1 | Outdoor Covered | Transformer Accessories | 360 | 220 | 140 | 11.088 | 1475 | 1796 | Stackable x2 | 85042300 | SEK | 548629 | BBC FUJI | Brazil | Itaguai | Mina Zayed | 2024-09-30 | 2024-10-31 |  |  |  |  | 2024-11-16 | [9 empty] | CASE_LIST | 1 |  | warehouse | DSV Outdoor | 2024-11-16 | warehouse | 1 | 1 | -1 | 0 | 7.92 | 2 | 7.92 | HITACHI(HE) |  | 0 | 1 | 1 | 2 | Flow 2: Port → WH → Site | DSV Outdoor | HITACHI
3611 | PRL-ZAK-009-O3 | HVDC-ADOPT-HE-0205 | AGI | EQ-002 | 364326 | 1 | Outdoor Covered | Transformer Accessories | 360 | 220 | 140 | 11.088 | 1509 | 1830 | Stackable x2 | 85042300 | SEK | 548629 | BBC FUJI | Brazil | Itaguai | Mina Zayed | 2024-09-30 | 2024-10-31 |  |  |  |  | 2024-11-16 | [9 empty] | CASE_LIST | 1 |  | warehouse | DSV Outdoor | 2024-11-16 | warehouse | 1 | 1 | -1 | 0 | 7.92 | 2 | 7.92 | HITACHI(HE) |  | 0 | 1 | 1 | 2 | Flow 2: Port → WH → Site | DSV Outdoor | HITACHI
3613 | PRL-ZAK-009-O3 | HVDC-ADOPT-HE-0205 | AGI | EQ-002 | 364328 | 1 | Outdoor Covered | Transformer Accessories | 260 | 160 | 210 | 8.736 | 826 | 1086 | Stackable x1 | 85042300 | SEK | 548629 | BBC FUJI | Brazil | Itaguai | Mina Zayed | 2024-09-30 | 2024-10-31 |  |  |  |  | 2024-11-16 | [9 empty] | CASE_LIST | 1 |  | warehouse | DSV Outdoor | 2024-11-16 | warehouse | 1 | 1 | -1 | 0 | 4.16 | 1 | 4.16 | HITACHI(HE) |  | 0 | 1 | 1 | 2 | Flow 2: Port → WH → Site | DSV Outdoor | HITACHI
3614 | PRL-ZAK-009-O3 | HVDC-ADOPT-HE-0205 | AGI | EQ-002 | 364329 | 1 | Outdoor Covered | Transformer Accessories | 200 | 140 | 140 | 3.92 | 504 | 655 | Stackable x2 | 85042300 | SEK | 548629 | BBC FUJI | Brazil | Itaguai | Mina Zayed | 2024-09-30 | 2024-10-31 |  |  |  |  | 2024-11-16 | [9 empty] | CASE_LIST | 1 |  | warehouse | DSV Outdoor | 2024-11-16 | warehouse | 1 | 1 | -1 | 0 | 2.8 | 2 | 2.8 | HITACHI(HE) |  | 0 | 1 | 1 | 2 | Flow 2: Port → WH → Site | DSV Outdoor | HITACHI
3615 | PRL-ZAK-009-O3 | HVDC-ADOPT-HE-0205 | AGI | EQ-002 | 364330 | 1 | Indoor | Transformer Accessories | 300 | 160 | 260 | 12.48 | 468 | 803 | Stackable x1 | 85042300 | SEK | 548629 | BBC FUJI | Brazil | Itaguai | Mina Zayed | 2024-09-30 | 2024-10-31 |  | 2024-11-12 | [12 empty] | CASE_LIST | 1 |  | warehouse | DSV Indoor | 2024-11-12 | warehouse | 1 | 1 | -1 | 0 | 4.8 | 1 | 4.8 | HITACHI(HE) |  | 0 | 1 | 1 | 2 | Flow 2: Port → WH → Site | DSV Indoor | HITACHI
3616 | PRL-ZAK-009-O3 | HVDC-ADOPT-HE-0205 | AGI | EQ-002 | 364331 | 1 | Outdoor Covered | Transformer Accessories (DGD) | 160 | 100 | 80 | 1.28 | 464 | 538 | Stackable x2 | 85042300 | SEK | 548629 | BBC FUJI | Brazil | Itaguai | Mina Zayed | 2024-09-30 | 2024-10-31 | [6 empty] | 2025-07-04 | [7 empty] | CASE_LIST | 1 |  | warehouse | MOSB | 2025-07-04 | warehouse | 1 | 1 | -1 | 0 | 1.6 | 2 | 1.6 | HITACHI(HE) |  | 0 | 1 | 1 | 5 | Flow 5: Mixed / Waiting / Incomplete leg | MOSB | HITACHI
3617 | PRL-ZAK-009-O3 | HVDC-ADOPT-HE-0205 | AGI | EQ-002 | 364368 | 1 | Outdoor Covered | Transformer Accessories | 680 | 220 | 130 | 19.448 | 1306 | 1839 | Stackable x2 | 85042300 | SEK | 548629 | BBC FUJI | Brazil | Itaguai | Mina Zayed | 2024-09-30 | 2024-10-31 |  |  |  |  | 2024-11-15 | [9 empty] | CASE_LIST | 1 |  | warehouse | DSV Outdoor | 2024-11-15 | warehouse | 1 | 1 | -1 | 0 | 14.96 | 2 | 14.96 | HITACHI(HE) |  | 0 | 1 | 1 | 2 | Flow 2: Port → WH → Site | DSV Outdoor | HITACHI
3618 | PRL-ZAK-009-O3 | HVDC-ADOPT-HE-0205 | AGI | EQ-002 | 364369 | 1 | Outdoor Covered | Transformer Accessories | 320 | 220 | 260 | 18.304 | 1773 | 2195 | Stackable x1 | 85042300 | SEK | 548629 | BBC FUJI | Brazil | Itaguai | Mina Zayed | 2024-09-30 | 2024-10-31 |  |  |  |  | 2024-11-15 | [9 empty] | CASE_LIST | 1 |  | warehouse | DSV Outdoor | 2024-11-15 | warehouse | 1 | 1 | -1 | 0 | 7.04 | 1 | 7.04 | HITACHI(HE) |  | 0 | 1 | 1 | 2 | Flow 2: Port → WH → Site | DSV Outdoor | HITACHI
3619 | PRL-ZAK-009-O3 | HVDC-ADOPT-HE-0205 | AGI | EQ-002 | 364332 | 1 | Outdoor Covered | Transformer S/N 2XBR62542-T Spare | 580 | 420 | 495 | 120.582 | 217000 | 217000 | Stackable x1 | 85042300 | SEK | 36209511 | BBC FUJI | Brazil | Itaguai | Mina Zayed | 2024-09-30 | 2024-10-31 | [5 empty] | 2024-11-01 | [8 empty] | CASE_LIST | 1 |  | warehouse | DSV MZP | 2024-11-01 | warehouse | 1 | 1 | -1 | 0 | 24.36 | 1 | 24.36 | HITACHI(HE) |  | 0 | 1 | 1 | 2 | Flow 2: Port → WH → Site | DSV MZP | HITACHI
3620 | PRL-ZAK-009-O3 | HVDC-ADOPT-HE-0205 | AGI | EQ-002 | 364333 | 1 | Outdoor Covered | Transformer Accessories Spare | 650 | 80 | 110 | 5.72 | 620 | 885 | Stackable x2 | 85042300 | SEK | 548629 | BBC FUJI | Brazil | Itaguai | Mina Zayed | 2024-09-30 | 2024-10-31 |  |  |  |  | 2024-11-16 | [9 empty] | CASE_LIST | 1 |  | warehouse | DSV Outdoor | 2024-11-16 | warehouse | 1 | 1 | -1 | 0 | 5.2 | 2 | 5.2 | HITACHI(HE) |  | 0 | 1 | 1 | 2 | Flow 2: Port → WH → Site | DSV Outdoor | HITACHI
3621 | PRL-ZAK-009-O3 | HVDC-ADOPT-HE-0205 | AGI | EQ-002 | 364334 | 1 | Outdoor Covered | Transformer Accessories Spare | 650 | 80 | 110 | 5.72 | 620 | 885 | Stackable x2 | 85042300 | SEK | 548629 | BBC FUJI | Brazil | Itaguai | Mina Zayed | 2024-09-30 | 2024-10-31 |  |  |  |  | 2024-11-16 | [9 empty] | CASE_LIST | 1 |  | warehouse | DSV Outdoor | 2024-11-16 | warehouse | 1 | 1 | -1 | 0 | 5.2 | 2 | 5.2 | HITACHI(HE) |  | 0 | 1 | 1 | 2 | Flow 2: Port → WH → Site | DSV Outdoor | HITACHI
3622 | PRL-ZAK-009-O3 | HVDC-ADOPT-HE-0205 | AGI | EQ-002 | 364335 | 1 | Outdoor Covered | Transformer Accessories Spare | 350 | 80 | 110 | 3.08 | 196 | 347 | Stackable x2 | 85042300 | SEK | 548629 | BBC FUJI | Brazil | Itaguai | Mina Zayed | 2024-09-30 | 2024-10-31 |  |  |  |  | 2024-11-16 | [9 empty] | CASE_LIST | 1 |  | warehouse | DSV Outdoor | 2024-11-16 | warehouse | 1 | 1 | -1 | 0 | 2.8 | 2 | 2.8 | HITACHI(HE) |  | 0 | 1 | 1 | 2 | Flow 2: Port → WH → Site | DSV Outdoor | HITACHI
3623 | PRL-ZAK-009-O3 | HVDC-ADOPT-HE-0205 | AGI | EQ-002 | 364336 | 1 | Outdoor Covered | Transformer Accessories Spare | 200 | 60 | 70 | 0.84 | 77 | 137 | Stackable x2 | 85042300 | SEK | 548629 | BBC FUJI | Brazil | Itaguai | Mina Zayed | 2024-09-30 | 2024-10-31 |  |  |  |  | 2024-11-16 | [9 empty] | CASE_LIST | 1 |  | warehouse | DSV Outdoor | 2024-11-16 | warehouse | 1 | 1 | -1 | 0 | 1.2 | 2 | 1.2 | HITACHI(HE) |  | 0 | 1 | 1 | 2 | Flow 2: Port → WH → Site | DSV Outdoor | HITACHI
3624 | PRL-ZAK-009-O3 | HVDC-ADOPT-HE-0205 | AGI | EQ-002 | 364337 | 1 | Outdoor Covered | Transformer Accessories Spare | 80 | 60 | 50 | 0.24 | 17 | 41 | Stackable x2 | 85042300 | SEK | 548629 | BBC FUJI | Brazil | Itaguai | Mina Zayed | 2024-09-30 | 2024-10-31 |  |  |  |  | 2024-11-18 | [9 empty] | CASE_LIST | 1 |  | warehouse | DSV Outdoor | 2024-11-18 | warehouse | 1 | 1 | -1 | 0 | 0.48 | 2 | 0.48 | HITACHI(HE) |  | 0 | 1 | 1 | 2 | Flow 2: Port → WH → Site | DSV Outdoor | HITACHI
3625 | PRL-ZAK-009-O3 | HVDC-ADOPT-HE-0205 | AGI | EQ-002 | 364338 | 1 | Outdoor Covered | Transformer Accessories Spare | 80 | 60 | 50 | 0.24 | 17 | 41 | Stackable x2 | 85042300 | SEK | 548629 | BBC FUJI | Brazil | Itaguai | Mina Zayed | 2024-09-30 | 2024-10-31 |  |  |  |  | 2024-11-16 | [9 empty] | CASE_LIST | 1 |  | warehouse | DSV Outdoor | 2024-11-16 | warehouse | 1 | 1 | -1 | 0 | 0.48 | 2 | 0.48 | HITACHI(HE) |  | 0 | 1 | 1 | 2 | Flow 2: Port → WH → Site | DSV Outdoor | HITACHI
3626 | PRL-ZAK-009-O3 | HVDC-ADOPT-HE-0205 | AGI | EQ-002 | 364339 | 1 | Outdoor Covered | Transformer Accessories Spare | 680 | 220 | 130 | 19.448 | 1306 | 1839 | Stackable x2 | 85042300 | SEK | 548629 | BBC FUJI | Brazil | Itaguai | Mina Zayed | 2024-09-30 | 2024-10-31 |  |  |  |  | 2024-11-16 | [9 empty] | CASE_LIST | 1 |  | warehouse | DSV Outdoor | 2024-11-16 | warehouse | 1 | 1 | -1 | 0 | 14.96 | 2 | 14.96 | HITACHI(HE) |  | 0 | 1 | 1 | 2 | Flow 2: Port → WH → Site | DSV Outdoor | HITACHI
3627 | PRL-ZAK-009-O3 | HVDC-ADOPT-HE-0205 | AGI | EQ-002 | 364340 | 1 | Outdoor Covered | Transformer Accessories Spare | 680 | 220 | 130 | 19.448 | 1306 | 1839 | Stackable x2 | 85042300 | SEK | 548629 | BBC FUJI | Brazil | Itaguai | Mina Zayed | 2024-09-30 | 2024-10-31 |  |  |  |  | 2024-11-18 | [9 empty] | CASE_LIST | 1 |  | warehouse | DSV Outdoor | 2024-11-18 | warehouse | 1 | 1 | -1 | 0 | 14.96 | 2 | 14.96 | HITACHI(HE) |  | 0 | 1 | 1 | 2 | Flow 2: Port → WH → Site | DSV Outdoor | HITACHI
3628 | PRL-ZAK-009-O3 | HVDC-ADOPT-HE-0205 | AGI | EQ-002 | 364341 | 1 | Outdoor Covered | Transformer Accessories Spare | 680 | 220 | 130 | 19.448 | 1306 | 1839 | Stackable x2 | 85042300 | SEK | 548629 | BBC FUJI | Brazil | Itaguai | Mina Zayed | 2024-09-30 | 2024-10-31 |  |  |  |  | 2024-11-18 | [9 empty] | CASE_LIST | 1 |  | warehouse | DSV Outdoor | 2024-11-18 | warehouse | 1 | 1 | -1 | 0 | 14.96 | 2 | 14.96 | HITACHI(HE) |  | 0 | 1 | 1 | 2 | Flow 2: Port → WH → Site | DSV Outdoor | HITACHI
3629 | PRL-ZAK-009-O3 | HVDC-ADOPT-HE-0205 | AGI | EQ-002 | 364342 | 1 | Outdoor Covered | Transformer Accessories Spare | 680 | 220 | 130 | 19.448 | 1306 | 1839 | Stackable x2 | 85042300 | SEK | 548629 | BBC FUJI | Brazil | Itaguai | Mina Zayed | 2024-09-30 | 2024-10-31 |  |  |  |  | 2024-11-18 | [9 empty] | CASE_LIST | 1 |  | warehouse | DSV Outdoor | 2024-11-18 | warehouse | 1 | 1 | -1 | 0 | 14.96 | 2 | 14.96 | HITACHI(HE) |  | 0 | 1 | 1 | 2 | Flow 2: Port → WH → Site | DSV Outdoor | HITACHI
3630 | PRL-ZAK-009-O3 | HVDC-ADOPT-HE-0205 | AGI | EQ-002 | 364343 | 1 | Outdoor Covered | Transformer Accessories Spare | 460 | 200 | 180 | 16.56 | 1826 | 2248 | Stackable x1 | 85042300 | SEK | 548629 | BBC FUJI | Brazil | Itaguai | Mina Zayed | 2024-09-30 | 2024-10-31 |  |  |  |  | 2024-11-18 | [9 empty] | CASE_LIST | 1 |  | warehouse | DSV Outdoor | 2024-11-18 | warehouse | 1 | 1 | -1 | 0 | 9.2 | 1 | 9.2 | HITACHI(HE) |  | 0 | 1 | 1 | 2 | Flow 2: Port → WH → Site | DSV Outdoor | HITACHI
3631 | PRL-ZAK-009-O3 | HVDC-ADOPT-HE-0205 | AGI | EQ-002 | 364344 | 1 | Outdoor Covered | Transformer Accessories Spare | 420 | 180 | 120 | 9.072 | 1413 | 1708 | Stackable x2 | 85042300 | SEK | 548629 | BBC FUJI | Brazil | Itaguai | Mina Zayed | 2024-09-30 | 2024-10-31 |  |  |  |  | 2024-11-18 | [9 empty] | CASE_LIST | 1 |  | warehouse | DSV Outdoor | 2024-11-18 | warehouse | 1 | 1 | -1 | 0 | 7.56 | 2 | 7.56 | HITACHI(HE) |  | 0 | 1 | 1 | 2 | Flow 2: Port → WH → Site | DSV Outdoor | HITACHI
3632 | PRL-ZAK-009-O3 | HVDC-ADOPT-HE-0205 | AGI | EQ-002 | 364345 | 1 | Outdoor Covered | Transformer Accessories Spare | 320 | 160 | 220 | 11.264 | 1929 | 2243 | Stackable x1 | 85042300 | SEK | 548629 | BBC FUJI | Brazil | Itaguai | Mina Zayed | 2024-09-30 | 2024-10-31 |  |  |  |  | 2024-11-18 | [9 empty] | CASE_LIST | 1 |  | warehouse | DSV Outdoor | 2024-11-18 | warehouse | 1 | 1 | -1 | 0 | 5.12 | 1 | 5.12 | HITACHI(HE) |  | 0 | 1 | 1 | 2 | Flow 2: Port → WH → Site | DSV Outdoor | HITACHI
3633 | PRL-ZAK-009-O3 | HVDC-ADOPT-HE-0205 | AGI | EQ-002 | 364346 | 1 | Outdoor Covered | Transformer Accessories Spare | 360 | 220 | 140 | 11.088 | 1475 | 1796 | Stackable x2 | 85042300 | SEK | 548629 | BBC FUJI | Brazil | Itaguai | Mina Zayed | 2024-09-30 | 2024-10-31 |  |  |  |  | 2024-11-18 | [9 empty] | CASE_LIST | 1 |  | warehouse | DSV Outdoor | 2024-11-18 | warehouse | 1 | 1 | -1 | 0 | 7.92 | 2 | 7.92 | HITACHI(HE) |  | 0 | 1 | 1 | 2 | Flow 2: Port → WH → Site | DSV Outdoor | HITACHI
3634 | PRL-ZAK-009-O3 | HVDC-ADOPT-HE-0205 | AGI | EQ-002 | 364347 | 1 | Outdoor Covered | Transformer Accessories Spare | 360 | 220 | 140 | 11.088 | 1509 | 1830 | Stackable x2 | 85042300 | SEK | 548629 | BBC FUJI | Brazil | Itaguai | Mina Zayed | 2024-09-30 | 2024-10-31 |  |  |  |  | 2024-11-18 | [9 empty] | CASE_LIST | 1 |  | warehouse | DSV Outdoor | 2024-11-18 | warehouse | 1 | 1 | -1 | 0 | 7.92 | 2 | 7.92 | HITACHI(HE) |  | 0 | 1 | 1 | 2 | Flow 2: Port → WH → Site | DSV Outdoor | HITACHI
3635 | PRL-ZAK-009-O3 | HVDC-ADOPT-HE-0205 | AGI | EQ-002 | 364348 | 1 | Outdoor Covered | Transformer Accessories Spare | 580 | 100 | 150 | 8.7 | 215 | 535 | Stackable x1 | 85042300 | SEK | 548629 | BBC FUJI | Brazil | Itaguai | Mina Zayed | 2024-09-30 | 2024-10-31 |  |  |  |  | 2024-11-18 | [9 empty] | CASE_LIST | 1 |  | warehouse | DSV Outdoor | 2024-11-18 | warehouse | 1 | 1 | -1 | 0 | 5.8 | 1 | 5.8 | HITACHI(HE) |  | 0 | 1 | 1 | 2 | Flow 2: Port → WH → Site | DSV Outdoor | HITACHI
3636 | PRL-ZAK-009-O3 | HVDC-ADOPT-HE-0205 | AGI | EQ-002 | 364349 | 1 | Outdoor Covered | Transformer Accessories Spare | 260 | 160 | 210 | 8.736 | 826 | 1086 | Stackable x1 | 85042300 | SEK | 548629 | BBC FUJI | Brazil | Itaguai | Mina Zayed | 2024-09-30 | 2024-10-31 |  |  |  |  | 2024-11-18 | [9 empty] | CASE_LIST | 1 |  | warehouse | DSV Outdoor | 2024-11-18 | warehouse | 1 | 1 | -1 | 0 | 4.16 | 1 | 4.16 | HITACHI(HE) |  | 0 | 1 | 1 | 2 | Flow 2: Port → WH → Site | DSV Outdoor | HITACHI
3637 | PRL-ZAK-009-O3 | HVDC-ADOPT-HE-0205 | AGI | EQ-002 | 364350 | 1 | Outdoor Covered | Transformer Accessories Spare | 200 | 140 | 140 | 3.92 | 504 | 655 | Stackable x2 | 85042300 | SEK | 548629 | BBC FUJI | Brazil | Itaguai | Mina Zayed | 2024-09-30 | 2024-10-31 |  |  |  |  | 2024-11-18 | [9 empty] | CASE_LIST | 1 |  | warehouse | DSV Outdoor | 2024-11-18 | warehouse | 1 | 1 | -1 | 0 | 2.8 | 2 | 2.8 | HITACHI(HE) |  | 0 | 1 | 1 | 2 | Flow 2: Port → WH → Site | DSV Outdoor | HITACHI
3638 | PRL-ZAK-009-O3 | HVDC-ADOPT-HE-0205 | AGI | EQ-002 | 364351 | 1 | Indoor | Transformer Accessories Spare | 300 | 160 | 260 | 12.48 | 468 | 803 | Stackable x1 | 85042300 | SEK | 548629 | BBC FUJI | Brazil | Itaguai | Mina Zayed | 2024-09-30 | 2024-10-31 |  | 2024-11-12 | [12 empty] | CASE_LIST | 1 |  | warehouse | DSV Indoor | 2024-11-12 | warehouse | 1 | 1 | -1 | 0 | 4.8 | 1 | 4.8 | HITACHI(HE) |  | 0 | 1 | 1 | 2 | Flow 2: Port → WH → Site | DSV Indoor | HITACHI
3639 | PRL-ZAK-009-O3 | HVDC-ADOPT-HE-0205 | AGI | EQ-002 | 364352 | 1 | Outdoor Covered | Transformer Accessories (DGD) Spare | 160 | 100 | 80 | 1.28 | 464 | 538 | Stackable x2 | 85042300 | SEK | 548629 | BBC FUJI | Brazil | Itaguai | Mina Zayed | 2024-09-30 | 2024-10-31 | [6 empty] | 2024-11-13 | [6 empty] | 2025-04-30 | CASE_LIST | 1 | 1 | site | AGI | 2025-04-30 | site | 1 | 2 | 0 | 2 | 1.6 | 2 | 1.6 | HITACHI(HE) |  | 1 | 2 | 1 | 3 | Flow 3: Port → MOSB → Site | AGI | HITACHI
3640 | PRL-ZAK-009-O3 | HVDC-ADOPT-HE-0205 | AGI | EQ-002 | 364370 | 1 | Outdoor Covered | Transformer Accessories Spare | 680 | 220 | 130 | 19.448 | 1306 | 1839 | Stackable x2 | 85042300 | SEK | 548629 | BBC FUJI | Brazil | Itaguai | Mina Zayed | 2024-09-30 | 2024-10-31 |  |  |  |  | 2024-11-18 | [9 empty] | CASE_LIST | 1 |  | warehouse | DSV Outdoor | 2024-11-18 | warehouse | 1 | 1 | -1 | 0 | 14.96 | 2 | 14.96 | HITACHI(HE) |  | 0 | 1 | 1 | 2 | Flow 2: Port → WH → Site | DSV Outdoor | HITACHI
3641 | PRL-ZAK-009-O3 | HVDC-ADOPT-HE-0205 | AGI | EQ-002 | 364371 | 1 | Outdoor Covered | Transformer Accessories General Spare | 320 | 220 | 260 | 18.304 | 1773 | 2195 | Stackable x1 | 85042300 | SEK | 548629 | BBC FUJI | Brazil | Itaguai | Mina Zayed | 2024-09-30 | 2024-10-31 |  |  |  |  | 2024-11-18 | [9 empty] | CASE_LIST | 1 |  | warehouse | DSV Outdoor | 2024-11-18 | warehouse | 1 | 1 | -1 | 0 | 7.04 | 1 | 7.04 | HITACHI(HE) |  | 0 | 1 | 1 | 2 | Flow 2: Port → WH → Site | DSV Outdoor | HITACHI
3642 | PRL-ZAK-009-O3 | HVDC-ADOPT-HE-0205 | AGI | EQ-002 | 364353 | 1 | Outdoor Covered | Transformer Accessories General Spare | 680 | 220 | 130 | 19.448 | 1306 | 1839 | Stackable x1 | 85042300 | SEK | 548629 | BBC FUJI | Brazil | Itaguai | Mina Zayed | 2024-09-30 | 2024-10-31 |  |  |  |  | 2024-11-18 | [9 empty] | CASE_LIST | 1 |  | warehouse | DSV Outdoor | 2024-11-18 | warehouse | 1 | 1 | -1 | 0 | 14.96 | 1 | 14.96 | HITACHI(HE) |  | 0 | 1 | 1 | 2 | Flow 2: Port → WH → Site | DSV Outdoor | HITACHI
3643 | PRL-ZAK-009-O3 | HVDC-ADOPT-HE-0205 | AGI | EQ-002 | 364354 | 1 | Outdoor Covered | Transformer Accessories General Spare | 650 | 80 | 110 | 5.72 | 620 | 885 | Stackable x1 | 85042300 | SEK | 548629 | BBC FUJI | Brazil | Itaguai | Mina Zayed | 2024-09-30 | 2024-10-31 |  |  |  |  | 2024-11-18 | [9 empty] | CASE_LIST | 1 |  | warehouse | DSV Outdoor | 2024-11-18 | warehouse | 1 | 1 | -1 | 0 | 5.2 | 1 | 5.2 | HITACHI(HE) |  | 0 | 1 | 1 | 2 | Flow 2: Port → WH → Site | DSV Outdoor | HITACHI
3644 | PRL-ZAK-009-O3 | HVDC-ADOPT-HE-0205 | AGI | EQ-002 | 364355 | 1 | Outdoor Covered | Transformer Accessories General Spare | 350 | 80 | 110 | 3.08 | 196 | 347 | Stackable x1 | 85042300 | SEK | 548629 | BBC FUJI | Brazil | Itaguai | Mina Zayed | 2024-09-30 | 2024-10-31 |  |  |  |  | 2024-11-18 | [9 empty] | CASE_LIST | 1 |  | warehouse | DSV Outdoor | 2024-11-18 | warehouse | 1 | 1 | -1 | 0 | 2.8 | 1 | 2.8 | HITACHI(HE) |  | 0 | 1 | 1 | 2 | Flow 2: Port → WH → Site | DSV Outdoor | HITACHI
3645 | PRL-ZAK-009-O3 | HVDC-ADOPT-HE-0205 | AGI | EQ-002 | 364356 | 1 | Outdoor Covered | Transformer Accessories General Spare | 200 | 60 | 70 | 0.84 | 77 | 137 | Stackable x1 | 85042300 | SEK | 548629 | BBC FUJI | Brazil | Itaguai | Mina Zayed | 2024-09-30 | 2024-10-31 |  |  |  |  | 2024-11-18 | [9 empty] | CASE_LIST | 1 |  | warehouse | DSV Outdoor | 2024-11-18 | warehouse | 1 | 1 | -1 | 0 | 1.2 | 1 | 1.2 | HITACHI(HE) |  | 0 | 1 | 1 | 2 | Flow 2: Port → WH → Site | DSV Outdoor | HITACHI
3646 | PRL-ZAK-009-O3 | HVDC-ADOPT-HE-0205 | AGI | EQ-002 | 364357 | 1 | Outdoor Covered | Transformer Accessories General Spare | 160 | 100 | 80 | 1.28 | 150 | 224 | Stackable x1 | 85042300 | SEK | 548629 | BBC FUJI | Brazil | Itaguai | Mina Zayed | 2024-09-30 | 2024-10-31 |  |  |  |  | 2024-11-18 | [9 empty] | CASE_LIST | 1 |  | warehouse | DSV Outdoor | 2024-11-18 | warehouse | 1 | 1 | -1 | 0 | 1.6 | 1 | 1.6 | HITACHI(HE) |  | 0 | 1 | 1 | 2 | Flow 2: Port → WH → Site | DSV Outdoor | HITACHI
3534 | PRL-ZAK-010-O1 | HVDC-ADOPT-HE-0204 | AGI | EQ-300 | 365468 | 1 | Outdoor Covered | Air Blast Coolers | 1095 | 265 | 258 | 74.8651 | 7100 | 10495 | Not Satckable | 84198910 | EUR | 217129.4 | Nabucco | Deutschland | Bremerhaven | Khalifa port | 2024-09-22 | 2024-10-30 |  |  |  |  | 2024-11-05 | [9 empty] | CASE_LIST | 1 |  | warehouse | DSV Outdoor | 2024-11-05 | warehouse | 1 | 1 | -1 | 0 | 29.02 | 0 | 29.02 | HITACHI(HE) |  | 0 | 1 | 1 | 2 | Flow 2: Port → WH → Site | DSV Outdoor | HITACHI
3535 | PRL-ZAK-010-O1 | HVDC-ADOPT-HE-0204 | AGI | EQ-300 | 365469 | 1 | Outdoor Covered | Air Blast Coolers | 1095 | 265 | 258 | 74.8651 | 7100 | 10495 | Not Satckable | 84198910 | EUR | 217129.4 | Nabucco | Deutschland | Bremerhaven | Khalifa port | 2024-09-22 | 2024-10-30 |  |  |  |  | 2024-11-05 | [9 empty] | CASE_LIST | 1 |  | warehouse | DSV Outdoor | 2024-11-05 | warehouse | 1 | 1 | -1 | 0 | 29.02 | 0 | 29.02 | HITACHI(HE) |  | 0 | 1 | 1 | 2 | Flow 2: Port → WH → Site | DSV Outdoor | HITACHI
3536 | PRL-ZAK-010-O1 | HVDC-ADOPT-HE-0204 | AGI | EQ-300 | 365470 | 1 | Outdoor Covered | Air Blast Coolers | 1095 | 265 | 258 | 74.8651 | 7100 | 10495 | Not Satckable | 84198910 | EUR | 217129.4 | Nabucco | Deutschland | Bremerhaven | Khalifa port | 2024-09-22 | 2024-10-30 |  |  |  |  | 2024-11-05 | [9 empty] | CASE_LIST | 1 |  | warehouse | DSV Outdoor | 2024-11-05 | warehouse | 1 | 1 | -1 | 0 | 29.02 | 0 | 29.02 | HITACHI(HE) |  | 0 | 1 | 1 | 2 | Flow 2: Port → WH → Site | DSV Outdoor | HITACHI
3537 | PRL-ZAK-010-O1 | HVDC-ADOPT-HE-0204 | AGI | EQ-300 | 365471 | 1 | Outdoor Covered | Air Blast Coolers | 1095 | 265 | 258 | 74.8651 | 7100 | 10495 | Not Satckable | 84198910 | EUR | 217129.4 | Nabucco | Deutschland | Bremerhaven | Khalifa port | 2024-09-22 | 2024-10-30 |  |  |  |  | 2024-11-05 | [9 empty] | CASE_LIST | 1 |  | warehouse | DSV Outdoor | 2024-11-05 | warehouse | 1 | 1 | -1 | 0 | 29.02 | 0 | 29.02 | HITACHI(HE) |  | 0 | 1 | 1 | 2 | Flow 2: Port → WH → Site | DSV Outdoor | HITACHI
3538 | PRL-ZAK-010-O1 | HVDC-ADOPT-HE-0204 | AGI | EQ-300 | 365472 | 1 | Outdoor Covered | Air Blast Coolers | 1095 | 265 | 258 | 74.8651 | 7100 | 10495 | Not Satckable | 84198910 | EUR | 217129.4 | Nabucco | Deutschland | Bremerhaven | Khalifa port | 2024-09-22 | 2024-10-30 |  |  |  |  | 2024-11-05 | [9 empty] | CASE_LIST | 1 |  | warehouse | DSV Outdoor | 2024-11-05 | warehouse | 1 | 1 | -1 | 0 | 29.02 | 0 | 29.02 | HITACHI(HE) |  | 0 | 1 | 1 | 2 | Flow 2: Port → WH → Site | DSV Outdoor | HITACHI
3539 | PRL-ZAK-010-O1 | HVDC-ADOPT-HE-0204 | AGI | EQ-300 | 365473 | 1 | Outdoor Covered | Cooler Structures&Railings | 650 | 230 | 150 | 22.425 | 3687 | 4810 | Not Satckable | 84198910 | EUR | 217129.4 | Nabucco | Deutschland | Bremerhaven | Khalifa port | 2024-09-22 | 2024-10-30 |  |  |  |  | 2024-11-05 | [9 empty] | CASE_LIST | 1 |  | warehouse | DSV Outdoor | 2024-11-05 | warehouse | 1 | 1 | -1 | 0 | 14.95 | 0 | 14.95 | HITACHI(HE) |  | 0 | 1 | 1 | 2 | Flow 2: Port → WH → Site | DSV Outdoor | HITACHI
3540 | PRL-ZAK-010-O1 | HVDC-ADOPT-HE-0204 | AGI | EQ-300 | 365474 | 1 | Outdoor Covered | Cooler Structures&Railings | 450 | 230 | 225 | 23.2875 | 3224 | 4180 | Not Satckable | 84198910 | EUR | 217129.4 | Nabucco | Deutschland | Bremerhaven | Khalifa port | 2024-09-22 | 2024-10-30 |  |  |  |  | 2024-11-05 | [9 empty] | CASE_LIST | 1 |  | warehouse | DSV Outdoor | 2024-11-05 | warehouse | 1 | 1 | -1 | 0 | 10.35 | 0 | 10.35 | HITACHI(HE) |  | 0 | 1 | 1 | 2 | Flow 2: Port → WH → Site | DSV Outdoor | HITACHI
3541 | PRL-ZAK-010-O1 | HVDC-ADOPT-HE-0204 | AGI | EQ-300 | 365484 | 1 | Outdoor Covered | Air Blast Coolers | 1095 | 265 | 258 | 74.8651 | 7100 | 10495 | Not Satckable | 84198910 | EUR | 217129.4 | Nabucco | Deutschland | Bremerhaven | Khalifa port | 2024-09-22 | 2024-10-30 |  |  |  |  | 2024-11-05 | [9 empty] | CASE_LIST | 1 |  | warehouse | DSV Outdoor | 2024-11-05 | warehouse | 1 | 1 | -1 | 0 | 29.02 | 0 | 29.02 | HITACHI(HE) |  | 0 | 1 | 1 | 2 | Flow 2: Port → WH → Site | DSV Outdoor | HITACHI
3542 | PRL-ZAK-010-O1 | HVDC-ADOPT-HE-0204 | AGI | EQ-300 | 365485 | 1 | Outdoor Covered | Air Blast Coolers | 1095 | 265 | 258 | 74.8651 | 7100 | 10495 | Not Satckable | 84198910 | EUR | 217129.4 | Nabucco | Deutschland | Bremerhaven | Khalifa port | 2024-09-22 | 2024-10-30 |  |  |  |  | 2024-11-05 | [9 empty] | CASE_LIST | 1 |  | warehouse | DSV Outdoor | 2024-11-05 | warehouse | 1 | 1 | -1 | 0 | 29.02 | 0 | 29.02 | HITACHI(HE) |  | 0 | 1 | 1 | 2 | Flow 2: Port → WH → Site | DSV Outdoor | HITACHI
3543 | PRL-ZAK-010-O1 | HVDC-ADOPT-HE-0204 | AGI | EQ-300 | 365486 | 1 | Outdoor Covered | Air Blast Coolers | 1095 | 265 | 258 | 74.8651 | 7100 | 10495 | Not Satckable | 84198910 | EUR | 217129.4 | Nabucco | Deutschland | Bremerhaven | Khalifa port | 2024-09-22 | 2024-10-30 |  |  |  |  | 2024-11-05 | [9 empty] | CASE_LIST | 1 |  | warehouse | DSV Outdoor | 2024-11-05 | warehouse | 1 | 1 | -1 | 0 | 29.02 | 0 | 29.02 | HITACHI(HE) |  | 0 | 1 | 1 | 2 | Flow 2: Port → WH → Site | DSV Outdoor | HITACHI
3544 | PRL-ZAK-010-O1 | HVDC-ADOPT-HE-0204 | AGI | EQ-300 | 365487 | 1 | Outdoor Covered | Air Blast Coolers | 1095 | 265 | 258 | 74.8651 | 7100 | 10495 | Not Satckable | 84198910 | EUR | 217129.4 | Nabucco | Deutschland | Bremerhaven | Khalifa port | 2024-09-22 | 2024-10-30 |  |  |  |  | 2024-11-05 | [9 empty] | CASE_LIST | 1 |  | warehouse | DSV Outdoor | 2024-11-05 | warehouse | 1 | 1 | -1 | 0 | 29.02 | 0 | 29.02 | HITACHI(HE) |  | 0 | 1 | 1 | 2 | Flow 2: Port → WH → Site | DSV Outdoor | HITACHI
3545 | PRL-ZAK-010-O1 | HVDC-ADOPT-HE-0204 | AGI | EQ-300 | 365488 | 1 | Outdoor Covered | Air Blast Coolers | 1095 | 265 | 258 | 74.8651 | 7100 | 10495 | Not Satckable | 84198910 | EUR | 217129.4 | Nabucco | Deutschland | Bremerhaven | Khalifa port | 2024-09-22 | 2024-10-30 |  |  |  |  | 2024-11-05 | [9 empty] | CASE_LIST | 1 |  | warehouse | DSV Outdoor | 2024-11-05 | warehouse | 1 | 1 | -1 | 0 | 29.02 | 0 | 29.02 | HITACHI(HE) |  | 0 | 1 | 1 | 2 | Flow 2: Port → WH → Site | DSV Outdoor | HITACHI
3546 | PRL-ZAK-010-O1 | HVDC-ADOPT-HE-0204 | AGI | EQ-300 | 365489 | 1 | Outdoor Covered | Cooler Structures&Railings | 650 | 230 | 150 | 22.425 | 3727 | 4850 | Not Satckable | 84198910 | EUR | 217129.4 | Nabucco | Deutschland | Bremerhaven | Khalifa port | 2024-09-22 | 2024-10-30 |  |  |  |  | 2024-11-05 | [9 empty] | CASE_LIST | 1 |  | warehouse | DSV Outdoor | 2024-11-05 | warehouse | 1 | 1 | -1 | 0 | 14.95 | 0 | 14.95 | HITACHI(HE) |  | 0 | 1 | 1 | 2 | Flow 2: Port → WH → Site | DSV Outdoor | HITACHI
3547 | PRL-ZAK-010-O1 | HVDC-ADOPT-HE-0204 | AGI | EQ-300 | 365490 | 1 | Outdoor Covered | Coolers structure | 450 | 230 | 225 | 23.2875 | 2944 | 3900 | Not Satckable | 84198910 | EUR | 217129.4 | Nabucco | Deutschland | Bremerhaven | Khalifa port | 2024-09-22 | 2024-10-30 |  |  |  |  | 2024-11-05 | [9 empty] | CASE_LIST | 1 |  | warehouse | DSV Outdoor | 2024-11-05 | warehouse | 1 | 1 | -1 | 0 | 10.35 | 0 | 10.35 | HITACHI(HE) |  | 0 | 1 | 1 | 2 | Flow 2: Port → WH → Site | DSV Outdoor | HITACHI
3548 | PRL-ZAK-010-O1 | HVDC-ADOPT-HE-0204 | AGI | EQ-300 | 365494 | 1 | Outdoor Covered | Handrails & Ladders | 450 | 200 | 160 | 14.4 | 1165 | 1906 | Not Satckable | 84198910 | EUR | 217129.4 | Nabucco | Deutschland | Bremerhaven | Khalifa port | 2024-09-22 | 2024-10-30 |  |  |  |  | 2024-11-05 | [9 empty] | CASE_LIST | 1 |  | warehouse | DSV Outdoor | 2024-11-05 | warehouse | 1 | 1 | -1 | 0 | 9 | 0 | 9 | HITACHI(HE) |  | 0 | 1 | 1 | 2 | Flow 2: Port → WH → Site | DSV Outdoor | HITACHI
3520 | PRL-MIR-010-O1 | HVDC-ADOPT-HE-0203 | MIR | EQ-300 | 280041 | 1 | Outdoor Covered | Air Blast Coolers | 1120 | 265 | 258 | 76.5744 | 7100 | 10539 | Not stackable | 84198910 | EUR | 242984.9 | Nabucco | Deutschland | Bremerhaven | Khalifa port | 2024-09-22 | 2024-10-30 | [10 empty] | 2024-11-01 |  |  |  | CASE_LIST |  | 1 | site | MIR | 2024-11-01 | site | 0 | 1 | 1 | 2 | 29.68 | 0 | 29.68 | HITACHI(HE) |  | 1 | 1 | 0 | 1 | Flow 1: Port → Site | MIR | HITACHI
3521 | PRL-MIR-010-O1 | HVDC-ADOPT-HE-0203 | MIR | EQ-300 | 280042 | 1 | Outdoor Covered | Air Blast Coolers | 1120 | 265 | 258 | 76.5744 | 7100 | 10539 | Not stackable | 84198910 | EUR | 242984.9 | Nabucco | Deutschland | Bremerhaven | Khalifa port | 2024-09-22 | 2024-10-30 | [10 empty] | 2024-11-01 |  |  |  | CASE_LIST |  | 1 | site | MIR | 2024-11-01 | site | 0 | 1 | 1 | 2 | 29.68 | 0 | 29.68 | HITACHI(HE) |  | 1 | 1 | 0 | 1 | Flow 1: Port → Site | MIR | HITACHI
3522 | PRL-MIR-010-O1 | HVDC-ADOPT-HE-0203 | MIR | EQ-300 | 280043 | 1 | Outdoor Covered | Air Blast Coolers | 1120 | 265 | 258 | 76.5744 | 7100 | 10539 | Not stackable | 84198910 | EUR | 242984.9 | Nabucco | Deutschland | Bremerhaven | Khalifa port | 2024-09-22 | 2024-10-30 | [10 empty] | 2024-11-01 |  |  |  | CASE_LIST |  | 1 | site | MIR | 2024-11-01 | site | 0 | 1 | 1 | 2 | 29.68 | 0 | 29.68 | HITACHI(HE) |  | 1 | 1 | 0 | 1 | Flow 1: Port → Site | MIR | HITACHI
3523 | PRL-MIR-010-O1 | HVDC-ADOPT-HE-0203 | MIR | EQ-300 | 280044 | 1 | Outdoor Covered | Air Blast Coolers | 1120 | 265 | 258 | 76.5744 | 7100 | 10539 | Not stackable | 84198910 | EUR | 242984.9 | Nabucco | Deutschland | Bremerhaven | Khalifa port | 2024-09-22 | 2024-10-30 | [10 empty] | 2024-11-01 |  |  |  | CASE_LIST |  | 1 | site | MIR | 2024-11-01 | site | 0 | 1 | 1 | 2 | 29.68 | 0 | 29.68 | HITACHI(HE) |  | 1 | 1 | 0 | 1 | Flow 1: Port → Site | MIR | HITACHI
3524 | PRL-MIR-010-O1 | HVDC-ADOPT-HE-0203 | MIR | EQ-300 | 280045 | 1 | Outdoor Covered | Air Blast Coolers | 1120 | 265 | 258 | 76.5744 | 7100 | 10539 | Not stackable | 84198910 | EUR | 242984.9 | Nabucco | Deutschland | Bremerhaven | Khalifa port | 2024-09-22 | 2024-10-30 | [10 empty] | 2024-11-01 |  |  |  | CASE_LIST |  | 1 | site | MIR | 2024-11-01 | site | 0 | 1 | 1 | 2 | 29.68 | 0 | 29.68 | HITACHI(HE) |  | 1 | 1 | 0 | 1 | Flow 1: Port → Site | MIR | HITACHI
3525 | PRL-MIR-010-O1 | HVDC-ADOPT-HE-0203 | MIR | EQ-300 | 280046 | 1 | Outdoor Covered | Cooler Structures&Railings | 650 | 230 | 150 | 22.425 | 4117 | 5240 | Not stackable | 84198910 | EUR | 242984.9 | Nabucco | Deutschland | Bremerhaven | Khalifa port | 2024-09-22 | 2024-10-30 | [10 empty] | 2024-11-03 |  |  |  | CASE_LIST |  | 1 | site | MIR | 2024-11-03 | site | 0 | 1 | 1 | 2 | 14.95 | 0 | 14.95 | HITACHI(HE) |  | 1 | 1 | 0 | 1 | Flow 1: Port → Site | MIR | HITACHI
3526 | PRL-MIR-010-O1 | HVDC-ADOPT-HE-0203 | MIR | EQ-300 | 280047 | 1 | Outdoor Covered | Cooler Structures&Railings | 450 | 230 | 225 | 23.2875 | 2044 | 3000 | Not stackable | 84198910 | EUR | 242984.9 | Nabucco | Deutschland | Bremerhaven | Khalifa port | 2024-09-22 | 2024-10-30 | [10 empty] | 2024-11-03 |  |  |  | CASE_LIST |  | 1 | site | MIR | 2024-11-03 | site | 0 | 1 | 1 | 2 | 10.35 | 0 | 10.35 | HITACHI(HE) |  | 1 | 1 | 0 | 1 | Flow 1: Port → Site | MIR | HITACHI
3527 | PRL-MIR-010-O1 | HVDC-ADOPT-HE-0203 | MIR | EQ-300 | 280048 | 1 | Outdoor Covered | Handsrails and ladders | 450 | 200 | 160 | 14.4 | 1209 | 1950 | Not stackable | 84198910 | EUR | 242984.9 | Nabucco | Deutschland | Bremerhaven | Khalifa port | 2024-09-22 | 2024-10-30 | [10 empty] | 2024-11-03 |  |  |  | CASE_LIST |  | 1 | site | MIR | 2024-11-03 | site | 0 | 1 | 1 | 2 | 9 | 0 | 9 | HITACHI(HE) |  | 1 | 1 | 0 | 1 | Flow 1: Port → Site | MIR | HITACHI
3528 | PRL-MIR-010-O1 | HVDC-ADOPT-HE-0203 | MIR | EQ-300 | 280053 | 1 | Outdoor Covered | Air Blast Coolers | 1120 | 265 | 258 | 76.5744 | 7100 | 10539 | Not stackable | 84198910 | EUR | 242984.9 | Nabucco | Deutschland | Bremerhaven | Khalifa port | 2024-09-22 | 2024-10-30 | [10 empty] | 2024-11-01 |  |  |  | CASE_LIST |  | 1 | site | MIR | 2024-11-01 | site | 0 | 1 | 1 | 2 | 29.68 | 0 | 29.68 | HITACHI(HE) |  | 1 | 1 | 0 | 1 | Flow 1: Port → Site | MIR | HITACHI
3529 | PRL-MIR-010-O1 | HVDC-ADOPT-HE-0203 | MIR | EQ-300 | 280054 | 1 | Outdoor Covered | Air Blast Coolers | 1120 | 265 | 258 | 76.5744 | 7100 | 10539 | Not stackable | 84198910 | EUR | 242984.9 | Nabucco | Deutschland | Bremerhaven | Khalifa port | 2024-09-22 | 2024-10-30 | [10 empty] | 2024-11-03 |  |  |  | CASE_LIST |  | 1 | site | MIR | 2024-11-03 | site | 0 | 1 | 1 | 2 | 29.68 | 0 | 29.68 | HITACHI(HE) |  | 1 | 1 | 0 | 1 | Flow 1: Port → Site | MIR | HITACHI
3530 | PRL-MIR-010-O1 | HVDC-ADOPT-HE-0203 | MIR | EQ-300 | 280055 | 1 | Outdoor Covered | Air Blast Coolers | 1120 | 265 | 258 | 76.5744 | 7100 | 10539 | Not stackable | 84198910 | EUR | 242984.9 | Nabucco | Deutschland | Bremerhaven | Khalifa port | 2024-09-22 | 2024-10-30 | [10 empty] | 2024-11-03 |  |  |  | CASE_LIST |  | 1 | site | MIR | 2024-11-03 | site | 0 | 1 | 1 | 2 | 29.68 | 0 | 29.68 | HITACHI(HE) |  | 1 | 1 | 0 | 1 | Flow 1: Port → Site | MIR | HITACHI
3531 | PRL-MIR-010-O1 | HVDC-ADOPT-HE-0203 | MIR | EQ-300 | 280056 | 1 | Outdoor Covered | Air Blast Coolers | 1120 | 265 | 258 | 76.5744 | 7100 | 10539 | Not stackable | 84198910 | EUR | 242984.9 | Nabucco | Deutschland | Bremerhaven | Khalifa port | 2024-09-22 | 2024-10-30 | [10 empty] | 2024-11-03 |  |  |  | CASE_LIST |  | 1 | site | MIR | 2024-11-03 | site | 0 | 1 | 1 | 2 | 29.68 | 0 | 29.68 | HITACHI(HE) |  | 1 | 1 | 0 | 1 | Flow 1: Port → Site | MIR | HITACHI
3532 | PRL-MIR-010-O1 | HVDC-ADOPT-HE-0203 | MIR | EQ-300 | 280057 | 1 | Outdoor Covered | Cooler Structures&Railings | 650 | 230 | 150 | 22.425 | 4117 | 5240 | Not stackable | 84198910 | EUR | 242984.9 | Nabucco | Deutschland | Bremerhaven | Khalifa port | 2024-09-22 | 2024-10-30 | [10 empty] | 2024-11-03 |  |  |  | CASE_LIST |  | 1 | site | MIR | 2024-11-03 | site | 0 | 1 | 1 | 2 | 14.95 | 0 | 14.95 | HITACHI(HE) |  | 1 | 1 | 0 | 1 | Flow 1: Port → Site | MIR | HITACHI
3533 | PRL-MIR-010-O1 | HVDC-ADOPT-HE-0203 | MIR | EQ-300 | 280058 | 1 | Outdoor Covered | Cooler Structures&Railings | 450 | 230 | 225 | 23.2875 | 2044 | 3000 | Not stackable | 84198910 | EUR | 242984.9 | Nabucco | Deutschland | Bremerhaven | Khalifa port | 2024-09-22 | 2024-10-30 | [10 empty] | 2024-11-03 |  |  |  | CASE_LIST |  | 1 | site | MIR | 2024-11-03 | site | 0 | 1 | 1 | 2 | 10.35 | 0 | 10.35 | HITACHI(HE) |  | 1 | 1 | 0 | 1 | Flow 1: Port → Site | MIR | HITACHI
3502 | PRL-DAS-013-O2 | HVDC-ADOPT-HE-0202 | DAS | EQ-300 | 208304 | 1 | Indoor heated | Pump unit | 560 | 310 | 270 | 46.872 | 6800 | 8300 | Not stackable | 84198910 | SEK | 1075161 | Nabucco | Sweden | Gothenburg | Khalifa port | 2024-09-07 | 2024-10-30 |  | 2024-11-06 |  |  |  |  | 2025-08-08 | [5 empty] | 2025-08-21 |  | CASE_LIST | 1 | 1 | site | DAS | 2025-08-21 | site | 2 | 3 | -1 | 2 | 17.36 | 0 | 17.36 | HITACHI(HE) |  | 1 | 3 | 2 | 4 | Flow 4: Port → WH → MOSB → Site | DAS | HITACHI
3503 | PRL-DAS-013-O2 | HVDC-ADOPT-HE-0202 | DAS | EQ-300 | 208305 | 1 | Indoor heated | Treatment unit | 390 | 150 | 290 | 16.965 | 1550 | 2200 | Not stackable | 84198910 | SEK | 1075161 | Nabucco | Sweden | Gothenburg | Khalifa port | 2024-09-07 | 2024-10-30 |  | 2024-11-06 | [10 empty] | 2025-07-26 |  | CASE_LIST | 1 | 1 | site | DAS | 2025-07-26 | site | 1 | 2 | 0 | 2 | 5.85 | 0 | 5.85 | HITACHI(HE) |  | 1 | 2 | 1 | 2 | Flow 2: Port → WH → Site | DAS | HITACHI
3504 | PRL-DAS-013-O2 | HVDC-ADOPT-HE-0202 | DAS | EQ-300 | 208306 | 1 | Indoor heated | Treatment unit | 300 | 180 | 110 | 5.94 | 900 | 1300 | Not stackable | 84198910 | SEK | 1075161 | Nabucco | Sweden | Gothenburg | Khalifa port | 2024-09-07 | 2024-10-30 |  | 2024-11-06 | [10 empty] | 2025-07-26 |  | CASE_LIST | 1 | 1 | site | DAS | 2025-07-26 | site | 1 | 2 | 0 | 2 | 5.4 | 0 | 5.4 | HITACHI(HE) |  | 1 | 2 | 1 | 2 | Flow 2: Port → WH → Site | DAS | HITACHI
3505 | PRL-DAS-013-O2 | HVDC-ADOPT-HE-0202 | DAS | EQ-300 | 208307 | 1 | Indoor heated | UMD Cabinet | 370 | 120 | 240 | 10.656 | 1650 | 2170 | Not stackable | 84198910 | SEK | 1057957 | Nabucco | Sweden | Gothenburg | Khalifa port | 2024-09-07 | 2024-10-30 |  | 2024-11-06 | [10 empty] | 2025-07-26 |  | CASE_LIST | 1 | 1 | site | DAS | 2025-07-26 | site | 1 | 2 | 0 | 2 | 4.44 | 0 | 4.44 | HITACHI(HE) |  | 1 | 2 | 1 | 2 | Flow 2: Port → WH → Site | DAS | HITACHI
3506 | PRL-DAS-013-O2 | HVDC-ADOPT-HE-0202 | DAS | EQ-300 | 208309 | 1 | Indoor heated | Spare parts | 270 | 150 | 100 | 4.05 | 1720 | 2000 | Stackable | 84198910 | SEK | 361584 | Nabucco | Sweden | Gothenburg | Khalifa port | 2024-09-07 | 2024-10-30 |  | 2024-11-06 | [10 empty] | 2025-07-26 |  | CASE_LIST | 1 | 1 | site | DAS | 2025-07-26 | site | 1 | 2 | 0 | 2 | 4.05 | 1 | 4.05 | HITACHI(HE) |  | 1 | 2 | 1 | 2 | Flow 2: Port → WH → Site | DAS | HITACHI
3507 | PRL-DAS-013-O2 | HVDC-ADOPT-HE-0202 | DAS | EQ-300 | 208310 | 1 | Indoor heated | Commissioning supplies | 240 | 130 | 72 | 2.2464 | 350 | 450 | Stackable | 84198910 | SEK | 1075161 | Nabucco | Sweden | Gothenburg | Khalifa port | 2024-09-07 | 2024-10-30 |  | 2024-11-06 | [10 empty] | 2025-07-26 |  | CASE_LIST | 1 | 1 | site | DAS | 2025-07-26 | site | 1 | 2 | 0 | 2 | 3.12 | 1 | 3.12 | HITACHI(HE) |  | 1 | 2 | 1 | 2 | Flow 2: Port → WH → Site | DAS | HITACHI
3508 | PRL-DAS-013-O2 | HVDC-ADOPT-HE-0202 | DAS | EQ-300 | 208311 | 1 | Indoor heated | Special tools | 135 | 95 | 90 | 1.1542 | 160 | 260 | Stackable | Attachment | SEK | 104652 | Nabucco | Sweden | Gothenburg | Khalifa port | 2024-09-07 | 2024-10-30 |  | 2024-11-06 |  |  |  |  | 2025-05-26 | [5 empty] | 2025-05-30 |  | CASE_LIST | 1 | 1 | site | DAS | 2025-05-30 | site | 2 | 3 | -1 | 2 | 1.28 | 1 | 1.28 | HITACHI(HE) |  | 1 | 3 | 2 | 4 | Flow 4: Port → WH → MOSB → Site | DAS | HITACHI
3509 | PRL-DAS-013-O2 | HVDC-ADOPT-HE-0202 | DAS | EQ-300 | 208318 | 1 | Indoor heated | Short Circut Cabinet | 290 | 255 | 90 | 6.6555 | 750 | 1250 | Stackable | 84198910 | SEK | 1075161 | Nabucco | Sweden | Gothenburg | Khalifa port | 2024-09-07 | 2024-10-30 |  | 2024-11-06 | [10 empty] | 2025-07-26 |  | CASE_LIST | 1 | 1 | site | DAS | 2025-07-26 | site | 1 | 2 | 0 | 2 | 7.39 | 1 | 7.39 | HITACHI(HE) |  | 1 | 2 | 1 | 2 | Flow 2: Port → WH → Site | DAS | HITACHI
3510 | PRL-DAS-013-O2 | HVDC-ADOPT-HE-0202 | DAS | EQ-300 | 208603 | 1 | Indoor heated | Commissioning supplies for short | 60 | 80 | 35 | 0.168 | 5 | 20 | Stackable | 84198910 | SEK | 1075161 | Nabucco | Sweden | Gothenburg | Khalifa port | 2024-09-07 | 2024-10-30 |  | 2024-11-06 |  |  |  |  | 2025-05-26 | [5 empty] | 2025-05-30 |  | CASE_LIST | 1 | 1 | site | DAS | 2025-05-30 | site | 2 | 3 | -1 | 2 | 0.48 | 1 | 0.48 | HITACHI(HE) |  | 1 | 3 | 2 | 4 | Flow 4: Port → WH → MOSB → Site | DAS | HITACHI
3511 | PRL-DAS-013-O2 | HVDC-ADOPT-HE-0202 | DAS | EQ-300 | 208327 | 1 | Indoor heated | Spare part for Short | 60 | 80 | 35 | 0.168 | 10 | 25 | Stackable | 84198910 | SEK | 361584 | Nabucco | Sweden | Gothenburg | Khalifa port | 2024-09-07 | 2024-10-30 |  | 2024-11-07 |  |  |  |  | 2025-05-26 | [5 empty] | 2025-05-30 |  | CASE_LIST | 1 | 1 | site | DAS | 2025-05-30 | site | 2 | 3 | -1 | 2 | 0.48 | 1 | 0.48 | HITACHI(HE) |  | 1 | 3 | 2 | 4 | Flow 4: Port → WH → MOSB → Site | DAS | HITACHI
3512 | PRL-DAS-013-O2 | HVDC-ADOPT-HE-0202 | DAS | EQ-300 | 208328 | 1 | Indoor heated | Pump unit | 560 | 310 | 270 | 46.872 | 6800 | 8300 | Not stackable | 84198910 | SEK | 1075161 | Nabucco | Sweden | Gothenburg | Khalifa port | 2024-09-07 | 2024-10-30 |  | 2024-11-07 | [10 empty] | 2025-07-26 |  | CASE_LIST | 1 | 1 | site | DAS | 2025-07-26 | site | 1 | 2 | 0 | 2 | 17.36 | 0 | 17.36 | HITACHI(HE) |  | 1 | 2 | 1 | 2 | Flow 2: Port → WH → Site | DAS | HITACHI
3513 | PRL-DAS-013-O2 | HVDC-ADOPT-HE-0202 | DAS | EQ-300 | 208329 | 1 | Indoor heated | Treatment Unit | 390 | 150 | 290 | 16.965 | 1550 | 2200 | Not stackable | 84198910 | SEK | 1075161 | Nabucco | Sweden | Gothenburg | Khalifa port | 2024-09-07 | 2024-10-30 |  | 2024-11-07 | [10 empty] | 2025-07-26 |  | CASE_LIST | 1 | 1 | site | DAS | 2025-07-26 | site | 1 | 2 | 0 | 2 | 5.85 | 0 | 5.85 | HITACHI(HE) |  | 1 | 2 | 1 | 2 | Flow 2: Port → WH → Site | DAS | HITACHI
3514 | PRL-DAS-013-O2 | HVDC-ADOPT-HE-0202 | DAS | EQ-300 | 208330 | 1 | Indoor heated | Treatment Unit | 300 | 180 | 110 | 5.94 | 900 | 1300 | Not stackable | 84198910 | SEK | 1075161 | Nabucco | Sweden | Gothenburg | Khalifa port | 2024-09-07 | 2024-10-30 |  | 2024-11-07 | [10 empty] | 2025-07-26 |  | CASE_LIST | 1 | 1 | site | DAS | 2025-07-26 | site | 1 | 2 | 0 | 2 | 5.4 | 0 | 5.4 | HITACHI(HE) |  | 1 | 2 | 1 | 2 | Flow 2: Port → WH → Site | DAS | HITACHI
3515 | PRL-DAS-013-O2 | HVDC-ADOPT-HE-0202 | DAS | EQ-300 | 208331 | 1 | Indoor heated | UMD Cabinet | 370 | 120 | 240 | 10.656 | 1650 | 2170 | Not stackable | 84198910 | SEK | 1057957 | Nabucco | Sweden | Gothenburg | Khalifa port | 2024-09-07 | 2024-10-30 |  | 2024-11-07 | [10 empty] | 2025-07-26 |  | CASE_LIST | 1 | 1 | site | DAS | 2025-07-26 | site | 1 | 2 | 0 | 2 | 4.44 | 0 | 4.44 | HITACHI(HE) |  | 1 | 2 | 1 | 2 | Flow 2: Port → WH → Site | DAS | HITACHI
3516 | PRL-DAS-013-O2 | HVDC-ADOPT-HE-0202 | DAS | EQ-300 | 208333 | 1 | Indoor heated | Commissioning supplies | 240 | 130 | 72 | 2.2464 | 350 | 450 | Stackable | 84198910 | SEK | 1075161 | Nabucco | Sweden | Gothenburg | Khalifa port | 2024-09-07 | 2024-10-30 |  | 2024-11-07 | [10 empty] | 2025-07-26 |  | CASE_LIST | 1 | 1 | site | DAS | 2025-07-26 | site | 1 | 2 | 0 | 2 | 3.12 | 1 | 3.12 | HITACHI(HE) |  | 1 | 2 | 1 | 2 | Flow 2: Port → WH → Site | DAS | HITACHI
3517 | PRL-DAS-013-O2 | HVDC-ADOPT-HE-0202 | DAS | EQ-300 | 208515 | 1 | Indoor heated | Short Circut Cabinet | 290 | 255 | 90 | 6.6555 | 750 | 1250 | Stackable | 84198910 | SEK | 1075161 | Nabucco | Sweden | Gothenburg | Khalifa port | 2024-09-07 | 2024-10-30 |  | 2024-11-07 | [10 empty] | 2025-07-26 |  | CASE_LIST | 1 | 1 | site | DAS | 2025-07-26 | site | 1 | 2 | 0 | 2 | 7.39 | 1 | 7.39 | HITACHI(HE) |  | 1 | 2 | 1 | 2 | Flow 2: Port → WH → Site | DAS | HITACHI
3518 | PRL-DAS-013-O2 | HVDC-ADOPT-HE-0202 | DAS | EQ-300 | 208516 | 1 | Indoor heated | Commissioning supplies for short | 60 | 80 | 35 | 0.168 | 5 | 20 | Stackable | 84198910 | SEK | 1075161 | Nabucco | Sweden | Gothenburg | Khalifa port | 2024-09-07 | 2024-10-30 |  | 2024-11-07 |  |  |  |  | 2025-05-26 | [5 empty] | 2025-05-30 |  | CASE_LIST | 1 | 1 | site | DAS | 2025-05-30 | site | 2 | 3 | -1 | 2 | 0.48 | 1 | 0.48 | HITACHI(HE) |  | 1 | 3 | 2 | 4 | Flow 4: Port → WH → MOSB → Site | DAS | HITACHI
3519 | PRL-DAS-013-O2 | HVDC-ADOPT-HE-0202 | DAS | EQ-300 | 208517 | 1 | Indoor heated | Spare part for Short | 60 | 80 | 35 | 0.168 | 10 | 25 | Stackable | 84198910 | SEK | 361584 | Nabucco | Sweden | Gothenburg | Khalifa port | 2024-09-07 | 2024-10-30 |  | 2024-11-07 |  |  |  |  | 2025-05-26 | [5 empty] | 2025-05-30 |  | CASE_LIST | 1 | 1 | site | DAS | 2025-05-30 | site | 2 | 3 | -1 | 2 | 0.48 | 1 | 0.48 | HITACHI(HE) |  | 1 | 3 | 2 | 4 | Flow 4: Port → WH → MOSB → Site | DAS | HITACHI
3483 | PRL-DAS-017-O2 Spare | HVDC-ADOPT-HE-0201 | DAS | EQ-74 | 208602 | 1 | Outdoor covered | Outdoor-MV-DC-Electronic-System OMVDC 36 (Spare) | 220 | 110 | 140 | 3.388 | 322 | 553 | Not Stackable | 85043129 | EUR | 124721.8 | EDITH Maersk | Germany | Antwerpen | Khalifa port | 2024-09-09 | 2024-10-11 |  |  |  |  | 2024-10-08 | [7 empty] | 2025-05-10 |  | CASE_LIST | 1 | 1 | site | DAS | 2025-05-10 | site | 1 | 2 | 0 | 2 | 2.42 | 0 | 2.42 | HITACHI(HE) |  | 1 | 2 | 1 | 2 | Flow 2: Port → WH → Site | DAS | HITACHI
3482 | PRL-DAS-017-O1 | HVDC-ADOPT-HE-0200 | DAS | EQ-74 | 208601 | 1 | Outdoor covered | Outdoor-MV-DC-Electronic-System OMVDC-E 24,OMVDC-E 36 | 580 | 220 | 220 | 28.072 | 2313 | 3340 | Not Stackable | 85043129 | EUR | 124721.8 | EDITH Maersk | Germany | Antwerpen | Khalifa port | 2024-09-09 | 2024-10-11 |  |  |  |  | 2024-10-08 |  | 2025-05-28 | [5 empty] | 2025-06-13 |  | CASE_LIST | 1 | 1 | site | DAS | 2025-06-13 | site | 2 | 3 | -1 | 2 | 12.76 | 0 | 12.76 | HITACHI(HE) |  | 1 | 3 | 2 | 4 | Flow 4: Port → WH → MOSB → Site | DAS | HITACHI
3481 | PRL-SHU-023-O2 Spare | HVDC-ADOPT-HE-0199 | SHU | EQ-74 | 191208 | 1 | Outdoor covered | Outdoor-MV-DC-Electronic-System OMVDC 36 (Spare) | 220 | 110 | 140 | 3.388 | 327 | 558 | Not Stackable | 85043129 | EUR | 105549.1 | EDITH Maersk | Germany | Antwerpen | Khalifa port | 2024-09-09 | 2024-10-11 | [11 empty] | 2024-10-26 |  |  | CASE_LIST |  | 1 | site | SHU | 2024-10-26 | site | 0 | 1 | 1 | 2 | 2.42 | 0 | 2.42 | HITACHI(HE) |  | 1 | 1 | 0 | 1 | Flow 1: Port → Site | SHU | HITACHI
3480 | PRL-SHU-023-O1 | HVDC-ADOPT-HE-0198 | SHU | EQ-74 | 191207 | 1 | Outdoor covered | Outdoor-MV-DC-Electronic-System OMVDC-E 24,OMVDC-E 36 | 580 | 220 | 220 | 28.072 | 1801 | 2830 | Not Stackable | 85043129 | EUR | 105549.1 | EDITH Maersk | Germany | Antwerpen | Khalifa port | 2024-09-09 | 2024-10-11 | [11 empty] | 2024-10-26 |  |  | CASE_LIST |  | 1 | site | SHU | 2024-10-26 | site | 0 | 1 | 1 | 2 | 12.76 | 0 | 12.76 | HITACHI(HE) |  | 1 | 1 | 0 | 1 | Flow 1: Port → Site | SHU | HITACHI
3320 | PRL-SHU-022-O3 | HVDC-ADOPT-HE-0197 | SHU | EQ-058 | 191159 | 1 | Indoor | SPARE OP. MECHANISM for Singlepole DSC STB 550 kV | 70 | 70 | 110 | 0.539 | 68 | 113 | Stackable 1 tier | 85353090 | EUR | 12339.17 | MSC Ravena | Italy | Venezia | Khalifa port | 2024-08-21 | 2024-10-08 |  | 2024-10-16 | [9 empty] | 2025-08-12 |  |  | CASE_LIST | 1 | 1 | site | SHU | 2025-08-12 | site | 1 | 2 | 0 | 2 | 0.49 | 1 | 0.49 | HITACHI(HE) |  | 1 | 2 | 1 | 2 | Flow 2: Port → WH → Site | SHU | HITACHI
3321 | PRL-SHU-022-O3 | HVDC-ADOPT-HE-0197 | SHU | EQ-058 | 191161 | 1 | Indoor | SPARE OP. MECHANISM for Singlepole DSC STAV 550 kV | 70 | 70 | 110 | 0.539 | 68 | 113 | Stackable 1 tier | 85353090 | EUR | 12339.17 | MSC Ravena | Italy | Venezia | Khalifa port | 2024-08-21 | 2024-10-08 |  | 2024-10-16 | [9 empty] | 2025-08-12 |  |  | CASE_LIST | 1 | 1 | site | SHU | 2025-08-12 | site | 1 | 2 | 0 | 2 | 0.49 | 1 | 0.49 | HITACHI(HE) |  | 1 | 2 | 1 | 2 | Flow 2: Port → WH → Site | SHU | HITACHI
3322 | PRL-SHU-022-O3 | HVDC-ADOPT-HE-0197 | SHU | EQ-058 | 191164 | 1 | Indoor | SPARE OP. MECHANISM for Singlepole DSC STB 550 kV | 70 | 70 | 110 | 0.539 | 68 | 113 | Stackable 1 tier | 85353090 | EUR | 12339.17 | MSC Ravena | Italy | Venezia | Khalifa port | 2024-08-21 | 2024-10-08 |  | 2024-10-16 | [9 empty] | 2025-08-12 |  |  | CASE_LIST | 1 | 1 | site | SHU | 2025-08-12 | site | 1 | 2 | 0 | 2 | 0.49 | 1 | 0.49 | HITACHI(HE) |  | 1 | 2 | 1 | 2 | Flow 2: Port → WH → Site | SHU | HITACHI
3323 | PRL-SHU-022-O3 | HVDC-ADOPT-HE-0197 | SHU | EQ-058 | 191166 | 1 | Indoor | SPARE OP. MECHANISM for Singlepole DSC SPOL2T 550 kV 3150 A | 190 | 70 | 110 | 1.463 | 205 | 299 | Stackable 1 tier | 85353090 | EUR | 12339.17 | MSC Ravena | Italy | Venezia | Khalifa port | 2024-08-21 | 2024-10-08 |  | 2024-10-16 | [9 empty] | 2025-08-12 |  |  | CASE_LIST | 1 | 1 | site | SHU | 2025-08-12 | site | 1 | 2 | 0 | 2 | 1.33 | 1 | 1.33 | HITACHI(HE) |  | 1 | 2 | 1 | 2 | Flow 2: Port → WH → Site | SHU | HITACHI
3324 | PRL-SHU-022-O3 | HVDC-ADOPT-HE-0197 | SHU | EQ-058 | 191169 | 1 | Indoor | SPARE OP. MECHANISM for Singlepole DSC STA 72,5 kV | 70 | 70 | 110 | 0.539 | 68 | 113 | Stackable 1 tier | 85353090 | EUR | 12339.17 | MSC Ravena | Italy | Venezia | Khalifa port | 2024-08-21 | 2024-10-08 |  | 2024-10-16 | [9 empty] | 2025-08-12 |  |  | CASE_LIST | 1 | 1 | site | SHU | 2025-08-12 | site | 1 | 2 | 0 | 2 | 0.49 | 1 | 0.49 | HITACHI(HE) |  | 1 | 2 | 1 | 2 | Flow 2: Port → WH → Site | SHU | HITACHI
3325 | PRL-SHU-022-O3 | HVDC-ADOPT-HE-0197 | SHU | EQ-058 | 191172 | 1 | Indoor | SPARE OP. MECHANISM for Singlepole DSC S3FT 72,5 kV 2500 A | 130 | 70 | 110 | 1.001 | 117 | 183 | Stackable 1 tier | 85353090 | EUR | 12339.17 | MSC Ravena | Italy | Venezia | Khalifa port | 2024-08-21 | 2024-10-08 |  | 2024-10-16 | [9 empty] | 2025-08-12 |  |  | CASE_LIST | 1 | 1 | site | SHU | 2025-08-12 | site | 1 | 2 | 0 | 2 | 0.91 | 1 | 0.91 | HITACHI(HE) |  | 1 | 2 | 1 | 2 | Flow 2: Port → WH → Site | SHU | HITACHI
3326 | PRL-SHU-022-O3 | HVDC-ADOPT-HE-0197 | SHU | EQ-058 | 191173 | 1 | Indoor | SPARE BREAKING DEVICE FOR S3F/T 72,5kV | 150 | 45 | 60 | 0.405 | 38 | 80 | Stackable 1 tier | 85353090 | EUR | 12339.17 | MSC Ravena | Italy | Venezia | Khalifa port | 2024-08-21 | 2024-10-08 |  | 2024-10-16 | [9 empty] | 2025-08-12 |  |  | CASE_LIST | 1 | 1 | site | SHU | 2025-08-12 | site | 1 | 2 | 0 | 2 | 0.68 | 1 | 0.68 | HITACHI(HE) |  | 1 | 2 | 1 | 2 | Flow 2: Port → WH → Site | SHU | HITACHI
3327 | PRL-SHU-022-O3 | HVDC-ADOPT-HE-0197 | SHU | EQ-058 | 191174 | 1 | Indoor | SPARE BREAKING DEVICE FOR S3F/T 72,5kV | 150 | 90 | 60 | 0.81 | 205 | 270 | Stackable 1 tier | 85353090 | EUR | 12339.17 | MSC Ravena | Italy | Venezia | Khalifa port | 2024-08-21 | 2024-10-08 |  | 2024-10-16 | [9 empty] | 2025-08-12 |  |  | CASE_LIST | 1 | 1 | site | SHU | 2025-08-12 | site | 1 | 2 | 0 | 2 | 1.35 | 1 | 1.35 | HITACHI(HE) |  | 1 | 2 | 1 | 2 | Flow 2: Port → WH → Site | SHU | HITACHI
3328 | PRL-SHU-022-O3 | HVDC-ADOPT-HE-0197 | SHU | EQ-058 | 191175 | 1 | Indoor | SPARE BREAKING DEVICE FOR S3F/T 72,5kV | 150 | 45 | 60 | 0.405 | 38 | 80 | Stackable 1 tier | 85353090 | EUR | 12339.17 | MSC Ravena | Italy | Venezia | Khalifa port | 2024-08-21 | 2024-10-08 |  | 2024-10-16 | [9 empty] | 2025-08-12 |  |  | CASE_LIST | 1 | 1 | site | SHU | 2025-08-12 | site | 1 | 2 | 0 | 2 | 0.68 | 1 | 0.68 | HITACHI(HE) |  | 1 | 2 | 1 | 2 | Flow 2: Port → WH → Site | SHU | HITACHI
3444 | PRL-SHU-022-O3 | HVDC-ADOPT-HE-0196 | SHU | EQ-058 | 191157 | 1 | Outdoor | SPARE n°1 Singlepole DSC STB 550 kV | 150 | 100 | 140 | 2.1 | 189 | 300 | Not stackable | 85353090 | EUR | 12339.17 | MSC Ravena | Italy | Venezia | Khalifa port | 2024-08-21 | 2024-10-08 | [11 empty] | 2024-10-17 |  |  | CASE_LIST |  | 1 | site | SHU | 2024-10-17 | site | 0 | 1 | 1 | 2 | 1.5 | 0 | 1.5 | HITACHI(HE) |  | 1 | 1 | 0 | 1 | Flow 1: Port → Site | SHU | HITACHI
3445 | PRL-SHU-022-O3 | HVDC-ADOPT-HE-0196 | SHU | EQ-058 | 191158 | 1 | Outdoor | SPARE SHAFT & MOBILE ARM for Singlepole DSC STB 550 kV | 320 | 30 | 45 | 0.432 | 213 | 270 | Stackable 1 tier | 85353090 | EUR | 12339.17 | MSC Ravena | Italy | Venezia | Khalifa port | 2024-08-21 | 2024-10-08 | [11 empty] | 2024-10-17 |  |  | CASE_LIST |  | 1 | site | SHU | 2024-10-17 | site | 0 | 1 | 1 | 2 | 0.96 | 1 | 0.96 | HITACHI(HE) |  | 1 | 1 | 0 | 1 | Flow 1: Port → Site | SHU | HITACHI
3446 | PRL-SHU-022-O3 | HVDC-ADOPT-HE-0196 | SHU | EQ-058 | 191160 | 1 | Outdoor | SPARE n°1 Singlepole DSC STAV 550 kV | 350 | 90 | 130 | 4.095 | 356 | 560 | Not stackable | 85353090 | EUR | 12339.17 | MSC Ravena | Italy | Venezia | Khalifa port | 2024-08-21 | 2024-10-08 | [11 empty] | 2024-10-19 |  |  | CASE_LIST |  | 1 | site | SHU | 2024-10-19 | site | 0 | 1 | 1 | 2 | 3.15 | 0 | 3.15 | HITACHI(HE) |  | 1 | 1 | 0 | 1 | Flow 1: Port → Site | SHU | HITACHI
3447 | PRL-SHU-022-O3 | HVDC-ADOPT-HE-0196 | SHU | EQ-058 | 191162 | 1 | Outdoor | SPARE n°1 Singlepole DSC STB 550 kV | 150 | 100 | 140 | 2.1 | 189 | 300 | Not stackable | 85353090 | EUR | 12339.17 | MSC Ravena | Italy | Venezia | Khalifa port | 2024-08-21 | 2024-10-08 | [11 empty] | 2024-10-17 |  |  | CASE_LIST |  | 1 | site | SHU | 2024-10-17 | site | 0 | 1 | 1 | 2 | 1.5 | 0 | 1.5 | HITACHI(HE) |  | 1 | 1 | 0 | 1 | Flow 1: Port → Site | SHU | HITACHI
3448 | PRL-SHU-022-O3 | HVDC-ADOPT-HE-0196 | SHU | EQ-058 | 191163 | 1 | Outdoor | SPARE SHAFT & MOBILE ARM for Singlepole DSC STB 550 kV | 415 | 30 | 45 | 0.56025 | 38 | 110 | Stackable 1 tier | 85353090 | EUR | 12339.17 | MSC Ravena | Italy | Venezia | Khalifa port | 2024-08-21 | 2024-10-08 | [11 empty] | 2024-10-17 |  |  | CASE_LIST |  | 1 | site | SHU | 2024-10-17 | site | 0 | 1 | 1 | 2 | 1.25 | 1 | 1.25 | HITACHI(HE) |  | 1 | 1 | 0 | 1 | Flow 1: Port → Site | SHU | HITACHI
3449 | PRL-SHU-022-O3 | HVDC-ADOPT-HE-0196 | SHU | EQ-058 | 191165 | 1 | Outdoor | SPARE n°1 Singlepole DSC SPOL2T 550 kV 3150 A | 420 | 110 | 200 | 9.24 | 557 | 900 | Not stackable | 85353090 | EUR | 12339.17 | MSC Ravena | Italy | Venezia | Khalifa port | 2024-08-21 | 2024-10-08 | [11 empty] | 2024-10-17 |  |  | CASE_LIST |  | 1 | site | SHU | 2024-10-17 | site | 0 | 1 | 1 | 2 | 4.62 | 0 | 4.62 | HITACHI(HE) |  | 1 | 1 | 0 | 1 | Flow 1: Port → Site | SHU | HITACHI
3450 | PRL-SHU-022-O3 | HVDC-ADOPT-HE-0196 | SHU | EQ-058 | 191167 | 1 | Outdoor | SPARE n°1 Singlepole DSC STA 72,5 kV | 110 | 90 | 100 | 0.99 | 246 | 310 | Stackable 1 tier | 85353090 | EUR | 12339.17 | MSC Ravena | Italy | Venezia | Khalifa port | 2024-08-21 | 2024-10-08 | [11 empty] | 2024-10-17 |  |  | CASE_LIST |  | 1 | site | SHU | 2024-10-17 | site | 0 | 1 | 1 | 2 | 0.99 | 1 | 0.99 | HITACHI(HE) |  | 1 | 1 | 0 | 1 | Flow 1: Port → Site | SHU | HITACHI
3451 | PRL-SHU-022-O3 | HVDC-ADOPT-HE-0196 | SHU | EQ-058 | 191168 | 1 | Outdoor | SPARE SHAFT for Singlepole DSC STA 72,5 kV | 211 | 22 | 27 | 0.12533 | 197 | 220 | Stackable 1 tier | 85353090 | EUR | 12339.17 | MSC Ravena | Italy | Venezia | Khalifa port | 2024-08-21 | 2024-10-08 | [11 empty] | 2024-10-17 |  |  | CASE_LIST |  | 1 | site | SHU | 2024-10-17 | site | 0 | 1 | 1 | 2 | 0.46 | 1 | 0.46 | HITACHI(HE) |  | 1 | 1 | 0 | 1 | Flow 1: Port → Site | SHU | HITACHI
3452 | PRL-SHU-022-O3 | HVDC-ADOPT-HE-0196 | SHU | EQ-058 | 191170 | 1 | Outdoor | SPARE n°1 Singlepole DSC S3FT 72,5 kV 2500 A | 150 | 80 | 120 | 1.44 | 160 | 240 | Stackable 1 tier | 85353090 | EUR | 12339.17 | MSC Ravena | Italy | Venezia | Khalifa port | 2024-08-21 | 2024-10-08 | [11 empty] | 2024-10-17 |  |  | CASE_LIST |  | 1 | site | SHU | 2024-10-17 | site | 0 | 1 | 1 | 2 | 1.2 | 1 | 1.2 | HITACHI(HE) |  | 1 | 1 | 0 | 1 | Flow 1: Port → Site | SHU | HITACHI
3453 | PRL-SHU-022-O3 | HVDC-ADOPT-HE-0196 | SHU | EQ-058 | 191171 | 1 | Outdoor | SPARE SHAFT for Singlepole DSC S3FT 72,5 kV 2500 A | 311 | 22 | 40 | 0.27368 | 223 | 270 | Stackable 1 tier | 85353090 | EUR | 12339.17 | MSC Ravena | Italy | Venezia | Khalifa port | 2024-08-21 | 2024-10-08 | [11 empty] | 2024-10-19 |  |  | CASE_LIST |  | 1 | site | SHU | 2024-10-19 | site | 0 | 1 | 1 | 2 | 0.68 | 1 | 0.68 | HITACHI(HE) |  | 1 | 1 | 0 | 1 | Flow 1: Port → Site | SHU | HITACHI
3454 | PRL-SHU-022-O3 | HVDC-ADOPT-HE-0196 | SHU | EQ-058 | 191181 | 1 | Outdoor | SPARE INSULATOR for Singlepole DSC SPOL2T 550 kV 3150 A | 413 | 90 | 60 | 2.2302 | 519 | 765 | Stackable 1 tier | 85353090 | EUR | 12339.17 | MSC Ravena | Italy | Venezia | Khalifa port | 2024-08-21 | 2024-10-08 | [11 empty] | 2024-10-17 |  |  | CASE_LIST |  | 1 | site | SHU | 2024-10-17 | site | 0 | 1 | 1 | 2 | 3.72 | 1 | 3.72 | HITACHI(HE) |  | 1 | 1 | 0 | 1 | Flow 1: Port → Site | SHU | HITACHI
3455 | PRL-SHU-022-O3 | HVDC-ADOPT-HE-0196 | SHU | EQ-058 | 191182 | 1 | Outdoor | SPARE INSULATOR for Singlepole DSC STB 550 kV | 413 | 50 | 60 | 1.239 | 277 | 400 | Stackable 1 tier | 85353090 | EUR | 12339.17 | MSC Ravena | Italy | Venezia | Khalifa port | 2024-08-21 | 2024-10-08 | [11 empty] | 2024-10-17 |  |  | CASE_LIST |  | 1 | site | SHU | 2024-10-17 | site | 0 | 1 | 1 | 2 | 2.06 | 1 | 2.06 | HITACHI(HE) |  | 1 | 1 | 0 | 1 | Flow 1: Port → Site | SHU | HITACHI
3456 | PRL-SHU-022-O3 | HVDC-ADOPT-HE-0196 | SHU | EQ-058 | 191189 | 1 | Outdoor | SPARE INSULATOR for Singlepole DSC STB 550 kV | 303 | 41 | 50 | 0.62115 | 201 | 275 | Stackable 1 tier | 85353090 | EUR | 12339.17 | MSC Ravena | Italy | Venezia | Khalifa port | 2024-08-21 | 2024-10-08 | [11 empty] | 2024-10-19 |  |  | CASE_LIST |  | 1 | site | SHU | 2024-10-19 | site | 0 | 1 | 1 | 2 | 1.24 | 1 | 1.24 | HITACHI(HE) |  | 1 | 1 | 0 | 1 | Flow 1: Port → Site | SHU | HITACHI
3457 | PRL-SHU-022-O3 | HVDC-ADOPT-HE-0196 | SHU | EQ-058 | 191193 | 1 | Outdoor | SPARE INSULATOR for Singlepole DSC S3FT 72,5 kV 2500 A | 89 | 56 | 45 | 0.22428 | 32 | 65 | Stackable 1 tier | 85353090 | EUR | 12339.17 | MSC Ravena | Italy | Venezia | Khalifa port | 2024-08-21 | 2024-10-08 | [11 empty] | 2024-10-17 |  |  | CASE_LIST |  | 1 | site | SHU | 2024-10-17 | site | 0 | 1 | 1 | 2 | 0.5 | 1 | 0.5 | HITACHI(HE) |  | 1 | 1 | 0 | 1 | Flow 1: Port → Site | SHU | HITACHI
3458 | PRL-SHU-022-O3 | HVDC-ADOPT-HE-0196 | SHU | EQ-058 | 191196 | 1 | Outdoor | SPARE INSULATOR for Singlepole DSC STA 72,5 kV | 68 | 32 | 45 | 0.09792 | 12 | 30 | Stackable 1 tier | 85353090 | EUR | 12339.17 | MSC Ravena | Italy | Venezia | Khalifa port | 2024-08-21 | 2024-10-08 | [11 empty] | 2024-10-17 |  |  | CASE_LIST |  | 1 | site | SHU | 2024-10-17 | site | 0 | 1 | 1 | 2 | 0.22 | 1 | 0.22 | HITACHI(HE) |  | 1 | 1 | 0 | 1 | Flow 1: Port → Site | SHU | HITACHI
3459 | PRL-SHU-022-O3 | HVDC-ADOPT-HE-0196 | SHU | EQ-058 | 191201 | 1 | Outdoor | SPARE ROTARY STACKSinglepole DSC SPOL2T 550 kV 3150 A | 413 | 40 | 50 | 0.826 | 147 | 245 | Stackable 1 tier | 85353090 | EUR | 12339.17 | MSC Ravena | Italy | Venezia | Khalifa port | 2024-08-21 | 2024-10-08 | [11 empty] | 2024-10-17 |  |  | CASE_LIST |  | 1 | site | SHU | 2024-10-17 | site | 0 | 1 | 1 | 2 | 1.65 | 1 | 1.65 | HITACHI(HE) |  | 1 | 1 | 0 | 1 | Flow 1: Port → Site | SHU | HITACHI
3460 | PRL-SHU-022-O3 | HVDC-ADOPT-HE-0196 | SHU | EQ-058 | 191206 | 1 | Outdoor | SPARE ROTARY STACKSinglepole DSC S3FT 72,5 kV 2500 A | 110 | 30 | 40 | 0.132 | 4 | 20 | Stackable 1 tier | 85353090 | EUR | 12339.17 | MSC Ravena | Italy | Venezia | Khalifa port | 2024-08-21 | 2024-10-08 | [11 empty] | 2024-10-17 |  |  | CASE_LIST |  | 1 | site | SHU | 2024-10-17 | site | 0 | 1 | 1 | 2 | 0.33 | 1 | 0.33 | HITACHI(HE) |  | 1 | 1 | 0 | 1 | Flow 1: Port → Site | SHU | HITACHI
3393 | PRL-SHU-22-O2 | HVDC-ADOPT-HE-0195 | SHU | EQ-058 | 191127 | 1 | Indoor | OP. MECHANISM for Singlepole DSC STB 550 kV | 190 | 70 | 200 | 2.66 | 416 | 541 | Not stackable | 85353090 | EUR | 12339.17 | MSC Ravena | Italy | Venezia | Khalifa port | 2024-08-21 | 2024-10-08 |  | 2024-10-12 | [9 empty] | 2025-04-03 |  |  | CASE_LIST | 1 | 1 | site | SHU | 2025-04-03 | site | 1 | 2 | 0 | 2 | 1.33 | 0 | 1.33 | HITACHI(HE) |  | 1 | 2 | 1 | 2 | Flow 2: Port → WH → Site | SHU | HITACHI
3394 | PRL-SHU-22-O2 | HVDC-ADOPT-HE-0195 | SHU | EQ-058 | 191130 | 1 | Indoor | OP. MECHANISM for Singlepole DSC SPOL2T 550 kV 3150 A | 190 | 70 | 200 | 2.66 | 416 | 541 | Not stackable | 85353090 | EUR | 12339.17 | MSC Ravena | Italy | Venezia | Khalifa port | 2024-08-21 | 2024-10-08 |  | 2024-10-12 | [9 empty] | 2025-04-03 |  |  | CASE_LIST | 1 | 1 | site | SHU | 2025-04-03 | site | 1 | 2 | 0 | 2 | 1.33 | 0 | 1.33 | HITACHI(HE) |  | 1 | 2 | 1 | 2 | Flow 2: Port → WH → Site | SHU | HITACHI
3395 | PRL-SHU-22-O2 | HVDC-ADOPT-HE-0195 | SHU | EQ-058 | 191133 | 1 | Indoor | OP. MECHANISM for Singlepole DSC STB 550 kV | 130 | 70 | 110 | 1.001 | 117 | 183 | Stackable 1 tier | 85353090 | EUR | 12339.17 | MSC Ravena | Italy | Venezia | Khalifa port | 2024-08-21 | 2024-10-08 |  | 2024-10-12 | [9 empty] | 2025-04-03 |  |  | CASE_LIST | 1 | 1 | site | SHU | 2025-04-03 | site | 1 | 2 | 0 | 2 | 0.91 | 1 | 0.91 | HITACHI(HE) |  | 1 | 2 | 1 | 2 | Flow 2: Port → WH → Site | SHU | HITACHI
3396 | PRL-SHU-22-O2 | HVDC-ADOPT-HE-0195 | SHU | EQ-058 | 191136 | 1 | Indoor | OP. MECHANISM for Singlepole DSC STA 72,5 kV | 130 | 70 | 110 | 1.001 | 117 | 183 | Stackable 1 tier | 85353090 | EUR | 12339.17 | MSC Ravena | Italy | Venezia | Khalifa port | 2024-08-21 | 2024-10-08 |  | 2024-10-12 | [9 empty] | 2025-04-03 |  |  | CASE_LIST | 1 | 1 | site | SHU | 2025-04-03 | site | 1 | 2 | 0 | 2 | 0.91 | 1 | 0.91 | HITACHI(HE) |  | 1 | 2 | 1 | 2 | Flow 2: Port → WH → Site | SHU | HITACHI
3397 | PRL-SHU-22-O2 | HVDC-ADOPT-HE-0195 | SHU | EQ-058 | 191139 | 1 | Indoor | OP. MECHANISM for Singlepole DSC STA 72,5 kV | 130 | 70 | 110 | 1.001 | 117 | 183 | Stackable 1 tier | 85353090 | EUR | 12339.17 | MSC Ravena | Italy | Venezia | Khalifa port | 2024-08-21 | 2024-10-08 |  | 2024-10-12 | [9 empty] | 2025-04-03 |  |  | CASE_LIST | 1 | 1 | site | SHU | 2025-04-03 | site | 1 | 2 | 0 | 2 | 0.91 | 1 | 0.91 | HITACHI(HE) |  | 1 | 2 | 1 | 2 | Flow 2: Port → WH → Site | SHU | HITACHI
3398 | PRL-SHU-22-O2 | HVDC-ADOPT-HE-0195 | SHU | EQ-058 | 191142 | 1 | Indoor | OP. MECHANISM for Singlepole DSC SPOL 550 kV 3150 A | 130 | 70 | 110 | 1.001 | 117 | 183 | Stackable 1 tier | 85353090 | EUR | 12339.17 | MSC Ravena | Italy | Venezia | Khalifa port | 2024-08-21 | 2024-10-08 |  | 2024-10-12 | [9 empty] | 2025-04-03 |  |  | CASE_LIST | 1 | 1 | site | SHU | 2025-04-03 | site | 1 | 2 | 0 | 2 | 0.91 | 1 | 0.91 | HITACHI(HE) |  | 1 | 2 | 1 | 2 | Flow 2: Port → WH → Site | SHU | HITACHI
3399 | PRL-SHU-22-O2 | HVDC-ADOPT-HE-0195 | SHU | EQ-058 | 191145 | 1 | Indoor | OP. MECHANISM for Singlepole DSC S3F 72,5 kV 2500 A | 190 | 70 | 200 | 2.66 | 299 | 424 | Not stackable | 85353090 | EUR | 12339.17 | MSC Ravena | Italy | Venezia | Khalifa port | 2024-08-21 | 2024-10-08 |  | 2024-10-12 | [9 empty] | 2025-04-03 |  |  | CASE_LIST | 1 | 1 | site | SHU | 2025-04-03 | site | 1 | 2 | 0 | 2 | 1.33 | 0 | 1.33 | HITACHI(HE) |  | 1 | 2 | 1 | 2 | Flow 2: Port → WH → Site | SHU | HITACHI
3400 | PRL-SHU-22-O2 | HVDC-ADOPT-HE-0195 | SHU | EQ-058 | 191148 | 1 | Indoor | OP. MECHANISM for Singlepole DSC S3FT 72,5 kV 2500 A | 130 | 130 | 200 | 3.38 | 460 | 606 | Not stackable | 85353090 | EUR | 12339.17 | MSC Ravena | Italy | Venezia | Khalifa port | 2024-08-21 | 2024-10-08 |  | 2024-10-12 | [9 empty] | 2025-04-03 |  |  | CASE_LIST | 1 | 1 | site | SHU | 2025-04-03 | site | 1 | 2 | 0 | 2 | 1.69 | 0 | 1.69 | HITACHI(HE) |  | 1 | 2 | 1 | 2 | Flow 2: Port → WH → Site | SHU | HITACHI
3401 | PRL-SHU-22-O2 | HVDC-ADOPT-HE-0195 | SHU | EQ-058 | 191151 | 1 | Indoor | OP. MECHANISM for Singlepole DSC SPOLT 550 kV 3150 A | 130 | 70 | 110 | 1.001 | 117 | 183 | Stackable 1 tier | 85353090 | EUR | 12339.17 | MSC Ravena | Italy | Venezia | Khalifa port | 2024-08-21 | 2024-10-08 |  | 2024-10-12 | [9 empty] | 2025-04-03 |  |  | CASE_LIST | 1 | 1 | site | SHU | 2025-04-03 | site | 1 | 2 | 0 | 2 | 0.91 | 1 | 0.91 | HITACHI(HE) |  | 1 | 2 | 1 | 2 | Flow 2: Port → WH → Site | SHU | HITACHI
3402 | PRL-SHU-22-O2 | HVDC-ADOPT-HE-0195 | SHU | EQ-058 | 191154 | 1 | Indoor | OP. MECHANISM for Singlepole DSC SPOLT 550 kV 3150 A | 130 | 70 | 200 | 1.82 | 272 | 377 | Not stackable | 85353090 | EUR | 12339.17 | MSC Ravena | Italy | Venezia | Khalifa port | 2024-08-21 | 2024-10-08 |  | 2024-10-12 | [9 empty] | 2025-04-03 |  |  | CASE_LIST | 1 | 1 | site | SHU | 2025-04-03 | site | 1 | 2 | 0 | 2 | 0.91 | 0 | 0.91 | HITACHI(HE) |  | 1 | 2 | 1 | 2 | Flow 2: Port → WH → Site | SHU | HITACHI
3403 | PRL-SHU-22-O2 | HVDC-ADOPT-HE-0195 | SHU | EQ-058 | 191156 | 1 | Indoor | OP. MECHANISM for Singlepole DSC STAV 550 kV | 190 | 130 | 200 | 4.94 | 820 | 1007 | Not stackable | 85353090 | EUR | 12339.17 | MSC Ravena | Italy | Venezia | Khalifa port | 2024-08-21 | 2024-10-08 |  | 2024-10-12 | [9 empty] | 2025-04-03 |  |  | CASE_LIST | 1 | 1 | site | SHU | 2025-04-03 | site | 1 | 2 | 0 | 2 | 2.47 | 0 | 2.47 | HITACHI(HE) |  | 1 | 2 | 1 | 2 | Flow 2: Port → WH → Site | SHU | HITACHI
3404 | PRL-SHU-022-O1 | HVDC-ADOPT-HE-0194 | SHU | EQ-058 | 191125 | 1 | Outdoor | n°6 Singlepole DSC STB 550 kV | 190 | 130 | 160 | 3.952 | 605 | 770 | Stackable 1 tier | 85353090 | EUR | 12339.17 | MSC Ravena | Italy | Venezia | Khalifa port | 2024-08-21 | 2024-10-08 | [11 empty] | 2024-10-16 |  |  | CASE_LIST |  | 1 | site | SHU | 2024-10-16 | site | 0 | 1 | 1 | 2 | 2.47 | 1 | 2.47 | HITACHI(HE) |  | 1 | 1 | 0 | 1 | Flow 1: Port → Site | SHU | HITACHI
3405 | PRL-SHU-022-O1 | HVDC-ADOPT-HE-0194 | SHU | EQ-058 | 191126 | 1 | Outdoor | SHAFT & MOBILE ARM for Singlepole DSC STB 550 kV | 320 | 45 | 70 | 1.008 | 278 | 380 | Not stackable | 85353090 | EUR | 12339.17 | MSC Ravena | Italy | Venezia | Khalifa port | 2024-08-21 | 2024-10-08 | [11 empty] | 2024-10-17 |  |  | CASE_LIST |  | 1 | site | SHU | 2024-10-17 | site | 0 | 1 | 1 | 2 | 1.44 | 0 | 1.44 | HITACHI(HE) |  | 1 | 1 | 0 | 1 | Flow 1: Port → Site | SHU | HITACHI
3406 | PRL-SHU-022-O1 | HVDC-ADOPT-HE-0194 | SHU | EQ-058 | 191128 | 1 | Outdoor | n°2 Singlepole DSC SPOL2T 550 kV 3150 A | 350 | 220 | 200 | 15.4 | 897 | 1330 | Not stackable | 85353090 | EUR | 12339.17 | MSC Ravena | Italy | Venezia | Khalifa port | 2024-08-21 | 2024-10-08 | [11 empty] | 2024-10-16 |  |  | CASE_LIST |  | 1 | site | SHU | 2024-10-16 | site | 0 | 1 | 1 | 2 | 7.7 | 0 | 7.7 | HITACHI(HE) |  | 1 | 1 | 0 | 1 | Flow 1: Port → Site | SHU | HITACHI
3407 | PRL-SHU-022-O1 | HVDC-ADOPT-HE-0194 | SHU | EQ-058 | 191129 | 1 | Outdoor | STRUCTURE+SUPPORT+SHAFT for Singlepole DSC SPOL2T 550 kV 3150 A | 395 | 112 | 170 | 7.5208 | 1202 | 1330 | Not stackable | 85353090 | EUR | 12339.17 | MSC Ravena | Italy | Venezia | Khalifa port | 2024-08-21 | 2024-10-08 | [11 empty] | 2024-10-17 |  |  | CASE_LIST |  | 1 | site | SHU | 2024-10-17 | site | 0 | 1 | 1 | 2 | 4.42 | 0 | 4.42 | HITACHI(HE) |  | 1 | 1 | 0 | 1 | Flow 1: Port → Site | SHU | HITACHI
3408 | PRL-SHU-022-O1 | HVDC-ADOPT-HE-0194 | SHU | EQ-058 | 191131 | 1 | Outdoor | n°2 Singlepole DSC STB 550 kV | 140 | 100 | 130 | 1.82 | 199 | 300 | Stackable 1 tier | 85353090 | EUR | 12339.17 | MSC Ravena | Italy | Venezia | Khalifa port | 2024-08-21 | 2024-10-08 | [11 empty] | 2024-10-17 |  |  | CASE_LIST |  | 1 | site | SHU | 2024-10-17 | site | 0 | 1 | 1 | 2 | 1.4 | 1 | 1.4 | HITACHI(HE) |  | 1 | 1 | 0 | 1 | Flow 1: Port → Site | SHU | HITACHI
3409 | PRL-SHU-022-O1 | HVDC-ADOPT-HE-0194 | SHU | EQ-058 | 191132 | 1 | Outdoor | SHAFT & MOBILE ARM for Singlepole DSC STB 550 kV | 415 | 40 | 50 | 0.83 | 258 | 350 | Stackable 1 tier | 85353090 | EUR | 12339.17 | MSC Ravena | Italy | Venezia | Khalifa port | 2024-08-21 | 2024-10-08 | [11 empty] | 2024-10-16 |  |  | CASE_LIST |  | 1 | site | SHU | 2024-10-16 | site | 0 | 1 | 1 | 2 | 1.66 | 1 | 1.66 | HITACHI(HE) |  | 1 | 1 | 0 | 1 | Flow 1: Port → Site | SHU | HITACHI
3410 | PRL-SHU-022-O1 | HVDC-ADOPT-HE-0194 | SHU | EQ-058 | 191134 | 1 | Outdoor | n°2 Singlepole DSC STA 72,5 kV | 110 | 90 | 100 | 0.99 | 246 | 310 | Stackable 1 tier | 85353090 | EUR | 12339.17 | MSC Ravena | Italy | Venezia | Khalifa port | 2024-08-21 | 2024-10-08 | [11 empty] | 2024-10-17 |  |  | CASE_LIST |  | 1 | site | SHU | 2024-10-17 | site | 0 | 1 | 1 | 2 | 0.99 | 1 | 0.99 | HITACHI(HE) |  | 1 | 1 | 0 | 1 | Flow 1: Port → Site | SHU | HITACHI
3411 | PRL-SHU-022-O1 | HVDC-ADOPT-HE-0194 | SHU | EQ-058 | 191135 | 1 | Outdoor | SHAFT for Singlepole DSC STA 72,5 kV | 211 | 22 | 27 | 0.12533 | 197 | 220 | Stackable 1 tier | 85353090 | EUR | 12339.17 | MSC Ravena | Italy | Venezia | Khalifa port | 2024-08-21 | 2024-10-08 | [11 empty] | 2024-10-17 |  |  | CASE_LIST |  | 1 | site | SHU | 2024-10-17 | site | 0 | 1 | 1 | 2 | 0.46 | 1 | 0.46 | HITACHI(HE) |  | 1 | 1 | 0 | 1 | Flow 1: Port → Site | SHU | HITACHI
3412 | PRL-SHU-022-O1 | HVDC-ADOPT-HE-0194 | SHU | EQ-058 | 191137 | 1 | Outdoor | n°2 Singlepole DSC STA 72,5 kV | 110 | 90 | 100 | 0.99 | 246 | 310 | Stackable 1 tier | 85353090 | EUR | 12339.17 | MSC Ravena | Italy | Venezia | Khalifa port | 2024-08-21 | 2024-10-08 | [11 empty] | 2024-10-17 |  |  | CASE_LIST |  | 1 | site | SHU | 2024-10-17 | site | 0 | 1 | 1 | 2 | 0.99 | 1 | 0.99 | HITACHI(HE) |  | 1 | 1 | 0 | 1 | Flow 1: Port → Site | SHU | HITACHI
3413 | PRL-SHU-022-O1 | HVDC-ADOPT-HE-0194 | SHU | EQ-058 | 191138 | 1 | Outdoor | SHAFT for Singlepole DSC STA 72,5 kV | 211 | 22 | 27 | 0.12533 | 197 | 220 | Stackable 1 tier | 85353090 | EUR | 12339.17 | MSC Ravena | Italy | Venezia | Khalifa port | 2024-08-21 | 2024-10-08 | [11 empty] | 2024-10-17 |  |  | CASE_LIST |  | 1 | site | SHU | 2024-10-17 | site | 0 | 1 | 1 | 2 | 0.46 | 1 | 0.46 | HITACHI(HE) |  | 1 | 1 | 0 | 1 | Flow 1: Port → Site | SHU | HITACHI
3414 | PRL-SHU-022-O1 | HVDC-ADOPT-HE-0194 | SHU | EQ-058 | 191140 | 1 | Outdoor | n°2 Singlepole DSC SPOL 550 kV 3150 A | 410 | 170 | 200 | 13.94 | 750 | 1180 | Not stackable | 85353090 | EUR | 12339.17 | MSC Ravena | Italy | Venezia | Khalifa port | 2024-08-21 | 2024-10-08 | [11 empty] | 2024-10-16 |  |  | CASE_LIST |  | 1 | site | SHU | 2024-10-16 | site | 0 | 1 | 1 | 2 | 6.97 | 0 | 6.97 | HITACHI(HE) |  | 1 | 1 | 0 | 1 | Flow 1: Port → Site | SHU | HITACHI
3415 | PRL-SHU-022-O1 | HVDC-ADOPT-HE-0194 | SHU | EQ-058 | 191141 | 1 | Outdoor | STRUCTURE+SUPPORT+SHAFT for Singlepole DSC SPOL 550 kV 3150 A | 395 | 112 | 170 | 7.5208 | 7042 | 1170 | Not stackable | 85353090 | EUR | 12339.17 | MSC Ravena | Italy | Venezia | Khalifa port | 2024-08-21 | 2024-10-08 | [11 empty] | 2024-10-17 |  |  | CASE_LIST |  | 1 | site | SHU | 2024-10-17 | site | 0 | 1 | 1 | 2 | 4.42 | 0 | 4.42 | HITACHI(HE) |  | 1 | 1 | 0 | 1 | Flow 1: Port → Site | SHU | HITACHI
3416 | PRL-SHU-022-O1 | HVDC-ADOPT-HE-0194 | SHU | EQ-058 | 191143 | 1 | Outdoor | n°5 Singlepole DSC S3F 72,5 kV 2500 A | 150 | 100 | 180 | 2.7 | 324 | 450 | Stackable 1 tier | 85353090 | EUR | 12339.17 | MSC Ravena | Italy | Venezia | Khalifa port | 2024-08-21 | 2024-10-08 | [11 empty] | 2024-10-16 |  |  | CASE_LIST |  | 1 | site | SHU | 2024-10-16 | site | 0 | 1 | 1 | 2 | 1.5 | 1 | 1.5 | HITACHI(HE) |  | 1 | 1 | 0 | 1 | Flow 1: Port → Site | SHU | HITACHI
3417 | PRL-SHU-022-O1 | HVDC-ADOPT-HE-0194 | SHU | EQ-058 | 191144 | 1 | Outdoor | SHAFT for Singlepole DSC S3F 72,5 kV 2500 A | 311 | 34 | 35 | 0.37009 | 270 | 320 | Stackable 1 tier | 85353090 | EUR | 12339.17 | MSC Ravena | Italy | Venezia | Khalifa port | 2024-08-21 | 2024-10-08 | [11 empty] | 2024-10-17 |  |  | CASE_LIST |  | 1 | site | SHU | 2024-10-17 | site | 0 | 1 | 1 | 2 | 1.06 | 1 | 1.06 | HITACHI(HE) |  | 1 | 1 | 0 | 1 | Flow 1: Port → Site | SHU | HITACHI
3418 | PRL-SHU-022-O1 | HVDC-ADOPT-HE-0194 | SHU | EQ-058 | 191146 | 1 | Outdoor | n°4 Singlepole DSC S3FT 72,5 kV 2500 A | 150 | 100 | 160 | 2.4 | 330 | 450 | Not stackable | 85353090 | EUR | 12339.17 | MSC Ravena | Italy | Venezia | Khalifa port | 2024-08-21 | 2024-10-08 | [11 empty] | 2024-10-16 |  |  | CASE_LIST |  | 1 | site | SHU | 2024-10-16 | site | 0 | 1 | 1 | 2 | 1.5 | 0 | 1.5 | HITACHI(HE) |  | 1 | 1 | 0 | 1 | Flow 1: Port → Site | SHU | HITACHI
3419 | PRL-SHU-022-O1 | HVDC-ADOPT-HE-0194 | SHU | EQ-058 | 191147 | 1 | Outdoor | SHAFT for Singlepole DSC S3FT 72,5 kV 2500 A | 311 | 34 | 40 | 0.42296 | 275 | 330 | Stackable 1 tier | 85353090 | EUR | 12339.17 | MSC Ravena | Italy | Venezia | Khalifa port | 2024-08-21 | 2024-10-08 | [11 empty] | 2024-10-17 |  |  | CASE_LIST |  | 1 | site | SHU | 2024-10-17 | site | 0 | 1 | 1 | 2 | 1.06 | 1 | 1.06 | HITACHI(HE) |  | 1 | 1 | 0 | 1 | Flow 1: Port → Site | SHU | HITACHI
3420 | PRL-SHU-022-O1 | HVDC-ADOPT-HE-0194 | SHU | EQ-058 | 191149 | 1 | Outdoor | n°1 Singlepole DSC SPOLT 550 kV 3150 A | 420 | 110 | 200 | 9.24 | 297 | 640 | Not stackable | 85353090 | EUR | 12339.17 | MSC Ravena | Italy | Venezia | Khalifa port | 2024-08-21 | 2024-10-08 | [11 empty] | 2024-10-16 |  |  | CASE_LIST |  | 1 | site | SHU | 2024-10-16 | site | 0 | 1 | 1 | 2 | 4.62 | 0 | 4.62 | HITACHI(HE) |  | 1 | 1 | 0 | 1 | Flow 1: Port → Site | SHU | HITACHI
3421 | PRL-SHU-022-O1 | HVDC-ADOPT-HE-0194 | SHU | EQ-058 | 191150 | 1 | Outdoor | STRUCTURE+SUPPORT+SHAFT for Singlepole DSC SPOLT 550 kV 3150 A | 395 | 112 | 170 | 7.5208 | 692 | 820 | Not stackable | 85353090 | EUR | 12339.17 | MSC Ravena | Italy | Venezia | Khalifa port | 2024-08-21 | 2024-10-08 | [11 empty] | 2024-10-17 |  |  | CASE_LIST |  | 1 | site | SHU | 2024-10-17 | site | 0 | 1 | 1 | 2 | 4.42 | 0 | 4.42 | HITACHI(HE) |  | 1 | 1 | 0 | 1 | Flow 1: Port → Site | SHU | HITACHI
3422 | PRL-SHU-022-O1 | HVDC-ADOPT-HE-0194 | SHU | EQ-058 | 191152 | 1 | Outdoor | n°2 Singlepole DSC SPOLT 550 kV 3150 A | 410 | 170 | 200 | 13.94 | 770 | 1200 | Not stackable | 85353090 | EUR | 12339.17 | MSC Ravena | Italy | Venezia | Khalifa port | 2024-08-21 | 2024-10-08 | [11 empty] | 2024-10-16 |  |  | CASE_LIST |  | 1 | site | SHU | 2024-10-16 | site | 0 | 1 | 1 | 2 | 6.97 | 0 | 6.97 | HITACHI(HE) |  | 1 | 1 | 0 | 1 | Flow 1: Port → Site | SHU | HITACHI
3423 | PRL-SHU-022-O1 | HVDC-ADOPT-HE-0194 | SHU | EQ-058 | 191153 | 1 | Outdoor | STRUCTURE+SUPPORT+SHAFT for Singlepole DSC SPOLT 550 kV 3150 A | 395 | 112 | 170 | 7.5208 | 1122 | 1250 | Not stackable | 85353090 | EUR | 12339.17 | MSC Ravena | Italy | Venezia | Khalifa port | 2024-08-21 | 2024-10-08 | [11 empty] | 2024-10-17 |  |  | CASE_LIST |  | 1 | site | SHU | 2024-10-17 | site | 0 | 1 | 1 | 2 | 4.42 | 0 | 4.42 | HITACHI(HE) |  | 1 | 1 | 0 | 1 | Flow 1: Port → Site | SHU | HITACHI
3424 | PRL-SHU-022-O1 | HVDC-ADOPT-HE-0194 | SHU | EQ-058 | 191155 | 1 | Outdoor | n°12 Singlepole DSC STAV 550 kV | 350 | 220 | 200 | 15.4 | 2187 | 2620 | Not stackable | 85353090 | EUR | 12339.17 | MSC Ravena | Italy | Venezia | Khalifa port | 2024-08-21 | 2024-10-08 | [11 empty] | 2024-10-17 |  |  | CASE_LIST |  | 1 | site | SHU | 2024-10-17 | site | 0 | 1 | 1 | 2 | 7.7 | 0 | 7.7 | HITACHI(HE) |  | 1 | 1 | 0 | 1 | Flow 1: Port → Site | SHU | HITACHI
3425 | PRL-SHU-022-O1 | HVDC-ADOPT-HE-0194 | SHU | EQ-058 | 191176 | 1 | Outdoor | INSULATOR for Singlepole DSC SPOL2T 550 kV 3150 A | 413 | 90 | 100 | 3.717 | 1089 | 1390 | Not stackable | 85353090 | EUR | 12339.17 | MSC Ravena | Italy | Venezia | Khalifa port | 2024-08-21 | 2024-10-08 | [11 empty] | 2024-10-16 |  |  | CASE_LIST |  | 1 | site | SHU | 2024-10-16 | site | 0 | 1 | 1 | 2 | 3.72 | 0 | 3.72 | HITACHI(HE) |  | 1 | 1 | 0 | 1 | Flow 1: Port → Site | SHU | HITACHI
3426 | PRL-SHU-022-O1 | HVDC-ADOPT-HE-0194 | SHU | EQ-058 | 191177 | 1 | Outdoor | INSULATOR for Singlepole DSC SPOL 550 kV 3150 A | 413 | 90 | 100 | 3.717 | 1089 | 1390 | Not stackable | 85353090 | EUR | 12339.17 | MSC Ravena | Italy | Venezia | Khalifa port | 2024-08-21 | 2024-10-08 | [11 empty] | 2024-10-16 |  |  | CASE_LIST |  | 1 | site | SHU | 2024-10-16 | site | 0 | 1 | 1 | 2 | 3.72 | 0 | 3.72 | HITACHI(HE) |  | 1 | 1 | 0 | 1 | Flow 1: Port → Site | SHU | HITACHI
3427 | PRL-SHU-022-O1 | HVDC-ADOPT-HE-0194 | SHU | EQ-058 | 191178 | 1 | Outdoor | INSULATOR for Singlepole DSC SPOLT 550 kV 3150 A | 413 | 90 | 100 | 3.717 | 1089 | 1390 | Not stackable | 85353090 | EUR | 12339.17 | MSC Ravena | Italy | Venezia | Khalifa port | 2024-08-21 | 2024-10-08 | [11 empty] | 2024-10-16 |  |  | CASE_LIST |  | 1 | site | SHU | 2024-10-16 | site | 0 | 1 | 1 | 2 | 3.72 | 0 | 3.72 | HITACHI(HE) |  | 1 | 1 | 0 | 1 | Flow 1: Port → Site | SHU | HITACHI
3428 | PRL-SHU-022-O1 | HVDC-ADOPT-HE-0194 | SHU | EQ-058 | 191179 | 1 | Outdoor | INSULATOR for Singlepole DSC STB 550 kV | 413 | 90 | 60 | 2.2302 | 519 | 765 | Stackable 1 tier | 85353090 | EUR | 12339.17 | MSC Ravena | Italy | Venezia | Khalifa port | 2024-08-21 | 2024-10-08 | [11 empty] | 2024-10-16 |  |  | CASE_LIST |  | 1 | site | SHU | 2024-10-16 | site | 0 | 1 | 1 | 2 | 3.72 | 1 | 3.72 | HITACHI(HE) |  | 1 | 1 | 0 | 1 | Flow 1: Port → Site | SHU | HITACHI
3429 | PRL-SHU-022-O1 | HVDC-ADOPT-HE-0194 | SHU | EQ-058 | 191180 | 1 | Outdoor | INSULATOR for Singlepole DSC SPOLT 550 kV 3150 A | 413 | 90 | 60 | 2.2302 | 519 | 765 | Stackable 1 tier | 85353090 | EUR | 12339.17 | MSC Ravena | Italy | Venezia | Khalifa port | 2024-08-21 | 2024-10-08 | [11 empty] | 2024-10-16 |  |  | CASE_LIST |  | 1 | site | SHU | 2024-10-16 | site | 0 | 1 | 1 | 2 | 3.72 | 1 | 3.72 | HITACHI(HE) |  | 1 | 1 | 0 | 1 | Flow 1: Port → Site | SHU | HITACHI
3430 | PRL-SHU-022-O1 | HVDC-ADOPT-HE-0194 | SHU | EQ-058 | 191183 | 1 | Outdoor | INSULATOR for Singlepole DSC STB 550 kV | 303 | 102 | 80 | 2.4725 | 1166 | 1405 | Not stackable | 85353090 | EUR | 12339.17 | MSC Ravena | Italy | Venezia | Khalifa port | 2024-08-21 | 2024-10-08 | [11 empty] | 2024-10-17 |  |  | CASE_LIST |  | 1 | site | SHU | 2024-10-17 | site | 0 | 1 | 1 | 2 | 3.09 | 0 | 3.09 | HITACHI(HE) |  | 1 | 1 | 0 | 1 | Flow 1: Port → Site | SHU | HITACHI
3431 | PRL-SHU-022-O1 | HVDC-ADOPT-HE-0194 | SHU | EQ-058 | 191184 | 1 | Outdoor | INSULATOR for Singlepole DSC STAV 550 kV | 303 | 102 | 80 | 2.4725 | 1166 | 1405 | Not stackable | 85353090 | EUR | 12339.17 | MSC Ravena | Italy | Venezia | Khalifa port | 2024-08-21 | 2024-10-08 | [11 empty] | 2024-10-17 |  |  | CASE_LIST |  | 1 | site | SHU | 2024-10-17 | site | 0 | 1 | 1 | 2 | 3.09 | 0 | 3.09 | HITACHI(HE) |  | 1 | 1 | 0 | 1 | Flow 1: Port → Site | SHU | HITACHI
3432 | PRL-SHU-022-O1 | HVDC-ADOPT-HE-0194 | SHU | EQ-058 | 191185 | 1 | Outdoor | INSULATOR for Singlepole DSC STAV 550 kV | 303 | 102 | 80 | 2.4725 | 1166 | 1405 | Not stackable | 85353090 | EUR | 12339.17 | MSC Ravena | Italy | Venezia | Khalifa port | 2024-08-21 | 2024-10-08 | [11 empty] | 2024-10-17 |  |  | CASE_LIST |  | 1 | site | SHU | 2024-10-17 | site | 0 | 1 | 1 | 2 | 3.09 | 0 | 3.09 | HITACHI(HE) |  | 1 | 1 | 0 | 1 | Flow 1: Port → Site | SHU | HITACHI
3433 | PRL-SHU-022-O1 | HVDC-ADOPT-HE-0194 | SHU | EQ-058 | 191190 | 1 | Outdoor | INSULATOR for Singlepole DSC S3F 72,5 kV 2500 A | 100 | 89 | 70 | 0.623 | 150 | 215 | Stackable 1 tier | 85353090 | EUR | 12339.17 | MSC Ravena | Italy | Venezia | Khalifa port | 2024-08-21 | 2024-10-08 | [11 empty] | 2024-10-17 |  |  | CASE_LIST |  | 1 | site | SHU | 2024-10-17 | site | 0 | 1 | 1 | 2 | 0.89 | 1 | 0.89 | HITACHI(HE) |  | 1 | 1 | 0 | 1 | Flow 1: Port → Site | SHU | HITACHI
3434 | PRL-SHU-022-O1 | HVDC-ADOPT-HE-0194 | SHU | EQ-058 | 191191 | 1 | Outdoor | INSULATOR for Singlepole DSC S3FT 72,5 kV 2500 A | 100 | 89 | 70 | 0.623 | 150 | 215 | Stackable 1 tier | 85353090 | EUR | 12339.17 | MSC Ravena | Italy | Venezia | Khalifa port | 2024-08-21 | 2024-10-08 | [11 empty] | 2024-10-17 |  |  | CASE_LIST |  | 1 | site | SHU | 2024-10-17 | site | 0 | 1 | 1 | 2 | 0.89 | 1 | 0.89 | HITACHI(HE) |  | 1 | 1 | 0 | 1 | Flow 1: Port → Site | SHU | HITACHI
3435 | PRL-SHU-022-O1 | HVDC-ADOPT-HE-0194 | SHU | EQ-058 | 191192 | 1 | Outdoor | INSULATOR for Singlepole DSC S3F 72,5 kV 2500 A | 89 | 56 | 45 | 0.22428 | 32 | 65 | Stackable 1 tier | 85353090 | EUR | 12339.17 | MSC Ravena | Italy | Venezia | Khalifa port | 2024-08-21 | 2024-10-08 | [11 empty] | 2024-10-17 |  |  | CASE_LIST |  | 1 | site | SHU | 2024-10-17 | site | 0 | 1 | 1 | 2 | 0.5 | 1 | 0.5 | HITACHI(HE) |  | 1 | 1 | 0 | 1 | Flow 1: Port → Site | SHU | HITACHI
3436 | PRL-SHU-022-O1 | HVDC-ADOPT-HE-0194 | SHU | EQ-058 | 191194 | 1 | Outdoor | INSULATOR for Singlepole DSC STA 72,5 kV | 68 | 56 | 45 | 0.17136 | 27 | 60 | Stackable 1 tier | 85353090 | EUR | 12339.17 | MSC Ravena | Italy | Venezia | Khalifa port | 2024-08-21 | 2024-10-08 | [11 empty] | 2024-10-17 |  |  | CASE_LIST |  | 1 | site | SHU | 2024-10-17 | site | 0 | 1 | 1 | 2 | 0.38 | 1 | 0.38 | HITACHI(HE) |  | 1 | 1 | 0 | 1 | Flow 1: Port → Site | SHU | HITACHI
3437 | PRL-SHU-022-O1 | HVDC-ADOPT-HE-0194 | SHU | EQ-058 | 191195 | 1 | Outdoor | INSULATOR for Singlepole DSC STA 72,5 kV | 68 | 56 | 45 | 0.17136 | 27 | 60 | Stackable 1 tier | 85353090 | EUR | 12339.17 | MSC Ravena | Italy | Venezia | Khalifa port | 2024-08-21 | 2024-10-08 | [11 empty] | 2024-10-17 |  |  | CASE_LIST |  | 1 | site | SHU | 2024-10-17 | site | 0 | 1 | 1 | 2 | 0.38 | 1 | 0.38 | HITACHI(HE) |  | 1 | 1 | 0 | 1 | Flow 1: Port → Site | SHU | HITACHI
3438 | PRL-SHU-022-O1 | HVDC-ADOPT-HE-0194 | SHU | EQ-058 | 191197 | 1 | Outdoor | ROTARY STACKSinglepole DSC SPOL2T 550 kV 3150 A | 413 | 70 | 50 | 1.4455 | 329 | 470 | Stackable 1 tier | 85353090 | EUR | 12339.17 | MSC Ravena | Italy | Venezia | Khalifa port | 2024-08-21 | 2024-10-08 | [11 empty] | 2024-10-16 |  |  | CASE_LIST |  | 1 | site | SHU | 2024-10-16 | site | 0 | 1 | 1 | 2 | 2.89 | 1 | 2.89 | HITACHI(HE) |  | 1 | 1 | 0 | 1 | Flow 1: Port → Site | SHU | HITACHI
3439 | PRL-SHU-022-O1 | HVDC-ADOPT-HE-0194 | SHU | EQ-058 | 191198 | 1 | Outdoor | ROTARY STACKSinglepole DSC SPOL 550 kV 3150 A | 413 | 70 | 50 | 1.4455 | 329 | 470 | Stackable 1 tier | 85353090 | EUR | 12339.17 | MSC Ravena | Italy | Venezia | Khalifa port | 2024-08-21 | 2024-10-08 | [11 empty] | 2024-10-16 |  |  | CASE_LIST |  | 1 | site | SHU | 2024-10-16 | site | 0 | 1 | 1 | 2 | 2.89 | 1 | 2.89 | HITACHI(HE) |  | 1 | 1 | 0 | 1 | Flow 1: Port → Site | SHU | HITACHI
3440 | PRL-SHU-022-O1 | HVDC-ADOPT-HE-0194 | SHU | EQ-058 | 191199 | 1 | Outdoor | ROTARY STACKSinglepole DSC SPOLT 550 kV 3150 A | 413 | 70 | 50 | 1.4455 | 329 | 470 | Stackable 1 tier | 85353090 | EUR | 12339.17 | MSC Ravena | Italy | Venezia | Khalifa port | 2024-08-21 | 2024-10-08 | [11 empty] | 2024-10-16 |  |  | CASE_LIST |  | 1 | site | SHU | 2024-10-16 | site | 0 | 1 | 1 | 2 | 2.89 | 1 | 2.89 | HITACHI(HE) |  | 1 | 1 | 0 | 1 | Flow 1: Port → Site | SHU | HITACHI
3441 | PRL-SHU-022-O1 | HVDC-ADOPT-HE-0194 | SHU | EQ-058 | 191200 | 1 | Outdoor | ROTARY STACKSinglepole DSC SPOLT 550 kV 3150 A | 413 | 40 | 50 | 0.826 | 147 | 245 | Stackable 1 tier | 85353090 | EUR | 12339.17 | MSC Ravena | Italy | Venezia | Khalifa port | 2024-08-21 | 2024-10-08 | [11 empty] | 2024-10-16 |  |  | CASE_LIST |  | 1 | site | SHU | 2024-10-16 | site | 0 | 1 | 1 | 2 | 1.65 | 1 | 1.65 | HITACHI(HE) |  | 1 | 1 | 0 | 1 | Flow 1: Port → Site | SHU | HITACHI
3442 | PRL-SHU-022-O1 | HVDC-ADOPT-HE-0194 | SHU | EQ-058 | 191204 | 1 | Outdoor | ROTARY STACKSinglepole DSC S3F 72,5 kV 2500 A | 110 | 62 | 55 | 0.3751 | 21 | 50 | Stackable 1 tier | 85353090 | EUR | 12339.17 | MSC Ravena | Italy | Venezia | Khalifa port | 2024-08-21 | 2024-10-08 | [11 empty] | 2024-10-17 |  |  | CASE_LIST |  | 1 | site | SHU | 2024-10-17 | site | 0 | 1 | 1 | 2 | 0.68 | 1 | 0.68 | HITACHI(HE) |  | 1 | 1 | 0 | 1 | Flow 1: Port → Site | SHU | HITACHI
3443 | PRL-SHU-022-O1 | HVDC-ADOPT-HE-0194 | SHU | EQ-058 | 191205 | 1 | Outdoor | ROTARY STACKSinglepole DSC S3FT 72,5 kV 2500 A | 110 | 78 | 40 | 0.3432 | 16 | 55 | Stackable 1 tier | 85353090 | EUR | 12339.17 | MSC Ravena | Italy | Venezia | Khalifa port | 2024-08-21 | 2024-10-08 | [11 empty] | 2024-10-17 |  |  | CASE_LIST |  | 1 | site | SHU | 2024-10-17 | site | 0 | 1 | 1 | 2 | 0.86 | 1 | 0.86 | HITACHI(HE) |  | 1 | 1 | 0 | 1 | Flow 1: Port → Site | SHU | HITACHI
3285 | PRL-CS-018-O2 | HVDC-ADOPT-HE-0193 | DAS | EQ-058 | 208556 | 1 | Outdoor | SPARE n°1 Singlepole DSC STB 550 kV | 150 | 100 | 140 | 2.1 | 219 | 330 | Stackable 1 tier | 85353090 | EUR | 10018.83 | MSC Ravena | Italy | Venezia | Khalifa port | 2024-08-21 | 2024-10-08 |  |  |  |  | 2024-10-11 |  | 2025-01-27 | [5 empty] | 2025-02-06 |  | CASE_LIST | 1 | 1 | site | DAS | 2025-02-06 | site | 2 | 3 | -1 | 2 | 1.5 | 1 | 1.5 | HITACHI(HE) |  | 1 | 3 | 2 | 4 | Flow 4: Port → WH → MOSB → Site | DAS | HITACHI
3286 | PRL-CS-018-O2 | HVDC-ADOPT-HE-0193 | DAS | EQ-058 | 208557 | 1 | Outdoor | SPARE SHAFT & MOBILE ARM for Singlepole DSC STB 550 kV | 320 | 30 | 45 | 0.432 | 213 | 270 | Stackable 1 tier | 85353090 | EUR | 10018.83 | MSC Ravena | Italy | Venezia | Khalifa port | 2024-08-21 | 2024-10-08 |  |  |  |  | 2024-10-11 |  | 2025-01-27 | [5 empty] | 2025-02-06 |  | CASE_LIST | 1 | 1 | site | DAS | 2025-02-06 | site | 2 | 3 | -1 | 2 | 0.96 | 1 | 0.96 | HITACHI(HE) |  | 1 | 3 | 2 | 4 | Flow 4: Port → WH → MOSB → Site | DAS | HITACHI
3287 | PRL-CS-018-O2 | HVDC-ADOPT-HE-0193 | DAS | EQ-058 | 208558 | 1 | Indoor | SPARE OP. MECHANISM for Singlepole DSC STB 550 kV | 70 | 70 | 110 | 0.539 | 58 | 103 | Stackable 1 tier | 85353090 | EUR | 10018.83 | MSC Ravena | Italy | Venezia | Khalifa port | 2024-08-21 | 2024-10-08 |  | 2024-10-12 |  |  |  |  | 2025-05-20 | [5 empty] | 2025-05-29 |  | CASE_LIST | 1 | 1 | site | DAS | 2025-05-29 | site | 2 | 3 | -1 | 2 | 0.49 | 1 | 0.49 | HITACHI(HE) |  | 1 | 3 | 2 | 4 | Flow 4: Port → WH → MOSB → Site | DAS | HITACHI
3288 | PRL-CS-018-O2 | HVDC-ADOPT-HE-0193 | DAS | EQ-058 | 208559 | 1 | Outdoor | SPARE n°1 Singlepole DSC STAV 550 kV | 350 | 90 | 130 | 4.095 | 276 | 480 | Stackable 1 tier | 85353090 | EUR | 10018.83 | MSC Ravena | Italy | Venezia | Khalifa port | 2024-08-21 | 2024-10-08 |  |  |  |  | 2024-10-11 | [7 empty] | 2025-04-30 |  | CASE_LIST | 1 | 1 | site | DAS | 2025-04-30 | site | 1 | 2 | 0 | 2 | 3.15 | 1 | 3.15 | HITACHI(HE) |  | 1 | 2 | 1 | 2 | Flow 2: Port → WH → Site | DAS | HITACHI
3289 | PRL-CS-018-O2 | HVDC-ADOPT-HE-0193 | DAS | EQ-058 | 208560 | 1 | Indoor | SPARE OP. MECHANISM for Singlepole DSC STAV 550 kV | 70 | 70 | 110 | 0.539 | 58 | 103 | Stackable 1 tier | 85353090 | EUR | 10018.83 | MSC Ravena | Italy | Venezia | Khalifa port | 2024-08-21 | 2024-10-08 |  | 2024-10-12 |  |  |  |  | 2025-05-20 | [5 empty] | 2025-05-29 |  | CASE_LIST | 1 | 1 | site | DAS | 2025-05-29 | site | 2 | 3 | -1 | 2 | 0.49 | 1 | 0.49 | HITACHI(HE) |  | 1 | 3 | 2 | 4 | Flow 4: Port → WH → MOSB → Site | DAS | HITACHI
3290 | PRL-CS-018-O2 | HVDC-ADOPT-HE-0193 | DAS | EQ-058 | 208561 | 1 | Outdoor | SPARE n°1 Singlepole DSC STB 550 kV | 150 | 100 | 140 | 2.1 | 219 | 330 | Stackable 1 tier | 85353090 | EUR | 10018.83 | MSC Ravena | Italy | Venezia | Khalifa port | 2024-08-21 | 2024-10-08 |  |  |  |  | 2024-10-11 |  | 2025-01-27 | [5 empty] | 2025-02-06 |  | CASE_LIST | 1 | 1 | site | DAS | 2025-02-06 | site | 2 | 3 | -1 | 2 | 1.5 | 1 | 1.5 | HITACHI(HE) |  | 1 | 3 | 2 | 4 | Flow 4: Port → WH → MOSB → Site | DAS | HITACHI
3291 | PRL-CS-018-O2 | HVDC-ADOPT-HE-0193 | DAS | EQ-058 | 208562 | 1 | Outdoor | SPARE SHAFT & MOBILE ARM for Singlepole DSC STB 550 kV | 415 | 30 | 45 | 0.56 | 38 | 110 | Stackable 1 tier | 85353090 | EUR | 10018.83 | MSC Ravena | Italy | Venezia | Khalifa port | 2024-08-21 | 2024-10-08 |  |  |  |  | 2024-10-11 |  | 2025-01-27 | [5 empty] | 2025-02-06 |  | CASE_LIST | 1 | 1 | site | DAS | 2025-02-06 | site | 2 | 3 | -1 | 2 | 1.25 | 1 | 1.25 | HITACHI(HE) |  | 1 | 3 | 2 | 4 | Flow 4: Port → WH → MOSB → Site | DAS | HITACHI
3292 | PRL-CS-018-O2 | HVDC-ADOPT-HE-0193 | DAS | EQ-058 | 208563 | 1 | Indoor | SPARE OP. MECHANISM for Singlepole DSC STB 550 kV | 70 | 70 | 110 | 0.539 | 58 | 103 | Stackable 1 tier | 85353090 | EUR | 10018.83 | MSC Ravena | Italy | Venezia | Khalifa port | 2024-08-21 | 2024-10-08 |  | 2024-10-12 |  |  |  |  | 2025-05-20 | [5 empty] | 2025-05-29 |  | CASE_LIST | 1 | 1 | site | DAS | 2025-05-29 | site | 2 | 3 | -1 | 2 | 0.49 | 1 | 0.49 | HITACHI(HE) |  | 1 | 3 | 2 | 4 | Flow 4: Port → WH → MOSB → Site | DAS | HITACHI
3293 | PRL-CS-018-O2 | HVDC-ADOPT-HE-0193 | DAS | EQ-058 | 208564 | 1 | Outdoor | SPARE n°2 Singlepole DSC SPOL2T 550 kV 3150 A | 420 | 110 | 200 | 9.24 | 587 | 930 | Not stackable | 85353090 | EUR | 10018.83 | MSC Ravena | Italy | Venezia | Khalifa port | 2024-08-21 | 2024-10-08 |  |  |  |  | 2024-10-11 |  | 2025-01-27 | [5 empty] | 2025-02-06 |  | CASE_LIST | 1 | 1 | site | DAS | 2025-02-06 | site | 2 | 3 | -1 | 2 | 4.62 | 0 | 4.62 | HITACHI(HE) |  | 1 | 3 | 2 | 4 | Flow 4: Port → WH → MOSB → Site | DAS | HITACHI
3294 | PRL-CS-018-O2 | HVDC-ADOPT-HE-0193 | DAS | EQ-058 | 208565 | 1 | Indoor | SPARE OP. MECHANISM for Singlepole DSC SPOL2T 550 kV 3150 A | 190 | 70 | 110 | 1.463 | 204 | 297 | Stackable 1 tier | 85353090 | EUR | 10018.83 | MSC Ravena | Italy | Venezia | Khalifa port | 2024-08-21 | 2024-10-08 |  | 2024-10-12 |  |  |  |  | 2025-05-20 | [5 empty] | 2025-05-29 |  | CASE_LIST | 1 | 1 | site | DAS | 2025-05-29 | site | 2 | 3 | -1 | 2 | 1.33 | 1 | 1.33 | HITACHI(HE) |  | 1 | 3 | 2 | 4 | Flow 4: Port → WH → MOSB → Site | DAS | HITACHI
3295 | PRL-CS-018-O2 | HVDC-ADOPT-HE-0193 | DAS | EQ-058 | 208566 | 1 | Outdoor | SPARE n°1 Singlepole DSC STA 72,5 kV | 110 | 90 | 100 | 0.99 | 106 | 170 | Stackable 1 tier | 85353090 | EUR | 10018.83 | MSC Ravena | Italy | Venezia | Khalifa port | 2024-08-21 | 2024-10-08 |  |  |  |  | 2024-10-11 |  | 2025-01-27 | [5 empty] | 2025-02-06 |  | CASE_LIST | 1 | 1 | site | DAS | 2025-02-06 | site | 2 | 3 | -1 | 2 | 0.99 | 1 | 0.99 | HITACHI(HE) |  | 1 | 3 | 2 | 4 | Flow 4: Port → WH → MOSB → Site | DAS | HITACHI
3296 | PRL-CS-018-O2 | HVDC-ADOPT-HE-0193 | DAS | EQ-058 | 208567 | 1 | Outdoor | SPARE n°1 Singlepole DSC STA 72,5 kV | 211 | 22 | 28 | 0.13 | 197 | 220 | Stackable 1 tier | 85353090 | EUR | 10018.83 | MSC Ravena | Italy | Venezia | Khalifa port | 2024-08-21 | 2024-10-08 |  |  |  |  | 2024-10-11 |  | 2025-01-27 | [5 empty] | 2025-02-06 |  | CASE_LIST | 1 | 1 | site | DAS | 2025-02-06 | site | 2 | 3 | -1 | 2 | 0.46 | 1 | 0.46 | HITACHI(HE) |  | 1 | 3 | 2 | 4 | Flow 4: Port → WH → MOSB → Site | DAS | HITACHI
3297 | PRL-CS-018-O2 | HVDC-ADOPT-HE-0193 | DAS | EQ-058 | 208568 | 1 | Indoor | SPARE OP. MECHANISM for Singlepole DSC STA 72,5 kV | 70 | 70 | 110 | 0.539 | 58 | 103 | Stackable 1 tier | 85353090 | EUR | 10018.83 | MSC Ravena | Italy | Venezia | Khalifa port | 2024-08-21 | 2024-10-08 |  | 2024-10-12 |  |  |  |  | 2025-05-20 | [5 empty] | 2025-05-29 |  | CASE_LIST | 1 | 1 | site | DAS | 2025-05-29 | site | 2 | 3 | -1 | 2 | 0.49 | 1 | 0.49 | HITACHI(HE) |  | 1 | 3 | 2 | 4 | Flow 4: Port → WH → MOSB → Site | DAS | HITACHI
3298 | PRL-CS-018-O2 | HVDC-ADOPT-HE-0193 | DAS | EQ-058 | 208569 | 1 | Outdoor | SPARE n°1 Singlepole DSC S3FT 72,5 kV 2500 A | 150 | 80 | 100 | 1.2 | 210 | 290 | Stackable 1 tier | 85353090 | EUR | 10018.83 | MSC Ravena | Italy | Venezia | Khalifa port | 2024-08-21 | 2024-10-08 |  |  |  |  | 2024-10-11 | [9 empty] | CASE_LIST | 1 |  | warehouse | DSV Outdoor | 2024-10-11 | warehouse | 1 | 1 | -1 | 0 | 1.2 | 1 | 1.2 | HITACHI(HE) |  | 0 | 1 | 1 | 2 | Flow 2: Port → WH → Site | DSV Outdoor | HITACHI
3299 | PRL-CS-018-O2 | HVDC-ADOPT-HE-0193 | DAS | EQ-058 | 208570 | 1 | Outdoor | SPARE SHAFT for Singlepole DSC S3FT 72,5 kV 2500 A | 311 | 22 | 40 | 0.274 | 223 | 270 | Stackable 1 tier | 85353090 | EUR | 10018.83 | MSC Ravena | Italy | Venezia | Khalifa port | 2024-08-21 | 2024-10-08 |  |  |  |  | 2024-10-11 |  | 2025-01-27 | [5 empty] | 2025-02-06 |  | CASE_LIST | 1 | 1 | site | DAS | 2025-02-06 | site | 2 | 3 | -1 | 2 | 0.68 | 1 | 0.68 | HITACHI(HE) |  | 1 | 3 | 2 | 4 | Flow 4: Port → WH → MOSB → Site | DAS | HITACHI
3300 | PRL-CS-018-O2 | HVDC-ADOPT-HE-0193 | DAS | EQ-058 | 208571 | 1 | Indoor | SPARE OP. MECHANISM for Singlepole DSC S3FT 72,5 kV 2500 A | 130 | 70 | 110 | 1.001 | 117 | 183 | Stackable 1 tier | 85353090 | EUR | 10018.83 | MSC Ravena | Italy | Venezia | Khalifa port | 2024-08-21 | 2024-10-08 |  | 2024-10-12 |  |  |  |  | 2025-05-20 | [5 empty] | 2025-05-29 |  | CASE_LIST | 1 | 1 | site | DAS | 2025-05-29 | site | 2 | 3 | -1 | 2 | 0.91 | 1 | 0.91 | HITACHI(HE) |  | 1 | 3 | 2 | 4 | Flow 4: Port → WH → MOSB → Site | DAS | HITACHI
3301 | PRL-CS-018-O2 | HVDC-ADOPT-HE-0193 | DAS | EQ-058 | 208572 | 1 | Indoor | SPARE BREAKING DEVICE FOR S3F/T 72,5kV | 150 | 45 | 60 | 0.405 | 38 | 80 | Stackable 1 tier | 85353090 | EUR | 10018.83 | MSC Ravena | Italy | Venezia | Khalifa port | 2024-08-21 | 2024-10-08 |  | 2024-10-12 |  |  |  |  | 2025-05-20 | [5 empty] | 2025-05-29 |  | CASE_LIST | 1 | 1 | site | DAS | 2025-05-29 | site | 2 | 3 | -1 | 2 | 0.68 | 1 | 0.68 | HITACHI(HE) |  | 1 | 3 | 2 | 4 | Flow 4: Port → WH → MOSB → Site | DAS | HITACHI
3302 | PRL-CS-018-O2 | HVDC-ADOPT-HE-0193 | DAS | EQ-058 | 208573 | 1 | Indoor | SPARE BREAKING DEVICE FOR S3F/T 72,5kV | 150 | 90 | 60 | 0.81 | 205 | 270 | Stackable 1 tier | 85353090 | EUR | 10018.83 | MSC Ravena | Italy | Venezia | Khalifa port | 2024-08-21 | 2024-10-08 |  | 2024-10-12 |  |  |  |  | 2025-05-20 | [5 empty] | 2025-05-29 |  | CASE_LIST | 1 | 1 | site | DAS | 2025-05-29 | site | 2 | 3 | -1 | 2 | 1.35 | 1 | 1.35 | HITACHI(HE) |  | 1 | 3 | 2 | 4 | Flow 4: Port → WH → MOSB → Site | DAS | HITACHI
3303 | PRL-CS-018-O2 | HVDC-ADOPT-HE-0193 | DAS | EQ-058 | 208574 | 1 | Indoor | SPARE BREAKING DEVICE FOR S3F/T 72,5kV | 150 | 45 | 60 | 0.405 | 38 | 80 | Stackable 1 tier | 85353090 | EUR | 10018.83 | MSC Ravena | Italy | Venezia | Khalifa port | 2024-08-21 | 2024-10-08 |  | 2024-10-12 |  |  |  |  | 2025-05-20 | [5 empty] | 2025-05-29 |  | CASE_LIST | 1 | 1 | site | DAS | 2025-05-29 | site | 2 | 3 | -1 | 2 | 0.68 | 1 | 0.68 | HITACHI(HE) |  | 1 | 3 | 2 | 4 | Flow 4: Port → WH → MOSB → Site | DAS | HITACHI
3304 | PRL-CS-018-O2 | HVDC-ADOPT-HE-0193 | DAS | EQ-058 | 208580 | 1 | Outdoor | SPARE INSULATOR for Singlepole DSC SPOL2T 550 kV 3150 A | 413 | 90 | 60 | 2.23 | 519 | 765 | Stackable 1 tier | 85353090 | EUR | 10018.83 | MSC Ravena | Italy | Venezia | Khalifa port | 2024-08-21 | 2024-10-08 |  |  |  |  | 2024-10-11 |  | 2025-01-27 | [5 empty] | 2025-02-06 |  | CASE_LIST | 1 | 1 | site | DAS | 2025-02-06 | site | 2 | 3 | -1 | 2 | 3.72 | 1 | 3.72 | HITACHI(HE) |  | 1 | 3 | 2 | 4 | Flow 4: Port → WH → MOSB → Site | DAS | HITACHI
3305 | PRL-CS-018-O2 | HVDC-ADOPT-HE-0193 | DAS | EQ-058 | 208581 | 1 | Outdoor | SPARE INSULATOR for Singlepole DSC STB 550 kV | 413 | 50 | 60 | 1.239 | 277 | 400 | Stackable 1 tier | 85353090 | EUR | 10018.83 | MSC Ravena | Italy | Venezia | Khalifa port | 2024-08-21 | 2024-10-08 |  |  |  |  | 2024-10-11 |  | 2025-01-27 | [5 empty] | 2025-02-06 |  | CASE_LIST | 1 | 1 | site | DAS | 2025-02-06 | site | 2 | 3 | -1 | 2 | 2.06 | 1 | 2.06 | HITACHI(HE) |  | 1 | 3 | 2 | 4 | Flow 4: Port → WH → MOSB → Site | DAS | HITACHI
3306 | PRL-CS-018-O2 | HVDC-ADOPT-HE-0193 | DAS | EQ-058 | 208585 | 1 | Outdoor | SPARE INSULATOR for Singlepole DSC STB 550 kV | 303 | 41 | 50 | 0.621 | 201 | 275 | Stackable 1 tier | 85353090 | EUR | 10018.83 | MSC Ravena | Italy | Venezia | Khalifa port | 2024-08-21 | 2024-10-08 |  |  |  |  | 2024-10-11 |  | 2025-01-27 | [5 empty] | 2025-02-06 |  | CASE_LIST | 1 | 1 | site | DAS | 2025-02-06 | site | 2 | 3 | -1 | 2 | 1.24 | 1 | 1.24 | HITACHI(HE) |  | 1 | 3 | 2 | 4 | Flow 4: Port → WH → MOSB → Site | DAS | HITACHI
3307 | PRL-CS-018-O2 | HVDC-ADOPT-HE-0193 | DAS | EQ-058 | 208586 | 1 | Outdoor | SPARE INSULATOR for Singlepole DSC STAV 550 kV | 303 | 41 | 50 | 0.621 | 201 | 275 | Stackable 1 tier | 85353090 | EUR | 10018.83 | MSC Ravena | Italy | Venezia | Khalifa port | 2024-08-21 | 2024-10-08 |  |  |  |  | 2024-10-11 |  | 2025-01-27 | [5 empty] | 2025-02-06 |  | CASE_LIST | 1 | 1 | site | DAS | 2025-02-06 | site | 2 | 3 | -1 | 2 | 1.24 | 1 | 1.24 | HITACHI(HE) |  | 1 | 3 | 2 | 4 | Flow 4: Port → WH → MOSB → Site | DAS | HITACHI
3308 | PRL-CS-018-O2 | HVDC-ADOPT-HE-0193 | DAS | EQ-058 | 208589 | 1 | Outdoor | SPARE INSULATOR for Singlepole DSC S3FT 72,5 kV 2500 A | 89 | 56 | 45 | 0.224 | 32 | 65 | Stackable 1 tier | 85353090 | EUR | 10018.83 | MSC Ravena | Italy | Venezia | Khalifa port | 2024-08-21 | 2024-10-08 |  |  |  |  | 2024-10-11 |  | 2025-01-27 | [5 empty] | 2025-02-06 |  | CASE_LIST | 1 | 1 | site | DAS | 2025-02-06 | site | 2 | 3 | -1 | 2 | 0.5 | 1 | 0.5 | HITACHI(HE) |  | 1 | 3 | 2 | 4 | Flow 4: Port → WH → MOSB → Site | DAS | HITACHI
3309 | PRL-CS-018-O2 | HVDC-ADOPT-HE-0193 | DAS | EQ-058 | 208592 | 1 | Outdoor | SPARE INSULATOR for Singlepole DSC STA 72,5 kV | 68 | 32 | 45 | 0.098 | 10 | 30 | Stackable 1 tier | 85353090 | EUR | 10018.83 | MSC Ravena | Italy | Venezia | Khalifa port | 2024-08-21 | 2024-10-08 |  |  |  |  | 2024-10-11 |  | 2025-01-27 | [5 empty] | 2025-02-06 |  | CASE_LIST | 1 | 1 | site | DAS | 2025-02-06 | site | 2 | 3 | -1 | 2 | 0.22 | 1 | 0.22 | HITACHI(HE) |  | 1 | 3 | 2 | 4 | Flow 4: Port → WH → MOSB → Site | DAS | HITACHI
3310 | PRL-CS-018-O2 | HVDC-ADOPT-HE-0193 | DAS | EQ-058 | 208597 | 1 | Outdoor | SPARE ROTARY STACK for Singlepole DSC SPOL2T 550 kV 3150 A | 413 | 40 | 50 | 0.826 | 147 | 245 | Stackable 1 tier | 85353090 | EUR | 10018.83 | MSC Ravena | Italy | Venezia | Khalifa port | 2024-08-21 | 2024-10-08 |  |  |  |  | 2024-10-11 |  | 2025-01-27 | [5 empty] | 2025-02-06 |  | CASE_LIST | 1 | 1 | site | DAS | 2025-02-06 | site | 2 | 3 | -1 | 2 | 1.65 | 1 | 1.65 | HITACHI(HE) |  | 1 | 3 | 2 | 4 | Flow 4: Port → WH → MOSB → Site | DAS | HITACHI
3311 | PRL-CS-018-O2 | HVDC-ADOPT-HE-0193 | DAS | EQ-058 | 208600 | 1 | Outdoor | SPARE ROTARY STACK for Singlepole DSC S3FT 72,5 kV 2500 A | 110 | 30 | 40 | 0.132 | 2 | 25 | Stackable 1 tier | 85353090 | EUR | 10018.83 | MSC Ravena | Italy | Venezia | Khalifa port | 2024-08-21 | 2024-10-08 |  |  |  |  | 2024-10-11 |  | 2025-01-27 | [5 empty] | 2025-02-06 |  | CASE_LIST | 1 | 1 | site | DAS | 2025-02-06 | site | 2 | 3 | -1 | 2 | 0.33 | 1 | 0.33 | HITACHI(HE) |  | 1 | 3 | 2 | 4 | Flow 4: Port → WH → MOSB → Site | DAS | HITACHI
3312 | PRL-CS-018-O2 | HVDC-ADOPT-HE-0193 | AGI | EQ-058 | 365568 | 1 | Outdoor | SPARE n°1 Singlepole DSC SPOL2T 550 kV 3150 A | 370 | 110 | 200 | 8.14 | 443 | 750 | Stackable 1 tier | 85353090 | EUR | 15571.66 | MSC Ravena | Italy | Venezia | Khalifa port | 2024-08-21 | 2024-10-08 |  |  |  |  | 2024-10-11 | [9 empty] | CASE_LIST | 1 |  | warehouse | DSV Outdoor | 2024-10-11 | warehouse | 1 | 1 | -1 | 0 | 4.07 | 1 | 4.07 | HITACHI(HE) |  | 0 | 1 | 1 | 2 | Flow 2: Port → WH → Site | DSV Outdoor | HITACHI
3313 | PRL-CS-018-O2 | HVDC-ADOPT-HE-0193 | AGI | EQ-058 | 365569 | 1 | Indoor | SPARE OP. MECHANISM for Singlepole DSC SPOL2T 550 kV 3150 A | 190 | 70 | 110 | 1.463 | 205 | 299 | Stackable 1 tier | 85353090 | EUR | 15571.66 | MSC Ravena | Italy | Venezia | Khalifa port | 2024-08-21 | 2024-10-08 |  | 2024-10-17 | [12 empty] | CASE_LIST | 1 |  | warehouse | DSV Indoor | 2024-10-17 | warehouse | 1 | 1 | -1 | 0 | 1.33 | 1 | 1.33 | HITACHI(HE) |  | 0 | 1 | 1 | 2 | Flow 2: Port → WH → Site | DSV Indoor | HITACHI
3314 | PRL-CS-018-O2 | HVDC-ADOPT-HE-0193 | AGI | EQ-058 | 365570 | 1 | Outdoor | SPARE n°1 Singlepole DSC STB 550 kV | 140 | 100 | 130 | 1.82 | 289 | 390 | Stackable 1 tier | 85353090 | EUR | 15571.66 | MSC Ravena | Italy | Venezia | Khalifa port | 2024-08-21 | 2024-10-08 |  |  |  |  | 2024-10-11 | [9 empty] | CASE_LIST | 1 |  | warehouse | DSV Outdoor | 2024-10-11 | warehouse | 1 | 1 | -1 | 0 | 1.4 | 1 | 1.4 | HITACHI(HE) |  | 0 | 1 | 1 | 2 | Flow 2: Port → WH → Site | DSV Outdoor | HITACHI
3315 | PRL-CS-018-O2 | HVDC-ADOPT-HE-0193 | AGI | EQ-058 | 365571 | 1 | Outdoor | SPARE SHAFT & MOBILE ARM for Singlepole DSC STB 550 kV | 355 | 40 | 40 | 0.568 | 41 | 110 | Stackable 1 tier | 85353090 | EUR | 15571.66 | MSC Ravena | Italy | Venezia | Khalifa port | 2024-08-21 | 2024-10-08 |  |  |  |  | 2024-10-12 | [9 empty] | CASE_LIST | 1 |  | warehouse | DSV Outdoor | 2024-10-12 | warehouse | 1 | 1 | -1 | 0 | 1.42 | 1 | 1.42 | HITACHI(HE) |  | 0 | 1 | 1 | 2 | Flow 2: Port → WH → Site | DSV Outdoor | HITACHI
3316 | PRL-CS-018-O2 | HVDC-ADOPT-HE-0193 | AGI | EQ-058 | 365572 | 1 | Indoor | SPARE OP. MECHANISM for Singlepole DSC STB 550 kV | 70 | 70 | 110 | 0.539 | 67 | 112 | Stackable 1 tier | 85353090 | EUR | 15571.66 | MSC Ravena | Italy | Venezia | Khalifa port | 2024-08-21 | 2024-10-08 |  | 2024-10-17 | [12 empty] | CASE_LIST | 1 |  | warehouse | DSV Indoor | 2024-10-17 | warehouse | 1 | 1 | -1 | 0 | 0.49 | 1 | 0.49 | HITACHI(HE) |  | 0 | 1 | 1 | 2 | Flow 2: Port → WH → Site | DSV Indoor | HITACHI
3317 | PRL-CS-018-O2 | HVDC-ADOPT-HE-0193 | AGI | EQ-058 | 365576 | 1 | Outdoor | SPARE INSULATOR for Singlepole DSC SPOL2T 550 kV 3150 A | 348 | 80 | 45 | 1.253 | 478 | 615 | Stackable 1 tier | 85353090 | EUR | 15571.66 | MSC Ravena | Italy | Venezia | Khalifa port | 2024-08-21 | 2024-10-08 |  |  |  |  | 2024-10-12 | [9 empty] | CASE_LIST | 1 |  | warehouse | DSV Outdoor | 2024-10-12 | warehouse | 1 | 1 | -1 | 0 | 2.78 | 1 | 2.78 | HITACHI(HE) |  | 0 | 1 | 1 | 2 | Flow 2: Port → WH → Site | DSV Outdoor | HITACHI
3318 | PRL-CS-018-O2 | HVDC-ADOPT-HE-0193 | AGI | EQ-058 | 365577 | 1 | Outdoor | SPARE INSULATOR for Singlepole DSC STB 550 kV | 348 | 45 | 55 | 0.861 | 236 | 330 | Stackable 1 tier | 85353090 | EUR | 15571.66 | MSC Ravena | Italy | Venezia | Khalifa port | 2024-08-21 | 2024-10-08 |  |  |  |  | 2024-10-12 | [9 empty] | CASE_LIST | 1 |  | warehouse | DSV Outdoor | 2024-10-12 | warehouse | 1 | 1 | -1 | 0 | 1.57 | 1 | 1.57 | HITACHI(HE) |  | 0 | 1 | 1 | 2 | Flow 2: Port → WH → Site | DSV Outdoor | HITACHI
3319 | PRL-CS-018-O2 | HVDC-ADOPT-HE-0193 | AGI | EQ-058 | 365579 | 1 | Outdoor | SPARE ROTARY STACK for Singlepole DSC SPOL2T 550 kV 3150 A | 348 | 40 | 50 | 0.696 | 138 | 220 | Stackable 1 tier | 85353090 | EUR | 15571.66 | MSC Ravena | Italy | Venezia | Khalifa port | 2024-08-21 | 2024-10-08 |  |  |  |  | 2024-10-12 | [9 empty] | CASE_LIST | 1 |  | warehouse | DSV Outdoor | 2024-10-12 | warehouse | 1 | 1 | -1 | 0 | 1.39 | 1 | 1.39 | HITACHI(HE) |  | 0 | 1 | 1 | 2 | Flow 2: Port → WH → Site | DSV Outdoor | HITACHI
3331 | PRL-CS-018-O1 | HVDC-ADOPT-HE-0192 | DAS | EQ-058 | 208524 | 1 | Outdoor | n° 6 Singlepole DSC STB 550 kV | 190 | 130 | 160 | 3.952 | 595 | 760 | Stackable 1 tier | 85353090 | EUR | 10018.83 | MSC Ravena | Italy | Venezia | Khalifa port | 2024-08-21 | 2024-10-08 |  |  |  |  | 2024-10-12 |  | 2025-01-21 | [5 empty] | 2025-01-28 |  | CASE_LIST | 1 | 1 | site | DAS | 2025-01-28 | site | 2 | 3 | -1 | 2 | 2.47 | 1 | 2.47 | HITACHI(HE) |  | 1 | 3 | 2 | 4 | Flow 4: Port → WH → MOSB → Site | DAS | HITACHI
3332 | PRL-CS-018-O1 | HVDC-ADOPT-HE-0192 | DAS | EQ-058 | 208525 | 1 | Outdoor | SHAFT & MOBILE ARM for Singlepole DSC STB 550 kV | 320 | 45 | 70 | 1.008 | 288 | 390 | Stackable 1 tier | 85353090 | EUR | 10018.83 | MSC Ravena | Italy | Venezia | Khalifa port | 2024-08-21 | 2024-10-08 |  |  |  |  | 2024-10-12 |  | 2025-01-27 | [5 empty] | 2025-02-06 |  | CASE_LIST | 1 | 1 | site | DAS | 2025-02-06 | site | 2 | 3 | -1 | 2 | 1.44 | 1 | 1.44 | HITACHI(HE) |  | 1 | 3 | 2 | 4 | Flow 4: Port → WH → MOSB → Site | DAS | HITACHI
3333 | PRL-CS-018-O1 | HVDC-ADOPT-HE-0192 | DAS | EQ-058 | 208526 | 1 | Indoor | OP. MECHANISM for Singlepole DSC STB 550 kV | 190 | 70 | 200 | 2.66 | 417 | 542 | Stackable 1 tier | 85353090 | EUR | 10018.83 | MSC Ravena | Italy | Venezia | Khalifa port | 2024-08-21 | 2024-10-08 |  | 2024-10-12 |  |  |  |  | 2025-05-20 | [5 empty] | 2025-05-29 |  | CASE_LIST | 1 | 1 | site | DAS | 2025-05-29 | site | 2 | 3 | -1 | 2 | 1.33 | 1 | 1.33 | HITACHI(HE) |  | 1 | 3 | 2 | 4 | Flow 4: Port → WH → MOSB → Site | DAS | HITACHI
3334 | PRL-CS-018-O1 | HVDC-ADOPT-HE-0192 | DAS | EQ-058 | 208527 | 1 | Outdoor | n°12 Singlepole DSC STAV 550 kV | 350 | 220 | 200 | 15.4 | 2187 | 2620 | Not stackable | 85353090 | EUR | 10018.83 | MSC Ravena | Italy | Venezia | Khalifa port | 2024-08-21 | 2024-10-08 |  |  |  |  | 2024-10-12 |  | 2025-01-21 | [5 empty] | 2025-01-28 |  | CASE_LIST | 1 | 1 | site | DAS | 2025-01-28 | site | 2 | 3 | -1 | 2 | 7.7 | 0 | 7.7 | HITACHI(HE) |  | 1 | 3 | 2 | 4 | Flow 4: Port → WH → MOSB → Site | DAS | HITACHI
3335 | PRL-CS-018-O1 | HVDC-ADOPT-HE-0192 | DAS | EQ-058 | 208528 | 1 | Indoor | OP. MECHANISM for Singlepole DSC STAV 550 kV | 190 | 130 | 200 | 4.94 | 813 | 1000 | Not stackable | 85353090 | EUR | 10018.83 | MSC Ravena | Italy | Venezia | Khalifa port | 2024-08-21 | 2024-10-08 |  | 2024-10-12 |  |  |  |  | 2025-05-20 | [5 empty] | 2025-05-29 |  | CASE_LIST | 1 | 1 | site | DAS | 2025-05-29 | site | 2 | 3 | -1 | 2 | 2.47 | 0 | 2.47 | HITACHI(HE) |  | 1 | 3 | 2 | 4 | Flow 4: Port → WH → MOSB → Site | DAS | HITACHI
3336 | PRL-CS-018-O1 | HVDC-ADOPT-HE-0192 | DAS | EQ-058 | 208529 | 1 | Outdoor | n°2 Singlepole DSC SPOL2T 550 kV 3150 A | 420 | 170 | 200 | 14.28 | 901 | 1320 | Not stackable | 85353090 | EUR | 10018.83 | MSC Ravena | Italy | Venezia | Khalifa port | 2024-08-21 | 2024-10-08 |  |  |  |  | 2024-10-12 |  | 2025-01-21 | [5 empty] | 2025-01-28 |  | CASE_LIST | 1 | 1 | site | DAS | 2025-01-28 | site | 2 | 3 | -1 | 2 | 7.14 | 0 | 7.14 | HITACHI(HE) |  | 1 | 3 | 2 | 4 | Flow 4: Port → WH → MOSB → Site | DAS | HITACHI
3337 | PRL-CS-018-O1 | HVDC-ADOPT-HE-0192 | DAS | EQ-058 | 208530 | 1 | Outdoor | STUCTURE+SUPPORT+SHAFT for Singlepole DSC SPOL2T 550 kV 3150 A | 395 | 112 | 180 | 7.963 | 1122 | 1250 | Not stackable | 85353090 | EUR | 10018.83 | MSC Ravena | Italy | Venezia | Khalifa port | 2024-08-21 | 2024-10-08 |  |  |  |  | 2024-10-12 |  | 2025-07-30 | [5 empty] | 2025-08-03 |  | CASE_LIST | 1 | 1 | site | DAS | 2025-08-03 | site | 2 | 3 | -1 | 2 | 4.42 | 0 | 4.42 | HITACHI(HE) |  | 1 | 3 | 2 | 4 | Flow 4: Port → WH → MOSB → Site | DAS | HITACHI
3338 | PRL-CS-018-O1 | HVDC-ADOPT-HE-0192 | DAS | EQ-058 | 208531 | 1 | Indoor | OP. MECHANISM for Singlepole DSC SPOL2T 550 kV 3150 A | 190 | 70 | 200 | 2.66 | 417 | 542 | Not stackable | 85353090 | EUR | 10018.83 | MSC Ravena | Italy | Venezia | Khalifa port | 2024-08-21 | 2024-10-08 |  | 2024-10-12 |  |  |  |  | 2025-05-20 | [5 empty] | 2025-05-29 |  | CASE_LIST | 1 | 1 | site | DAS | 2025-05-29 | site | 2 | 3 | -1 | 2 | 1.33 | 0 | 1.33 | HITACHI(HE) |  | 1 | 3 | 2 | 4 | Flow 4: Port → WH → MOSB → Site | DAS | HITACHI
3339 | PRL-CS-018-O1 | HVDC-ADOPT-HE-0192 | DAS | EQ-058 | 208532 | 1 | Outdoor | n°2 Singlepole DSC STB 550 kV | 140 | 100 | 130 | 1.82 | 319 | 420 | Stackable 1 tier | 85353090 | EUR | 10018.83 | MSC Ravena | Italy | Venezia | Khalifa port | 2024-08-21 | 2024-10-08 |  |  |  |  | 2024-10-12 |  | 2025-01-21 | [5 empty] | 2025-01-28 |  | CASE_LIST | 1 | 1 | site | DAS | 2025-01-28 | site | 2 | 3 | -1 | 2 | 1.4 | 1 | 1.4 | HITACHI(HE) |  | 1 | 3 | 2 | 4 | Flow 4: Port → WH → MOSB → Site | DAS | HITACHI
3340 | PRL-CS-018-O1 | HVDC-ADOPT-HE-0192 | DAS | EQ-058 | 208533 | 1 | Outdoor | SHAFT & MOBILE ARM for Singlepole DSC STB 550 kV | 415 | 40 | 50 | 0.83 | 168 | 260 | Stackable 1 tier | 85353090 | EUR | 10018.83 | MSC Ravena | Italy | Venezia | Khalifa port | 2024-08-21 | 2024-10-08 |  |  |  |  | 2024-10-12 |  | 2025-01-27 | [5 empty] | 2025-02-06 |  | CASE_LIST | 1 | 1 | site | DAS | 2025-02-06 | site | 2 | 3 | -1 | 2 | 1.66 | 1 | 1.66 | HITACHI(HE) |  | 1 | 3 | 2 | 4 | Flow 4: Port → WH → MOSB → Site | DAS | HITACHI
3341 | PRL-CS-018-O1 | HVDC-ADOPT-HE-0192 | DAS | EQ-058 | 208534 | 1 | Indoor | OP. MECHANISM for Singlepole DSC STB 550 kV | 130 | 70 | 110 | 1.001 | 117 | 183 | Stackable 1 tier | 85353090 | EUR | 10018.83 | MSC Ravena | Italy | Venezia | Khalifa port | 2024-08-21 | 2024-10-08 |  | 2024-10-12 |  |  |  |  | 2025-05-20 | [5 empty] | 2025-05-29 |  | CASE_LIST | 1 | 1 | site | DAS | 2025-05-29 | site | 2 | 3 | -1 | 2 | 0.91 | 1 | 0.91 | HITACHI(HE) |  | 1 | 3 | 2 | 4 | Flow 4: Port → WH → MOSB → Site | DAS | HITACHI
3342 | PRL-CS-018-O1 | HVDC-ADOPT-HE-0192 | DAS | EQ-058 | 208535 | 1 | Outdoor | n°2 Singlepole DSC STA 72,5 kV | 110 | 90 | 100 | 0.99 | 106 | 170 | Stackable 1 tier | 85353090 | EUR | 10018.83 | MSC Ravena | Italy | Venezia | Khalifa port | 2024-08-21 | 2024-10-08 |  |  |  |  | 2024-10-12 |  | 2025-01-18 | [5 empty] | 2025-01-24 |  | CASE_LIST | 1 | 1 | site | DAS | 2025-01-24 | site | 2 | 3 | -1 | 2 | 0.99 | 1 | 0.99 | HITACHI(HE) |  | 1 | 3 | 2 | 4 | Flow 4: Port → WH → MOSB → Site | DAS | HITACHI
3343 | PRL-CS-018-O1 | HVDC-ADOPT-HE-0192 | DAS | EQ-058 | 208536 | 1 | Outdoor | SHAFT for Singlepole DSC STA 72,5 kV | 211 | 22 | 28 | 0.13 | 197 | 220 | Stackable 1 tier | 85353090 | EUR | 10018.83 | MSC Ravena | Italy | Venezia | Khalifa port | 2024-08-21 | 2024-10-08 |  |  |  |  | 2024-10-12 |  | 2025-01-18 | [5 empty] | 2025-01-24 |  | CASE_LIST | 1 | 1 | site | DAS | 2025-01-24 | site | 2 | 3 | -1 | 2 | 0.46 | 1 | 0.46 | HITACHI(HE) |  | 1 | 3 | 2 | 4 | Flow 4: Port → WH → MOSB → Site | DAS | HITACHI
3344 | PRL-CS-018-O1 | HVDC-ADOPT-HE-0192 | DAS | EQ-058 | 208537 | 1 | Indoor | OP. MECHANISM for Singlepole DSC STA 72,5 kV | 130 | 70 | 110 | 1.001 | 117 | 183 | Stackable 1 tier | 85353090 | EUR | 10018.83 | MSC Ravena | Italy | Venezia | Khalifa port | 2024-08-21 | 2024-10-08 |  | 2024-10-12 |  |  |  |  | 2025-05-20 | [5 empty] | 2025-05-29 |  | CASE_LIST | 1 | 1 | site | DAS | 2025-05-29 | site | 2 | 3 | -1 | 2 | 0.91 | 1 | 0.91 | HITACHI(HE) |  | 1 | 3 | 2 | 4 | Flow 4: Port → WH → MOSB → Site | DAS | HITACHI
3345 | PRL-CS-018-O1 | HVDC-ADOPT-HE-0192 | DAS | EQ-058 | 208538 | 1 | Outdoor | n°2 Singlepole DSC SPOLT 550 kV 3150 A | 420 | 170 | 200 | 14.28 | 831 | 1250 | Not stackable | 85353090 | EUR | 10018.83 | MSC Ravena | Italy | Venezia | Khalifa port | 2024-08-21 | 2024-10-08 |  |  |  |  | 2024-10-12 |  | 2025-01-18 | [5 empty] | 2025-01-25 |  | CASE_LIST | 1 | 1 | site | DAS | 2025-01-25 | site | 2 | 3 | -1 | 2 | 7.14 | 0 | 7.14 | HITACHI(HE) |  | 1 | 3 | 2 | 4 | Flow 4: Port → WH → MOSB → Site | DAS | HITACHI
3346 | PRL-CS-018-O1 | HVDC-ADOPT-HE-0192 | DAS | EQ-058 | 208539 | 1 | Outdoor | STUCTURE+SUPPORT+SHAFT for Singlepole DSC SPOLT 550 kV 3150 A | 395 | 112 | 180 | 7.963 | 1122 | 1250 | Not stackable | 85353090 | EUR | 10018.83 | MSC Ravena | Italy | Venezia | Khalifa port | 2024-08-21 | 2024-10-08 |  |  |  |  | 2024-10-12 |  | 2025-01-27 | [5 empty] | 2025-02-06 |  | CASE_LIST | 1 | 1 | site | DAS | 2025-02-06 | site | 2 | 3 | -1 | 2 | 4.42 | 0 | 4.42 | HITACHI(HE) |  | 1 | 3 | 2 | 4 | Flow 4: Port → WH → MOSB → Site | DAS | HITACHI
3347 | PRL-CS-018-O1 | HVDC-ADOPT-HE-0192 | DAS | EQ-058 | 208540 | 1 | Indoor | OP. MECHANISM for Singlepole DSC SPOLT 550 kV 3150 A | 130 | 70 | 200 | 1.82 | 265 | 370 | Not stackable | 85353090 | EUR | 10018.83 | MSC Ravena | Italy | Venezia | Khalifa port | 2024-08-21 | 2024-10-08 |  | 2024-10-12 |  |  |  |  | 2025-05-20 | [5 empty] | 2025-05-29 |  | CASE_LIST | 1 | 1 | site | DAS | 2025-05-29 | site | 2 | 3 | -1 | 2 | 0.91 | 0 | 0.91 | HITACHI(HE) |  | 1 | 3 | 2 | 4 | Flow 4: Port → WH → MOSB → Site | DAS | HITACHI
3348 | PRL-CS-018-O1 | HVDC-ADOPT-HE-0192 | DAS | EQ-058 | 208541 | 1 | Outdoor | n°2 Singlepole DSC SPOL 550 kV 3150 A | 420 | 170 | 200 | 14.28 | 671 | 1090 | Not stackable | 85353090 | EUR | 10018.83 | MSC Ravena | Italy | Venezia | Khalifa port | 2024-08-21 | 2024-10-08 |  |  |  |  | 2024-10-12 | [9 empty] | CASE_LIST | 1 |  | warehouse | DSV Outdoor | 2024-10-12 | warehouse | 1 | 1 | -1 | 0 | 7.14 | 0 | 7.14 | HITACHI(HE) |  | 0 | 1 | 1 | 2 | Flow 2: Port → WH → Site | DSV Outdoor | HITACHI
3349 | PRL-CS-018-O1 | HVDC-ADOPT-HE-0192 | DAS | EQ-058 | 208542 | 1 | Outdoor | STUCTURE+SUPPORT+SHAFT for Singlepole DSC SPOL 550 kV 3150 A | 395 | 112 | 180 | 7.963 | 1042 | 1170 | Not stackable | 85353090 | EUR | 10018.83 | MSC Ravena | Italy | Venezia | Khalifa port | 2024-08-21 | 2024-10-08 |  |  |  |  | 2024-10-12 |  | 2025-01-27 | [5 empty] | 2025-02-06 |  | CASE_LIST | 1 | 1 | site | DAS | 2025-02-06 | site | 2 | 3 | -1 | 2 | 4.42 | 0 | 4.42 | HITACHI(HE) |  | 1 | 3 | 2 | 4 | Flow 4: Port → WH → MOSB → Site | DAS | HITACHI
3350 | PRL-CS-018-O1 | HVDC-ADOPT-HE-0192 | DAS | EQ-058 | 208543 | 1 | Indoor | OP. MECHANISM for Singlepole DSC SPOL 550 kV 3150 A | 130 | 70 | 110 | 1.001 | 117 | 183 | Stackable 1 tier | 85353090 | EUR | 10018.83 | MSC Ravena | Italy | Venezia | Khalifa port | 2024-08-21 | 2024-10-08 |  | 2024-10-12 |  |  |  |  | 2025-05-20 | [5 empty] | 2025-05-29 |  | CASE_LIST | 1 | 1 | site | DAS | 2025-05-29 | site | 2 | 3 | -1 | 2 | 0.91 | 1 | 0.91 | HITACHI(HE) |  | 1 | 3 | 2 | 4 | Flow 4: Port → WH → MOSB → Site | DAS | HITACHI
3351 | PRL-CS-018-O1 | HVDC-ADOPT-HE-0192 | DAS | EQ-058 | 208544 | 1 | Outdoor | n°3 Singlepole DSC S3F 72,5 kV 2500 A | 150 | 100 | 140 | 2.1 | 329 | 440 | Stackable 1 tier | 85353090 | EUR | 10018.83 | MSC Ravena | Italy | Venezia | Khalifa port | 2024-08-21 | 2024-10-08 |  |  |  |  | 2024-10-12 |  | 2025-01-21 | [5 empty] | 2025-01-28 |  | CASE_LIST | 1 | 1 | site | DAS | 2025-01-28 | site | 2 | 3 | -1 | 2 | 1.5 | 1 | 1.5 | HITACHI(HE) |  | 1 | 3 | 2 | 4 | Flow 4: Port → WH → MOSB → Site | DAS | HITACHI
3352 | PRL-CS-018-O1 | HVDC-ADOPT-HE-0192 | DAS | EQ-058 | 208545 | 1 | Outdoor | SHAFT for Singlepole DSC S3F 72,5 kV 2500 A | 311 | 28 | 27 | 0.235 | 284 | 320 | Stackable 1 tier | 85353090 | EUR | 10018.83 | MSC Ravena | Italy | Venezia | Khalifa port | 2024-08-21 | 2024-10-08 |  |  |  |  | 2024-10-12 |  | 2025-01-27 | [5 empty] | 2025-02-06 |  | CASE_LIST | 1 | 1 | site | DAS | 2025-02-06 | site | 2 | 3 | -1 | 2 | 0.87 | 1 | 0.87 | HITACHI(HE) |  | 1 | 3 | 2 | 4 | Flow 4: Port → WH → MOSB → Site | DAS | HITACHI
3353 | PRL-CS-018-O1 | HVDC-ADOPT-HE-0192 | DAS | EQ-058 | 208546 | 1 | Indoor | OP. MECHANISM for Singlepole DSC S3F 72,5 kV 2500 A | 190 | 70 | 110 | 1.463 | 204 | 297 | Stackable 1 tier | 85353090 | EUR | 10018.83 | MSC Ravena | Italy | Venezia | Khalifa port | 2024-08-21 | 2024-10-08 |  | 2024-10-12 |  |  |  |  | 2025-05-20 | [5 empty] | 2025-05-29 |  | CASE_LIST | 1 | 1 | site | DAS | 2025-05-29 | site | 2 | 3 | -1 | 2 | 1.33 | 1 | 1.33 | HITACHI(HE) |  | 1 | 3 | 2 | 4 | Flow 4: Port → WH → MOSB → Site | DAS | HITACHI
3354 | PRL-CS-018-O1 | HVDC-ADOPT-HE-0192 | DAS | EQ-058 | 208547 | 1 | Outdoor | n°4 Singlepole DSC S3FT 72,5 kV 2500 A | 150 | 100 | 160 | 2.4 | 520 | 640 | Not stackable | 85353090 | EUR | 10018.83 | MSC Ravena | Italy | Venezia | Khalifa port | 2024-08-21 | 2024-10-08 |  |  |  |  | 2024-10-12 |  | 2025-01-27 | [5 empty] | 2025-02-06 |  | CASE_LIST | 1 | 1 | site | DAS | 2025-02-06 | site | 2 | 3 | -1 | 2 | 1.5 | 0 | 1.5 | HITACHI(HE) |  | 1 | 3 | 2 | 4 | Flow 4: Port → WH → MOSB → Site | DAS | HITACHI
3355 | PRL-CS-018-O1 | HVDC-ADOPT-HE-0192 | DAS | EQ-058 | 208548 | 1 | Outdoor | SHAFT for Singlepole DSC S3FT 72,5 kV 2500 A | 311 | 34 | 40 | 0.423 | 275 | 330 | Stackable 1 tier | 85353090 | EUR | 10018.83 | MSC Ravena | Italy | Venezia | Khalifa port | 2024-08-21 | 2024-10-08 |  |  |  |  | 2024-10-12 |  | 2025-01-27 | [5 empty] | 2025-02-06 |  | CASE_LIST | 1 | 1 | site | DAS | 2025-02-06 | site | 2 | 3 | -1 | 2 | 1.06 | 1 | 1.06 | HITACHI(HE) |  | 1 | 3 | 2 | 4 | Flow 4: Port → WH → MOSB → Site | DAS | HITACHI
3356 | PRL-CS-018-O1 | HVDC-ADOPT-HE-0192 | DAS | EQ-058 | 208549 | 1 | Indoor | OP. MECHANISM for Singlepole DSC S3FT 72,5 kV 2500 A | 130 | 130 | 200 | 3.38 | 464 | 610 | Not stackable | 85353090 | EUR | 10018.83 | MSC Ravena | Italy | Venezia | Khalifa port | 2024-08-21 | 2024-10-08 |  | 2024-10-12 |  |  |  |  | 2025-05-20 | [5 empty] | 2025-05-29 |  | CASE_LIST | 1 | 1 | site | DAS | 2025-05-29 | site | 2 | 3 | -1 | 2 | 1.69 | 0 | 1.69 | HITACHI(HE) |  | 1 | 3 | 2 | 4 | Flow 4: Port → WH → MOSB → Site | DAS | HITACHI
3357 | PRL-CS-018-O1 | HVDC-ADOPT-HE-0192 | DAS | EQ-058 | 208550 | 1 | Outdoor | n°2 Singlepole DSC SPOLT 550 kV 3150 A | 420 | 110 | 200 | 9.24 | 457 | 800 | Not stackable | 85353090 | EUR | 10018.83 | MSC Ravena | Italy | Venezia | Khalifa port | 2024-08-21 | 2024-10-08 |  |  |  |  | 2024-10-12 |  | 2025-01-27 | [5 empty] | 2025-02-06 |  | CASE_LIST | 1 | 1 | site | DAS | 2025-02-06 | site | 2 | 3 | -1 | 2 | 4.62 | 0 | 4.62 | HITACHI(HE) |  | 1 | 3 | 2 | 4 | Flow 4: Port → WH → MOSB → Site | DAS | HITACHI
3358 | PRL-CS-018-O1 | HVDC-ADOPT-HE-0192 | DAS | EQ-058 | 208551 | 1 | Outdoor | STUCTURE+SUPPORT+SHAFT for Singlepole DSC SPOLT 550 kV 3150 A | 395 | 112 | 180 | 7.963 | 1122 | 1250 | Not stackable | 85353090 | EUR | 10018.83 | MSC Ravena | Italy | Venezia | Khalifa port | 2024-08-21 | 2024-10-08 |  |  |  |  | 2024-10-12 |  | 2025-01-27 | [5 empty] | 2025-02-06 |  | CASE_LIST | 1 | 1 | site | DAS | 2025-02-06 | site | 2 | 3 | -1 | 2 | 4.42 | 0 | 4.42 | HITACHI(HE) |  | 1 | 3 | 2 | 4 | Flow 4: Port → WH → MOSB → Site | DAS | HITACHI
3359 | PRL-CS-018-O1 | HVDC-ADOPT-HE-0192 | DAS | EQ-058 | 208552 | 1 | Indoor | OP. MECHANISM for Singlepole DSC SPOLT 550 kV 3150 A | 130 | 70 | 110 | 1.001 | 117 | 183 | Stackable 1 tier | 85353090 | EUR | 10018.83 | MSC Ravena | Italy | Venezia | Khalifa port | 2024-08-21 | 2024-10-08 |  | 2024-10-12 |  |  |  |  | 2025-05-20 | [5 empty] | 2025-05-29 |  | CASE_LIST | 1 | 1 | site | DAS | 2025-05-29 | site | 2 | 3 | -1 | 2 | 0.91 | 1 | 0.91 | HITACHI(HE) |  | 1 | 3 | 2 | 4 | Flow 4: Port → WH → MOSB → Site | DAS | HITACHI
3360 | PRL-CS-018-O1 | HVDC-ADOPT-HE-0192 | DAS | EQ-058 | 208553 | 1 | Outdoor | n°1 Singlepole DSC STA 72,5 kV | 110 | 90 | 100 | 0.99 | 106 | 170 | Stackable 1 tier | 85353090 | EUR | 10018.83 | MSC Ravena | Italy | Venezia | Khalifa port | 2024-08-21 | 2024-10-08 |  |  |  |  | 2024-10-12 |  | 2025-01-18 | [5 empty] | 2025-01-25 |  | CASE_LIST | 1 | 1 | site | DAS | 2025-01-25 | site | 2 | 3 | -1 | 2 | 0.99 | 1 | 0.99 | HITACHI(HE) |  | 1 | 3 | 2 | 4 | Flow 4: Port → WH → MOSB → Site | DAS | HITACHI
3361 | PRL-CS-018-O1 | HVDC-ADOPT-HE-0192 | DAS | EQ-058 | 208554 | 1 | Outdoor | SHAFT for Singlepole DSC STA 72,5 kV | 211 | 22 | 28 | 0.13 | 197 | 220 | Stackable 1 tier | 85353090 | EUR | 10018.83 | MSC Ravena | Italy | Venezia | Khalifa port | 2024-08-21 | 2024-10-08 |  |  |  |  | 2024-10-12 | [9 empty] | CASE_LIST | 1 |  | warehouse | DSV Outdoor | 2024-10-12 | warehouse | 1 | 1 | -1 | 0 | 0.46 | 1 | 0.46 | HITACHI(HE) |  | 0 | 1 | 1 | 2 | Flow 2: Port → WH → Site | DSV Outdoor | HITACHI
3362 | PRL-CS-018-O1 | HVDC-ADOPT-HE-0192 | DAS | EQ-058 | 208555 | 1 | Indoor | OP. MECHANISM for Singlepole DSC STA 72,5 kV | 70 | 70 | 110 | 0.539 | 58 | 103 | Stackable 1 tier | 85353090 | EUR | 10018.83 | MSC Ravena | Italy | Venezia | Khalifa port | 2024-08-21 | 2024-10-08 |  | 2024-10-12 |  |  |  |  | 2025-05-20 | [5 empty] | 2025-05-29 |  | CASE_LIST | 1 | 1 | site | DAS | 2025-05-29 | site | 2 | 3 | -1 | 2 | 0.49 | 1 | 0.49 | HITACHI(HE) |  | 1 | 3 | 2 | 4 | Flow 4: Port → WH → MOSB → Site | DAS | HITACHI
3363 | PRL-CS-018-O1 | HVDC-ADOPT-HE-0192 | DAS | EQ-058 | 208575 | 1 | Outdoor | INSULATOR for Singlepole DSC SPOL2T 550 kV 3150 A | 413 | 90 | 100 | 3.717 | 1089 | 1390 | Not stackable | 85353090 | EUR | 10018.83 | MSC Ravena | Italy | Venezia | Khalifa port | 2024-08-21 | 2024-10-08 |  |  |  |  | 2024-10-12 |  | 2025-01-18 | [5 empty] | 2025-01-25 |  | CASE_LIST | 1 | 1 | site | DAS | 2025-01-25 | site | 2 | 3 | -1 | 2 | 3.72 | 0 | 3.72 | HITACHI(HE) |  | 1 | 3 | 2 | 4 | Flow 4: Port → WH → MOSB → Site | DAS | HITACHI
3364 | PRL-CS-018-O1 | HVDC-ADOPT-HE-0192 | DAS | EQ-058 | 208576 | 1 | Outdoor | INSULATOR for Singlepole DSC SPOLT 550 kV 3150 A | 413 | 90 | 100 | 3.717 | 1089 | 1390 | Not stackable | 85353090 | EUR | 10018.83 | MSC Ravena | Italy | Venezia | Khalifa port | 2024-08-21 | 2024-10-08 |  |  |  |  | 2024-10-12 |  | 2025-01-18 | [5 empty] | 2025-01-25 |  | CASE_LIST | 1 | 1 | site | DAS | 2025-01-25 | site | 2 | 3 | -1 | 2 | 3.72 | 0 | 3.72 | HITACHI(HE) |  | 1 | 3 | 2 | 4 | Flow 4: Port → WH → MOSB → Site | DAS | HITACHI
3365 | PRL-CS-018-O1 | HVDC-ADOPT-HE-0192 | DAS | EQ-058 | 208577 | 1 | Outdoor | INSULATOR for Singlepole DSC SPOL 550 kV 3150 A | 413 | 90 | 100 | 3.717 | 1089 | 1390 | Not stackable | 85353090 | EUR | 10018.83 | MSC Ravena | Italy | Venezia | Khalifa port | 2024-08-21 | 2024-10-08 |  |  |  |  | 2024-10-12 |  | 2025-01-27 | [5 empty] | 2025-02-06 |  | CASE_LIST | 1 | 1 | site | DAS | 2025-02-06 | site | 2 | 3 | -1 | 2 | 3.72 | 0 | 3.72 | HITACHI(HE) |  | 1 | 3 | 2 | 4 | Flow 4: Port → WH → MOSB → Site | DAS | HITACHI
3366 | PRL-CS-018-O1 | HVDC-ADOPT-HE-0192 | DAS | EQ-058 | 208578 | 1 | Outdoor | INSULATOR for Singlepole DSC STB 550 kV | 413 | 90 | 60 | 2.23 | 519 | 765 | Stackable 1 tier | 85353090 | EUR | 10018.83 | MSC Ravena | Italy | Venezia | Khalifa port | 2024-08-21 | 2024-10-08 |  |  |  |  | 2024-10-12 |  | 2025-01-27 | [5 empty] | 2025-02-06 |  | CASE_LIST | 1 | 1 | site | DAS | 2025-02-06 | site | 2 | 3 | -1 | 2 | 3.72 | 1 | 3.72 | HITACHI(HE) |  | 1 | 3 | 2 | 4 | Flow 4: Port → WH → MOSB → Site | DAS | HITACHI
3367 | PRL-CS-018-O1 | HVDC-ADOPT-HE-0192 | DAS | EQ-058 | 208579 | 1 | Outdoor | INSULATOR for Singlepole DSC SPOLT 550 kV 3150 A | 413 | 90 | 60 | 2.23 | 519 | 765 | Stackable 1 tier | 85353090 | EUR | 10018.83 | MSC Ravena | Italy | Venezia | Khalifa port | 2024-08-21 | 2024-10-08 |  |  |  |  | 2024-10-12 |  | 2025-01-27 | [5 empty] | 2025-02-06 |  | CASE_LIST | 1 | 1 | site | DAS | 2025-02-06 | site | 2 | 3 | -1 | 2 | 3.72 | 1 | 3.72 | HITACHI(HE) |  | 1 | 3 | 2 | 4 | Flow 4: Port → WH → MOSB → Site | DAS | HITACHI
3368 | PRL-CS-018-O1 | HVDC-ADOPT-HE-0192 | DAS | EQ-058 | 208582 | 1 | Outdoor | INSULATOR for Singlepole DSC STB 550 kV | 303 | 102 | 80 | 2.472 | 1225 | 1405 | Not stackable | 85353090 | EUR | 10018.83 | MSC Ravena | Italy | Venezia | Khalifa port | 2024-08-21 | 2024-10-08 |  |  |  |  | 2024-10-12 |  | 2025-01-27 | [5 empty] | 2025-02-06 |  | CASE_LIST | 1 | 1 | site | DAS | 2025-02-06 | site | 2 | 3 | -1 | 2 | 3.09 | 0 | 3.09 | HITACHI(HE) |  | 1 | 3 | 2 | 4 | Flow 4: Port → WH → MOSB → Site | DAS | HITACHI
3369 | PRL-CS-018-O1 | HVDC-ADOPT-HE-0192 | DAS | EQ-058 | 208583 | 1 | Outdoor | INSULATOR for Singlepole DSC STAV 550 kV | 303 | 102 | 80 | 2.472 | 1225 | 1405 | Not stackable | 85353090 | EUR | 10018.83 | MSC Ravena | Italy | Venezia | Khalifa port | 2024-08-21 | 2024-10-08 |  |  |  |  | 2024-10-12 |  | 2025-01-27 | [5 empty] | 2025-02-06 |  | CASE_LIST | 1 | 1 | site | DAS | 2025-02-06 | site | 2 | 3 | -1 | 2 | 3.09 | 0 | 3.09 | HITACHI(HE) |  | 1 | 3 | 2 | 4 | Flow 4: Port → WH → MOSB → Site | DAS | HITACHI
3370 | PRL-CS-018-O1 | HVDC-ADOPT-HE-0192 | DAS | EQ-058 | 208584 | 1 | Outdoor | INSULATOR for Singlepole DSC STAV 550 kV | 303 | 102 | 80 | 2.472 | 1225 | 1405 | Not stackable | 85353090 | EUR | 10018.83 | MSC Ravena | Italy | Venezia | Khalifa port | 2024-08-21 | 2024-10-08 |  |  |  |  | 2024-10-12 |  | 2025-01-18 | [5 empty] | 2025-01-25 |  | CASE_LIST | 1 | 1 | site | DAS | 2025-01-25 | site | 2 | 3 | -1 | 2 | 3.09 | 0 | 3.09 | HITACHI(HE) |  | 1 | 3 | 2 | 4 | Flow 4: Port → WH → MOSB → Site | DAS | HITACHI
3371 | PRL-CS-018-O1 | HVDC-ADOPT-HE-0192 | DAS | EQ-058 | 208587 | 1 | Outdoor | INSULATOR for Singlepole DSC S3FT 72,5 kV 2500 A | 100 | 89 | 70 | 0.623 | 150 | 215 | Stackable 1 tier | 85353090 | EUR | 10018.83 | MSC Ravena | Italy | Venezia | Khalifa port | 2024-08-21 | 2024-10-08 |  |  |  |  | 2024-10-12 |  | 2025-01-27 | [5 empty] | 2025-02-06 |  | CASE_LIST | 1 | 1 | site | DAS | 2025-02-06 | site | 2 | 3 | -1 | 2 | 0.89 | 1 | 0.89 | HITACHI(HE) |  | 1 | 3 | 2 | 4 | Flow 4: Port → WH → MOSB → Site | DAS | HITACHI
3372 | PRL-CS-018-O1 | HVDC-ADOPT-HE-0192 | DAS | EQ-058 | 208588 | 1 | Outdoor | INSULATOR for Singlepole DSC S3F 72,5 kV 2500 A | 89 | 78 | 70 | 0.486 | 114 | 170 | Stackable 1 tier | 85353090 | EUR | 10018.83 | MSC Ravena | Italy | Venezia | Khalifa port | 2024-08-21 | 2024-10-08 |  |  |  |  | 2024-10-12 |  | 2025-01-27 | [5 empty] | 2025-02-06 |  | CASE_LIST | 1 | 1 | site | DAS | 2025-02-06 | site | 2 | 3 | -1 | 2 | 0.69 | 1 | 0.69 | HITACHI(HE) |  | 1 | 3 | 2 | 4 | Flow 4: Port → WH → MOSB → Site | DAS | HITACHI
3373 | PRL-CS-018-O1 | HVDC-ADOPT-HE-0192 | DAS | EQ-058 | 208590 | 1 | Outdoor | INSULATOR for Singlepole DSC STA 72,5 kV | 68 | 56 | 45 | 0.171 | 32 | 60 | Stackable 1 tier | 85353090 | EUR | 10018.83 | MSC Ravena | Italy | Venezia | Khalifa port | 2024-08-21 | 2024-10-08 |  |  |  |  | 2024-10-12 |  | 2025-01-27 | [5 empty] | 2025-02-06 |  | CASE_LIST | 1 | 1 | site | DAS | 2025-02-06 | site | 2 | 3 | -1 | 2 | 0.38 | 1 | 0.38 | HITACHI(HE) |  | 1 | 3 | 2 | 4 | Flow 4: Port → WH → MOSB → Site | DAS | HITACHI
3374 | PRL-CS-018-O1 | HVDC-ADOPT-HE-0192 | DAS | EQ-058 | 208591 | 1 | Outdoor | INSULATOR for Singlepole DSC STA 72,5 kV | 68 | 32 | 45 | 0.098 | 10 | 30 | Stackable 1 tier | 85353090 | EUR | 10018.83 | MSC Ravena | Italy | Venezia | Khalifa port | 2024-08-21 | 2024-10-08 |  |  |  |  | 2024-10-12 |  | 2025-01-18 | [5 empty] | 2025-01-25 |  | CASE_LIST | 1 | 1 | site | DAS | 2025-01-25 | site | 2 | 3 | -1 | 2 | 0.22 | 1 | 0.22 | HITACHI(HE) |  | 1 | 3 | 2 | 4 | Flow 4: Port → WH → MOSB → Site | DAS | HITACHI
3375 | PRL-CS-018-O1 | HVDC-ADOPT-HE-0192 | DAS | EQ-058 | 208593 | 1 | Outdoor | ROTARY STACK for Singlepole DSC SPOL2T 550 kV 3150 A | 413 | 70 | 50 | 1.446 | 329 | 470 | Stackable 1 tier | 85353090 | EUR | 10018.83 | MSC Ravena | Italy | Venezia | Khalifa port | 2024-08-21 | 2024-10-08 |  |  |  |  | 2024-10-12 |  | 2025-01-27 | [5 empty] | 2025-02-06 |  | CASE_LIST | 1 | 1 | site | DAS | 2025-02-06 | site | 2 | 3 | -1 | 2 | 2.89 | 1 | 2.89 | HITACHI(HE) |  | 1 | 3 | 2 | 4 | Flow 4: Port → WH → MOSB → Site | DAS | HITACHI
3376 | PRL-CS-018-O1 | HVDC-ADOPT-HE-0192 | DAS | EQ-058 | 208594 | 1 | Outdoor | ROTARY STACK for Singlepole DSC SPOLT 550 kV 3150 A | 413 | 70 | 50 | 1.446 | 329 | 470 | Stackable 1 tier | 85353090 | EUR | 10018.83 | MSC Ravena | Italy | Venezia | Khalifa port | 2024-08-21 | 2024-10-08 |  |  |  |  | 2024-10-12 |  | 2025-01-27 | [5 empty] | 2025-02-06 |  | CASE_LIST | 1 | 1 | site | DAS | 2025-02-06 | site | 2 | 3 | -1 | 2 | 2.89 | 1 | 2.89 | HITACHI(HE) |  | 1 | 3 | 2 | 4 | Flow 4: Port → WH → MOSB → Site | DAS | HITACHI
3377 | PRL-CS-018-O1 | HVDC-ADOPT-HE-0192 | DAS | EQ-058 | 208595 | 1 | Outdoor | ROTARY STACK for Singlepole DSC SPOL 550 kV 3150 A | 413 | 70 | 50 | 1.446 | 329 | 470 | Stackable 1 tier | 85353090 | EUR | 10018.83 | MSC Ravena | Italy | Venezia | Khalifa port | 2024-08-21 | 2024-10-08 |  |  |  |  | 2024-10-12 |  | 2025-01-27 | [5 empty] | 2025-02-06 |  | CASE_LIST | 1 | 1 | site | DAS | 2025-02-06 | site | 2 | 3 | -1 | 2 | 2.89 | 1 | 2.89 | HITACHI(HE) |  | 1 | 3 | 2 | 4 | Flow 4: Port → WH → MOSB → Site | DAS | HITACHI
3378 | PRL-CS-018-O1 | HVDC-ADOPT-HE-0192 | DAS | EQ-058 | 208596 | 1 | Outdoor | ROTARY STACK for Singlepole DSC SPOLT 550 kV 3150 A | 413 | 40 | 50 | 0.826 | 147 | 245 | Stackable 1 tier | 85353090 | EUR | 10018.83 | MSC Ravena | Italy | Venezia | Khalifa port | 2024-08-21 | 2024-10-08 |  |  |  |  | 2024-10-12 |  | 2025-01-27 | [5 empty] | 2025-02-06 |  | CASE_LIST | 1 | 1 | site | DAS | 2025-02-06 | site | 2 | 3 | -1 | 2 | 1.65 | 1 | 1.65 | HITACHI(HE) |  | 1 | 3 | 2 | 4 | Flow 4: Port → WH → MOSB → Site | DAS | HITACHI
3379 | PRL-CS-018-O1 | HVDC-ADOPT-HE-0192 | DAS | EQ-058 | 208598 | 1 | Outdoor | ROTARY STACK for Singlepole DSC S3FT 72,5 kV 2500 A | 110 | 78 | 40 | 0.343 | 10 | 55 | Stackable 1 tier | 85353090 | EUR | 10018.83 | MSC Ravena | Italy | Venezia | Khalifa port | 2024-08-21 | 2024-10-08 |  |  |  |  | 2024-10-12 |  | 2025-01-27 | [5 empty] | 2025-02-06 |  | CASE_LIST | 1 | 1 | site | DAS | 2025-02-06 | site | 2 | 3 | -1 | 2 | 0.86 | 1 | 0.86 | HITACHI(HE) |  | 1 | 3 | 2 | 4 | Flow 4: Port → WH → MOSB → Site | DAS | HITACHI
3380 | PRL-CS-018-O1 | HVDC-ADOPT-HE-0192 | DAS | EQ-058 | 208599 | 1 | Outdoor | ROTARY STACK for Singlepole DSC S3F 72,5 kV 2500 A | 110 | 62 | 40 | 0.273 | 7 | 45 | Stackable 1 tier | 85353090 | EUR | 10018.83 | MSC Ravena | Italy | Venezia | Khalifa port | 2024-08-21 | 2024-10-08 |  |  |  |  | 2024-10-12 |  | 2025-01-27 | [5 empty] | 2025-02-06 |  | CASE_LIST | 1 | 1 | site | DAS | 2025-02-06 | site | 2 | 3 | -1 | 2 | 0.68 | 1 | 0.68 | HITACHI(HE) |  | 1 | 3 | 2 | 4 | Flow 4: Port → WH → MOSB → Site | DAS | HITACHI
3381 | PRL-CS-018-O1 | HVDC-ADOPT-HE-0192 | AGI | EQ-058 | 365560 | 1 | Outdoor | n°2 Singlepole DSC SPOL2T 550 kV 3150 A | 370 | 170 | 200 | 12.58 | 938 | 1320 | Not stackable | 85353090 | EUR | 15571.66 | MSC Ravena | Italy | Venezia | Khalifa port | 2024-08-21 | 2024-10-08 |  |  |  |  | 2024-10-11 | [9 empty] | CASE_LIST | 1 |  | warehouse | DSV Outdoor | 2024-10-11 | warehouse | 1 | 1 | -1 | 0 | 6.29 | 0 | 6.29 | HITACHI(HE) |  | 0 | 1 | 1 | 2 | Flow 2: Port → WH → Site | DSV Outdoor | HITACHI
3382 | PRL-CS-018-O1 | HVDC-ADOPT-HE-0192 | AGI | EQ-058 | 365561 | 1 | Outdoor | n°2 Singlepole DSC SPOL2T 550 kV 3150 A | 370 | 170 | 200 | 12.58 | 938 | 1320 | Not stackable | 85353090 | EUR | 15571.66 | MSC Ravena | Italy | Venezia | Khalifa port | 2024-08-21 | 2024-10-08 |  |  |  |  | 2024-10-11 | [9 empty] | CASE_LIST | 1 |  | warehouse | DSV Outdoor | 2024-10-11 | warehouse | 1 | 1 | -1 | 0 | 6.29 | 0 | 6.29 | HITACHI(HE) |  | 0 | 1 | 1 | 2 | Flow 2: Port → WH → Site | DSV Outdoor | HITACHI
3383 | PRL-CS-018-O1 | HVDC-ADOPT-HE-0192 | AGI | EQ-058 | 365562 | 1 | Outdoor | STRUCTURE+SUPPORT+SHAFT for Singlepole DSC SPOL2T 550 kV 3150 A | 365 | 112 | 170 | 6.95 | 1222 | 1350 | Not stackable | 85353090 | EUR | 15571.66 | MSC Ravena | Italy | Venezia | Khalifa port | 2024-08-21 | 2024-10-08 |  |  |  |  | 2024-10-11 | [9 empty] | CASE_LIST | 1 |  | warehouse | DSV Outdoor | 2024-10-11 | warehouse | 1 | 1 | -1 | 0 | 4.09 | 0 | 4.09 | HITACHI(HE) |  | 0 | 1 | 1 | 2 | Flow 2: Port → WH → Site | DSV Outdoor | HITACHI
3384 | PRL-CS-018-O1 | HVDC-ADOPT-HE-0192 | AGI | EQ-058 | 365563 | 1 | Outdoor | STRUCTURE+SUPPORT+SHAFT for Singlepole DSC SPOL2T 550 kV 3150 A | 365 | 112 | 170 | 6.95 | 1222 | 1350 | Not stackable | 85353090 | EUR | 15571.66 | MSC Ravena | Italy | Venezia | Khalifa port | 2024-08-21 | 2024-10-08 |  |  |  |  | 2024-10-11 | [9 empty] | CASE_LIST | 1 |  | warehouse | DSV Outdoor | 2024-10-11 | warehouse | 1 | 1 | -1 | 0 | 4.09 | 0 | 4.09 | HITACHI(HE) |  | 0 | 1 | 1 | 2 | Flow 2: Port → WH → Site | DSV Outdoor | HITACHI
3385 | PRL-CS-018-O1 | HVDC-ADOPT-HE-0192 | AGI | EQ-058 | 365564 | 1 | Indoor | OP. MECHANISM forSinglepole DSC SPOL2T 550 kV 3150 A | 190 | 130 | 200 | 4.94 | 808 | 995 | Not stackable | 85353090 | EUR | 15571.66 | MSC Ravena | Italy | Venezia | Khalifa port | 2024-08-21 | 2024-10-08 |  | 2024-10-11 | [12 empty] | CASE_LIST | 1 |  | warehouse | DSV Indoor | 2024-10-11 | warehouse | 1 | 1 | -1 | 0 | 2.47 | 0 | 2.47 | HITACHI(HE) |  | 0 | 1 | 1 | 2 | Flow 2: Port → WH → Site | DSV Indoor | HITACHI
3386 | PRL-CS-018-O1 | HVDC-ADOPT-HE-0192 | AGI | EQ-058 | 365565 | 1 | Outdoor | n°4 Singlepole DSC STB 550 kV | 190 | 130 | 140 | 3.458 | 385 | 540 | Stackable 1 tier | 85353090 | EUR | 15571.66 | MSC Ravena | Italy | Venezia | Khalifa port | 2024-08-21 | 2024-10-08 |  |  |  |  | 2024-10-11 | [9 empty] | CASE_LIST | 1 |  | warehouse | DSV Outdoor | 2024-10-11 | warehouse | 1 | 1 | -1 | 0 | 2.47 | 1 | 2.47 | HITACHI(HE) |  | 0 | 1 | 1 | 2 | Flow 2: Port → WH → Site | DSV Outdoor | HITACHI
3387 | PRL-CS-018-O1 | HVDC-ADOPT-HE-0192 | AGI | EQ-058 | 365566 | 1 | Outdoor | SHAFT & MOBILE ARM for Singlepole DSC STB 550 kV | 355 | 40 | 65 | 0.923 | 162 | 260 | Not stackable | 85353090 | EUR | 15571.66 | MSC Ravena | Italy | Venezia | Khalifa port | 2024-08-21 | 2024-10-08 |  |  |  |  | 2024-10-11 | [9 empty] | CASE_LIST | 1 |  | warehouse | DSV Outdoor | 2024-10-11 | warehouse | 1 | 1 | -1 | 0 | 1.42 | 0 | 1.42 | HITACHI(HE) |  | 0 | 1 | 1 | 2 | Flow 2: Port → WH → Site | DSV Outdoor | HITACHI
3388 | PRL-CS-018-O1 | HVDC-ADOPT-HE-0192 | AGI | EQ-058 | 365567 | 1 | Indoor | OP. MECHANISM for Singlepole DSC STB 550 kV | 130 | 70 | 200 | 1.82 | 269 | 374 | Not stackable | 85353090 | EUR | 15571.66 | MSC Ravena | Italy | Venezia | Khalifa port | 2024-08-21 | 2024-10-08 |  | 2024-10-11 | [12 empty] | CASE_LIST | 1 |  | warehouse | DSV Indoor | 2024-10-11 | warehouse | 1 | 1 | -1 | 0 | 0.91 | 0 | 0.91 | HITACHI(HE) |  | 0 | 1 | 1 | 2 | Flow 2: Port → WH → Site | DSV Indoor | HITACHI
3389 | PRL-CS-018-O1 | HVDC-ADOPT-HE-0192 | AGI | EQ-058 | 365573 | 1 | Outdoor | INSULATOR for Singlepole DSC SPOL2T 550 kV 3150 A | 348 | 80 | 90 | 2.506 | 931 | 1165 | Not stackable | 85353090 | EUR | 15571.66 | MSC Ravena | Italy | Venezia | Khalifa port | 2024-08-21 | 2024-10-08 |  |  |  |  | 2024-10-11 | [9 empty] | CASE_LIST | 1 |  | warehouse | DSV Outdoor | 2024-10-11 | warehouse | 1 | 1 | -1 | 0 | 2.78 | 0 | 2.78 | HITACHI(HE) |  | 0 | 1 | 1 | 2 | Flow 2: Port → WH → Site | DSV Outdoor | HITACHI
3390 | PRL-CS-018-O1 | HVDC-ADOPT-HE-0192 | AGI | EQ-058 | 365574 | 1 | Outdoor | INSULATOR for Singlepole DSC SPOL2T 550 kV 3150 A | 348 | 80 | 90 | 2.506 | 931 | 1165 | Not stackable | 85353090 | EUR | 15571.66 | MSC Ravena | Italy | Venezia | Khalifa port | 2024-08-21 | 2024-10-08 |  |  |  |  | 2024-10-11 | [9 empty] | CASE_LIST | 1 |  | warehouse | DSV Outdoor | 2024-10-11 | warehouse | 1 | 1 | -1 | 0 | 2.78 | 0 | 2.78 | HITACHI(HE) |  | 0 | 1 | 1 | 2 | Flow 2: Port → WH → Site | DSV Outdoor | HITACHI
3391 | PRL-CS-018-O1 | HVDC-ADOPT-HE-0192 | AGI | EQ-058 | 365575 | 1 | Outdoor | INSULATOR for Singlepole DSC STB 550 kV | 348 | 80 | 90 | 2.506 | 931 | 1165 | Stackable 1 tier | 85353090 | EUR | 15571.66 | MSC Ravena | Italy | Venezia | Khalifa port | 2024-08-21 | 2024-10-08 |  |  |  |  | 2024-10-11 | [9 empty] | CASE_LIST | 1 |  | warehouse | DSV Outdoor | 2024-10-11 | warehouse | 1 | 1 | -1 | 0 | 2.78 | 1 | 2.78 | HITACHI(HE) |  | 0 | 1 | 1 | 2 | Flow 2: Port → WH → Site | DSV Outdoor | HITACHI
3392 | PRL-CS-018-O1 | HVDC-ADOPT-HE-0192 | AGI | EQ-058 | 365578 | 1 | Outdoor | ROTARY STACK for Singlepole DSC SPOL2T 550 kV 3150 A | 348 | 70 | 80 | 1.949 | 530 | 740 | Stackable 1 tier | 85353090 | EUR | 15571.66 | MSC Ravena | Italy | Venezia | Khalifa port | 2024-08-21 | 2024-10-08 |  |  |  |  | 2024-10-11 | [9 empty] | CASE_LIST | 1 |  | warehouse | DSV Outdoor | 2024-10-11 | warehouse | 1 | 1 | -1 | 0 | 2.44 | 1 | 2.44 | HITACHI(HE) |  | 0 | 1 | 1 | 2 | Flow 2: Port → WH → Site | DSV Outdoor | HITACHI
3283 | PRL-MIR-014-O4 | HVDC-ADOPT-HE-0191 | MIR | EQ-058 | 280124 | 1 | Indoor | SPARE OP. MECHANISM for Singlepole DSC SPOL2T 550 kV 3150 A | 190 | 70 | 110 | 1.463 | 203 | 297 | Stackable 1 tier | 85353090 | EUR | 15571.66 | MSC Ravena | Italy | Venezia | Khalifa port | 2024-08-21 | 2024-10-08 |  | 2024-10-17 | [8 empty] | 2025-10-20 |  |  |  | CASE_LIST | 1 | 1 | site | MIR | 2025-10-20 | site | 1 | 2 | 0 | 2 | 1.33 | 1 | 1.33 | HITACHI(HE) |  | 1 | 2 | 1 | 2 | Flow 2: Port → WH → Site | MIR | HITACHI
3284 | PRL-MIR-014-O4 | HVDC-ADOPT-HE-0191 | MIR | EQ-058 | 280127 | 1 | Indoor | SPARE OP. MECHANISM for Singlepole DSC STB 550 kV | 70 | 70 | 110 | 0.539 | 68 | 113 | Stackable 1 tier | 85353090 | EUR | 15571.66 | MSC Ravena | Italy | Venezia | Khalifa port | 2024-08-21 | 2024-10-08 |  | 2024-10-17 | [8 empty] | 2025-10-20 |  |  |  | CASE_LIST | 1 | 1 | site | MIR | 2025-10-20 | site | 1 | 2 | 0 | 2 | 0.49 | 1 | 0.49 | HITACHI(HE) |  | 1 | 2 | 1 | 2 | Flow 2: Port → WH → Site | MIR | HITACHI
3277 | PRL-MIR-014-O3 | HVDC-ADOPT-HE-0190 | MIR | EQ-058 | 280123 | 1 | Outdoor | SPARE n°1 Singlepole DSC SPOL2T 550 kV 3150 A | 370 | 110 | 200 | 8.14 | 443 | 750 | Not stackable | 85353090 | EUR | 15571.66 | MSC Ravena | Italy | Venezia | Khalifa port | 2024-08-18 | 2024-10-08 | [10 empty] | 2024-10-24 |  |  |  | CASE_LIST |  | 1 | site | MIR | 2024-10-24 | site | 0 | 1 | 1 | 2 | 4.07 | 0 | 4.07 | HITACHI(HE) |  | 1 | 1 | 0 | 1 | Flow 1: Port → Site | MIR | HITACHI
3278 | PRL-MIR-014-O3 | HVDC-ADOPT-HE-0190 | MIR | EQ-058 | 280125 | 1 | Outdoor | SPARE n°1 Singlepole DSC STB 550 kV | 140 | 100 | 130 | 1.82 | 289 | 390 | Stackable 1 tier | 85353090 | EUR | 15571.66 | MSC Ravena | Italy | Venezia | Khalifa port | 2024-08-18 | 2024-10-08 | [10 empty] | 2024-10-24 |  |  |  | CASE_LIST |  | 1 | site | MIR | 2024-10-24 | site | 0 | 1 | 1 | 2 | 1.4 | 1 | 1.4 | HITACHI(HE) |  | 1 | 1 | 0 | 1 | Flow 1: Port → Site | MIR | HITACHI
3279 | PRL-MIR-014-O3 | HVDC-ADOPT-HE-0190 | MIR | EQ-058 | 280126 | 1 | Outdoor | SPARE SHAFT & MOBILE ARM for Singlepole DSC STB 550 kV | 355 | 40 | 40 | 0.568 | 41 | 110 | Stackable 1 tier | 85353090 | EUR | 15571.66 | MSC Ravena | Italy | Venezia | Khalifa port | 2024-08-18 | 2024-10-08 | [10 empty] | 2024-10-24 |  |  |  | CASE_LIST |  | 1 | site | MIR | 2024-10-24 | site | 0 | 1 | 1 | 2 | 1.42 | 1 | 1.42 | HITACHI(HE) |  | 1 | 1 | 0 | 1 | Flow 1: Port → Site | MIR | HITACHI
3280 | PRL-MIR-014-O3 | HVDC-ADOPT-HE-0190 | MIR | EQ-058 | 280134 | 1 | Outdoor | SPARE ROTARY STACK for Singlepole DSC SPOL2T 550 kV 3150 A | 348 | 40 | 50 | 0.696 | 138 | 220 | Stackable 1 tier | 85353090 | EUR | 15571.66 | MSC Ravena | Italy | Venezia | Khalifa port | 2024-08-18 | 2024-10-08 | [10 empty] | 2024-10-24 |  |  |  | CASE_LIST |  | 1 | site | MIR | 2024-10-24 | site | 0 | 1 | 1 | 2 | 1.39 | 1 | 1.39 | HITACHI(HE) |  | 1 | 1 | 0 | 1 | Flow 1: Port → Site | MIR | HITACHI
3281 | PRL-MIR-014-O3 | HVDC-ADOPT-HE-0190 | MIR | EQ-058 | 280132 | 1 | Outdoor | SPARE INSULATOR for Singlepole DSC SPOL2T 550 kV 3150 A | 348 | 45 | 55 | 0.8613 | 236 | 330 | Stackable 1 tier | 85353090 | EUR | 15571.66 | MSC Ravena | Italy | Venezia | Khalifa port | 2024-08-18 | 2024-10-08 | [10 empty] | 2024-10-24 |  |  |  | CASE_LIST |  | 1 | site | MIR | 2024-10-24 | site | 0 | 1 | 1 | 2 | 1.57 | 1 | 1.57 | HITACHI(HE) |  | 1 | 1 | 0 | 1 | Flow 1: Port → Site | MIR | HITACHI
3282 | PRL-MIR-014-O3 | HVDC-ADOPT-HE-0190 | MIR | EQ-058 | 280131 | 1 | Outdoor | SPARE INSULATOR for Singlepole DSC STB 550 kV | 348 | 80 | 55 | 1.5312 | 478 | 615 | Stackable 1 tier | 85353090 | EUR | 15571.66 | MSC Ravena | Italy | Venezia | Khalifa port | 2024-08-18 | 2024-10-08 | [10 empty] | 2024-10-24 |  |  |  | CASE_LIST |  | 1 | site | MIR | 2024-10-24 | site | 0 | 1 | 1 | 2 | 2.78 | 1 | 2.78 | HITACHI(HE) |  | 1 | 1 | 0 | 1 | Flow 1: Port → Site | MIR | HITACHI
3329 | PRL-MIR-014-O2 | HVDC-ADOPT-HE-0189 | MIR | EQ-058 | 280119 | 1 | Indoor | OP. MECHANISM for Singlepole DSC SPOL2T 550 kV 3150 A | 190 | 130 | 200 | 4.94 | 813 | 1000 | Not stackable | 85353090 | EUR | 15571.66 | MSC Ravena | Italy | Venezia | Khalifa port | 2024-08-21 | 2024-10-08 |  | 2024-10-17 | [8 empty] | 2025-10-21 |  |  |  | CASE_LIST | 1 | 1 | site | MIR | 2025-10-21 | site | 1 | 2 | 0 | 2 | 2.47 | 0 | 2.47 | HITACHI(HE) |  | 1 | 2 | 1 | 2 | Flow 2: Port → WH → Site | MIR | HITACHI
3330 | PRL-MIR-014-O2 | HVDC-ADOPT-HE-0189 | MIR | EQ-058 | 280122 | 1 | Indoor | OP. MECHANISM for Singlepole DSC STB 550 kV | 130 | 70 | 200 | 1.82 | 269 | 374 | Not stackable | 85353090 | EUR | 15571.66 | MSC Ravena | Italy | Venezia | Khalifa port | 2024-08-21 | 2024-10-08 |  | 2024-10-17 | [8 empty] | 2025-10-21 |  |  |  | CASE_LIST | 1 | 1 | site | MIR | 2025-10-21 | site | 1 | 2 | 0 | 2 | 0.91 | 0 | 0.91 | HITACHI(HE) |  | 1 | 2 | 1 | 2 | Flow 2: Port → WH → Site | MIR | HITACHI
3267 | PRL-MIR-014-O1 | HVDC-ADOPT-HE-0188 | MIR | EQ-058 | 280115 | 1 | Outdoor | n°2 Singlepole DSC SPOL2T 550 kV 3150 A | 370 | 170 | 200 | 12.58 | 938 | 1320 | Not stackable | 85353090 | EUR | 15571.66 | MSC Ravena | Italy | Venezia | Khalifa port | 2024-08-18 | 2024-10-08 | [10 empty] | 2024-10-24 |  |  |  | CASE_LIST |  | 1 | site | MIR | 2024-10-24 | site | 0 | 1 | 1 | 2 | 6.29 | 0 | 6.29 | HITACHI(HE) |  | 1 | 1 | 0 | 1 | Flow 1: Port → Site | MIR | HITACHI
3268 | PRL-MIR-014-O1 | HVDC-ADOPT-HE-0188 | MIR | EQ-058 | 280116 | 1 | Outdoor | n°2 Singlepole DSC SPOL2T 550 kV 3150 A | 370 | 170 | 200 | 12.58 | 938 | 1320 | Not stackable | 85353090 | EUR | 15571.66 | MSC Ravena | Italy | Venezia | Khalifa port | 2024-08-18 | 2024-10-08 | [10 empty] | 2024-10-24 |  |  |  | CASE_LIST |  | 1 | site | MIR | 2024-10-24 | site | 0 | 1 | 1 | 2 | 6.29 | 0 | 6.29 | HITACHI(HE) |  | 1 | 1 | 0 | 1 | Flow 1: Port → Site | MIR | HITACHI
3269 | PRL-MIR-014-O1 | HVDC-ADOPT-HE-0188 | MIR | EQ-058 | 280117 | 1 | Outdoor | STRUCTURE+SHAFT+SUPPORT for n°2 Singlepole DSC SPOL2T 550 kV 3150 A | 395 | 112 | 170 | 7.521 | 1222 | 1350 | Not stackable | 85353090 | EUR | 15571.66 | MSC Ravena | Italy | Venezia | Khalifa port | 2024-08-18 | 2024-10-08 | [10 empty] | 2024-10-24 |  |  |  | CASE_LIST |  | 1 | site | MIR | 2024-10-24 | site | 0 | 1 | 1 | 2 | 4.42 | 0 | 4.42 | HITACHI(HE) |  | 1 | 1 | 0 | 1 | Flow 1: Port → Site | MIR | HITACHI
3270 | PRL-MIR-014-O1 | HVDC-ADOPT-HE-0188 | MIR | EQ-058 | 280118 | 1 | Outdoor | STRUCTURE+SHAFT+SUPPORT for n°2 Singlepole DSC SPOL2T 550 kV 3150 A | 395 | 112 | 170 | 7.521 | 1222 | 1350 | Not stackable | 85353090 | EUR | 15571.66 | MSC Ravena | Italy | Venezia | Khalifa port | 2024-08-18 | 2024-10-08 | [10 empty] | 2024-10-24 |  |  |  | CASE_LIST |  | 1 | site | MIR | 2024-10-24 | site | 0 | 1 | 1 | 2 | 4.42 | 0 | 4.42 | HITACHI(HE) |  | 1 | 1 | 0 | 1 | Flow 1: Port → Site | MIR | HITACHI
3271 | PRL-MIR-014-O1 | HVDC-ADOPT-HE-0188 | MIR | EQ-058 | 280121 | 1 | Outdoor | SHAFT & MOBILE ARM for Singlepole DSC STB 550 kV | 355 | 40 | 65 | 0.923 | 162 | 260 | Stackable 1 tier | 85353090 | EUR | 15571.66 | MSC Ravena | Italy | Venezia | Khalifa port | 2024-08-18 | 2024-10-08 | [10 empty] | 2024-10-24 |  |  |  | CASE_LIST |  | 1 | site | MIR | 2024-10-24 | site | 0 | 1 | 1 | 2 | 1.42 | 1 | 1.42 | HITACHI(HE) |  | 1 | 1 | 0 | 1 | Flow 1: Port → Site | MIR | HITACHI
3272 | PRL-MIR-014-O1 | HVDC-ADOPT-HE-0188 | MIR | EQ-058 | 280128 | 1 | Outdoor | INSULATOR for Singlepole DSC SPOL2T 550 kV 3150 A | 348 | 80 | 90 | 2.506 | 931 | 1165 | Not stackable | 85353090 | EUR | 15571.66 | MSC Ravena | Italy | Venezia | Khalifa port | 2024-08-18 | 2024-10-08 | [10 empty] | 2024-10-24 |  |  |  | CASE_LIST |  | 1 | site | MIR | 2024-10-24 | site | 0 | 1 | 1 | 2 | 2.78 | 0 | 2.78 | HITACHI(HE) |  | 1 | 1 | 0 | 1 | Flow 1: Port → Site | MIR | HITACHI
3273 | PRL-MIR-014-O1 | HVDC-ADOPT-HE-0188 | MIR | EQ-058 | 280129 | 1 | Outdoor | INSULATOR for Singlepole DSC SPOL2T 550 kV 3150 A | 348 | 80 | 90 | 2.506 | 931 | 1165 | Stackable 1 tier | 85353090 | EUR | 15571.66 | MSC Ravena | Italy | Venezia | Khalifa port | 2024-08-18 | 2024-10-08 | [10 empty] | 2024-10-24 |  |  |  | CASE_LIST |  | 1 | site | MIR | 2024-10-24 | site | 0 | 1 | 1 | 2 | 2.78 | 1 | 2.78 | HITACHI(HE) |  | 1 | 1 | 0 | 1 | Flow 1: Port → Site | MIR | HITACHI
3274 | PRL-MIR-014-O1 | HVDC-ADOPT-HE-0188 | MIR | EQ-058 | 280130 | 1 | Outdoor | INSULATOR for Singlepole DSC STB 550 kV | 348 | 80 | 90 | 2.506 | 931 | 1165 | Stackable 1 tier | 85353090 | EUR | 15571.66 | MSC Ravena | Italy | Venezia | Khalifa port | 2024-08-18 | 2024-10-08 | [10 empty] | 2024-10-24 |  |  |  | CASE_LIST |  | 1 | site | MIR | 2024-10-24 | site | 0 | 1 | 1 | 2 | 2.78 | 1 | 2.78 | HITACHI(HE) |  | 1 | 1 | 0 | 1 | Flow 1: Port → Site | MIR | HITACHI
3275 | PRL-MIR-014-O1 | HVDC-ADOPT-HE-0188 | MIR | EQ-058 | 280133 | 1 | Outdoor | ROTARY STACK for Singlepole DSC SPOL2T 550 kV 3150 A | 348 | 70 | 80 | 1.9488 | 530 | 740 | Stackable 1 tier | 85353090 | EUR | 15571.66 | MSC Ravena | Italy | Venezia | Khalifa port | 2024-08-18 | 2024-10-08 | [10 empty] | 2024-10-24 |  |  |  | CASE_LIST |  | 1 | site | MIR | 2024-10-24 | site | 0 | 1 | 1 | 2 | 2.44 | 1 | 2.44 | HITACHI(HE) |  | 1 | 1 | 0 | 1 | Flow 1: Port → Site | MIR | HITACHI
3276 | PRL-MIR-014-O1 | HVDC-ADOPT-HE-0188 | MIR | EQ-058 | 280120 | 1 | Outdoor | n°4 Singlepole DSC STB 550 kV | 190 | 130 | 140 | 3.458 | 385 | 540 | Stackable 1 tier | 85353090 | EUR | 15571.66 | MSC Ravena | Italy | Venezia | Khalifa port | 2024-08-18 | 2024-10-08 | [10 empty] | 2024-10-24 |  |  |  | CASE_LIST |  | 1 | site | MIR | 2024-10-24 | site | 0 | 1 | 1 | 2 | 2.47 | 1 | 2.47 | HITACHI(HE) |  | 1 | 1 | 0 | 1 | Flow 1: Port → Site | MIR | HITACHI
3461 | PRL-DAS-013-O1 | HVDC-ADOPT-HE-0187 | DAS | EQ-300 | 208319 | 1 | Outdoor covered | Air Blast Cooler | 1120 | 265 | 258 | 76.5744 | 7100 | 10539 | Stackability | 84198910 | EUR | 212566.9 | Morning Peace | Italy | Bremerhaven | Khalifa port | 2024-08-27 | 2024-10-03 |  |  |  |  | 2024-10-08 | [7 empty] | 2025-04-30 |  | CASE_LIST | 1 | 1 | site | DAS | 2025-04-30 | site | 1 | 2 | 0 | 2 | 29.68 | 1 | 29.68 | HITACHI(HE) |  | 1 | 2 | 1 | 2 | Flow 2: Port → WH → Site | DAS | HITACHI
3462 | PRL-DAS-013-O1 | HVDC-ADOPT-HE-0187 | DAS | EQ-300 | 208320 | 1 | Outdoor covered | Air Blast Cooler | 1120 | 265 | 258 | 76.5744 | 7100 | 10539 | Stackability | 84198910 | EUR | 212566.9 | Morning Peace | Italy | Bremerhaven | Khalifa port | 2024-08-27 | 2024-10-03 |  |  |  |  | 2024-10-08 | [7 empty] | 2025-04-30 |  | CASE_LIST | 1 | 1 | site | DAS | 2025-04-30 | site | 1 | 2 | 0 | 2 | 29.68 | 1 | 29.68 | HITACHI(HE) |  | 1 | 2 | 1 | 2 | Flow 2: Port → WH → Site | DAS | HITACHI
3463 | PRL-DAS-013-O1 | HVDC-ADOPT-HE-0187 | DAS | EQ-300 | 208321 | 1 | Outdoor covered | Air Blast Cooler | 1120 | 265 | 258 | 76.5744 | 7100 | 10539 | Stackability | 84198910 | EUR | 212566.9 | Morning Peace | Italy | Bremerhaven | Khalifa port | 2024-08-27 | 2024-10-03 |  |  |  |  | 2024-09-21 | [7 empty] | 2025-05-10 |  | CASE_LIST | 1 | 1 | site | DAS | 2025-05-10 | site | 1 | 2 | 0 | 2 | 29.68 | 1 | 29.68 | HITACHI(HE) |  | 1 | 2 | 1 | 2 | Flow 2: Port → WH → Site | DAS | HITACHI
3464 | PRL-DAS-013-O1 | HVDC-ADOPT-HE-0187 | DAS | EQ-300 | 208322 | 1 | Outdoor covered | Steelstructur | 650 | 230 | 150 | 22.425 | 3547 | 4670 | Stackability | 84198910 | EUR | 212566.9 | Morning Peace | Italy | Bremerhaven | Khalifa port | 2024-08-27 | 2024-10-03 |  |  |  |  | 2024-10-08 | [7 empty] | 2025-05-10 |  | CASE_LIST | 1 | 1 | site | DAS | 2025-05-10 | site | 1 | 2 | 0 | 2 | 14.95 | 1 | 14.95 | HITACHI(HE) |  | 1 | 2 | 1 | 2 | Flow 2: Port → WH → Site | DAS | HITACHI
3465 | PRL-DAS-013-O1 | HVDC-ADOPT-HE-0187 | DAS | EQ-300 | 208323 | 1 | Outdoor covered | Steelstructur | 450 | 230 | 225 | 23.2875 | 744 | 1700 | Stackability | 84198910 | EUR | 212566.9 | Morning Peace | Italy | Bremerhaven | Khalifa port | 2024-08-27 | 2024-10-03 |  |  |  |  | 2024-10-08 | [7 empty] | 2025-05-10 |  | CASE_LIST | 1 | 1 | site | DAS | 2025-05-10 | site | 1 | 2 | 0 | 2 | 10.35 | 1 | 10.35 | HITACHI(HE) |  | 1 | 2 | 1 | 2 | Flow 2: Port → WH → Site | DAS | HITACHI
3466 | PRL-DAS-013-O1 | HVDC-ADOPT-HE-0187 | DAS | EQ-300 | 208340 | 1 | Outdoor covered | Air Blast Cooler | 1120 | 265 | 258 | 76.5744 | 7100 | 10539 | Stackability | 84198910 | EUR | 212566.9 | Morning Peace | Italy | Bremerhaven | Khalifa port | 2024-08-27 | 2024-10-03 |  |  |  |  | 2024-10-08 | [7 empty] | 2025-05-10 |  | CASE_LIST | 1 | 1 | site | DAS | 2025-05-10 | site | 1 | 2 | 0 | 2 | 29.68 | 1 | 29.68 | HITACHI(HE) |  | 1 | 2 | 1 | 2 | Flow 2: Port → WH → Site | DAS | HITACHI
3467 | PRL-DAS-013-O1 | HVDC-ADOPT-HE-0187 | DAS | EQ-300 | 208341 | 1 | Outdoor covered | Air Blast Cooler | 1120 | 265 | 258 | 76.5744 | 7100 | 10539 | Stackability | 84198910 | EUR | 212566.9 | Morning Peace | Italy | Bremerhaven | Khalifa port | 2024-08-27 | 2024-10-03 |  |  |  |  | 2024-10-08 | [7 empty] | 2025-04-30 |  | CASE_LIST | 1 | 1 | site | DAS | 2025-04-30 | site | 1 | 2 | 0 | 2 | 29.68 | 1 | 29.68 | HITACHI(HE) |  | 1 | 2 | 1 | 2 | Flow 2: Port → WH → Site | DAS | HITACHI
3468 | PRL-DAS-013-O1 | HVDC-ADOPT-HE-0187 | DAS | EQ-300 | 208342 | 1 | Outdoor covered | Air Blast Cooler | 1120 | 265 | 258 | 76.5744 | 7100 | 10539 | Stackability | 84198910 | EUR | 212566.9 | Morning Peace | Italy | Bremerhaven | Khalifa port | 2024-08-27 | 2024-10-03 |  |  |  |  | 2024-10-08 | [7 empty] | 2025-04-30 |  | CASE_LIST | 1 | 1 | site | DAS | 2025-04-30 | site | 1 | 2 | 0 | 2 | 29.68 | 1 | 29.68 | HITACHI(HE) |  | 1 | 2 | 1 | 2 | Flow 2: Port → WH → Site | DAS | HITACHI
3469 | PRL-DAS-013-O1 | HVDC-ADOPT-HE-0187 | DAS | EQ-300 | 208343 | 1 | Outdoor covered | Air Blast Cooler | 1120 | 265 | 258 | 76.5744 | 7100 | 10539 | Stackability | 84198910 | EUR | 212566.9 | Morning Peace | Italy | Bremerhaven | Khalifa port | 2024-08-27 | 2024-10-03 |  |  |  |  | 2024-10-08 | [7 empty] | 2025-05-10 |  | CASE_LIST | 1 | 1 | site | DAS | 2025-05-10 | site | 1 | 2 | 0 | 2 | 29.68 | 1 | 29.68 | HITACHI(HE) |  | 1 | 2 | 1 | 2 | Flow 2: Port → WH → Site | DAS | HITACHI
3470 | PRL-DAS-013-O1 | HVDC-ADOPT-HE-0187 | DAS | EQ-300 | 208324 | 1 | Outdoor covered | Steelstructur | 650 | 230 | 150 | 22.425 | 3547 | 4670 | Stackability | 84198910 | EUR | 212566.9 | Morning Peace | Italy | Bremerhaven | Khalifa port | 2024-08-27 | 2024-10-03 |  |  |  |  | 2024-10-08 | [7 empty] | 2025-05-10 |  | CASE_LIST | 1 | 1 | site | DAS | 2025-05-10 | site | 1 | 2 | 0 | 2 | 14.95 | 1 | 14.95 | HITACHI(HE) |  | 1 | 2 | 1 | 2 | Flow 2: Port → WH → Site | DAS | HITACHI
3471 | PRL-DAS-013-O1 | HVDC-ADOPT-HE-0187 | DAS | EQ-300 | 208325 | 1 | Outdoor covered | Steelstructur | 450 | 230 | 225 | 23.2875 | 744 | 1700 | Stackability | 84198910 | EUR | 212566.9 | Morning Peace | Italy | Bremerhaven | Khalifa port | 2024-08-27 | 2024-10-03 |  |  |  |  | 2024-10-08 | [7 empty] | 2025-05-10 |  | CASE_LIST | 1 | 1 | site | DAS | 2025-05-10 | site | 1 | 2 | 0 | 2 | 10.35 | 1 | 10.35 | HITACHI(HE) |  | 1 | 2 | 1 | 2 | Flow 2: Port → WH → Site | DAS | HITACHI
3472 | PRL-DAS-013-O1 | HVDC-ADOPT-HE-0187 | DAS | EQ-300 | 208326 | 1 | Outdoor covered | Handrails and ladders | 420 | 180 | 200 | 15.12 | 824 | 1700 | Stackability | 84198910 | EUR | 212566.9 | Morning Peace | Italy | Bremerhaven | Khalifa port | 2024-08-27 | 2024-10-03 |  |  |  |  | 2024-10-08 |  | 2025-07-04 | [5 empty] | 2025-07-14 |  | CASE_LIST | 1 | 1 | site | DAS | 2025-07-14 | site | 2 | 3 | -1 | 2 | 7.56 | 1 | 7.56 | HITACHI(HE) |  | 1 | 3 | 2 | 4 | Flow 4: Port → WH → MOSB → Site | DAS | HITACHI
3484 | PRL-SHU-008-O2 | HVDC-ADOPT-HE-0186 | SHU | EQ-300 | 190910 | 1 | Indoor heated | Pump unit | 560 | 310 | 270 | 46.872 | 6800 | 8300 | Not stackable | 84198910 | SEK | 1075161 | Nabucco | Sweden | Gothenburg | Khalifa port | 2024-09-07 | 2024-10-30 |  | 2024-11-06 | [9 empty] | 2025-07-10 |  |  | CASE_LIST | 1 | 1 | site | SHU | 2025-07-10 | site | 1 | 2 | 0 | 2 | 17.36 | 0 | 17.36 | HITACHI(HE) |  | 1 | 2 | 1 | 2 | Flow 2: Port → WH → Site | SHU | HITACHI
3485 | PRL-SHU-008-O2 | HVDC-ADOPT-HE-0186 | SHU | EQ-300 | 190911 | 1 | Indoor heated | Treatment unit | 390 | 150 | 290 | 16.965 | 1550 | 2200 | Not stackable | 84198910 | SEK | 1075161 | Nabucco | Sweden | Gothenburg | Khalifa port | 2024-09-07 | 2024-10-30 |  | 2024-11-06 | [9 empty] | 2025-07-10 |  |  | CASE_LIST | 1 | 1 | site | SHU | 2025-07-10 | site | 1 | 2 | 0 | 2 | 5.85 | 0 | 5.85 | HITACHI(HE) |  | 1 | 2 | 1 | 2 | Flow 2: Port → WH → Site | SHU | HITACHI
3486 | PRL-SHU-008-O2 | HVDC-ADOPT-HE-0186 | SHU | EQ-300 | 190912 | 1 | Indoor heated | Treatment unit | 300 | 180 | 110 | 5.94 | 900 | 1300 | Not stackable | 84198910 | SEK | 1075161 | Nabucco | Sweden | Gothenburg | Khalifa port | 2024-09-07 | 2024-10-30 |  | 2024-11-06 | [9 empty] | 2025-07-10 |  |  | CASE_LIST | 1 | 1 | site | SHU | 2025-07-10 | site | 1 | 2 | 0 | 2 | 5.4 | 0 | 5.4 | HITACHI(HE) |  | 1 | 2 | 1 | 2 | Flow 2: Port → WH → Site | SHU | HITACHI
3487 | PRL-SHU-008-O2 | HVDC-ADOPT-HE-0186 | SHU | EQ-300 | 190913 | 1 | Indoor heated | UMD Cabinet | 370 | 120 | 240 | 10.656 | 1650 | 2170 | Not stackable | 84198910 | SEK | 1057957 | Nabucco | Sweden | Gothenburg | Khalifa port | 2024-09-07 | 2024-10-30 |  | 2024-11-06 | [9 empty] | 2025-07-10 |  |  | CASE_LIST | 1 | 1 | site | SHU | 2025-07-10 | site | 1 | 2 | 0 | 2 | 4.44 | 0 | 4.44 | HITACHI(HE) |  | 1 | 2 | 1 | 2 | Flow 2: Port → WH → Site | SHU | HITACHI
3488 | PRL-SHU-008-O2 | HVDC-ADOPT-HE-0186 | SHU | EQ-300 | 190915 | 1 | Indoor heated | Spare parts | 290 | 165 | 120 | 5.742 | 1720 | 2000 | Stackable | 84198910 | SEK | 361584 | Nabucco | Sweden | Gothenburg | Khalifa port | 2024-09-07 | 2024-10-30 |  | 2024-11-06 | [9 empty] | 2025-07-10 |  |  | CASE_LIST | 1 | 1 | site | SHU | 2025-07-10 | site | 1 | 2 | 0 | 2 | 4.79 | 1 | 4.79 | HITACHI(HE) |  | 1 | 2 | 1 | 2 | Flow 2: Port → WH → Site | SHU | HITACHI
3489 | PRL-SHU-008-O2 | HVDC-ADOPT-HE-0186 | SHU | EQ-300 | 190916 | 1 | Indoor heated | Commissioning supplies | 240 | 130 | 72 | 2.2464 | 350 | 450 | Stackable | 84198910 | SEK | 1075161 | Nabucco | Sweden | Gothenburg | Khalifa port | 2024-09-07 | 2024-10-30 |  | 2024-11-06 | [9 empty] | 2025-07-10 |  |  | CASE_LIST | 1 | 1 | site | SHU | 2025-07-10 | site | 1 | 2 | 0 | 2 | 3.12 | 1 | 3.12 | HITACHI(HE) |  | 1 | 2 | 1 | 2 | Flow 2: Port → WH → Site | SHU | HITACHI
3490 | PRL-SHU-008-O2 | HVDC-ADOPT-HE-0186 | SHU | EQ-300 | 190917 | 1 | Indoor heated | Special tools | 135 | 95 | 90 | 1.1542 | 160 | 260 | Stackable | Attachment | SEK | 104652 | Nabucco | Sweden | Gothenburg | Khalifa port | 2024-09-07 | 2024-10-30 |  | 2024-11-06 | [9 empty] | 2025-02-17 |  |  | CASE_LIST | 1 | 1 | site | SHU | 2025-02-17 | site | 1 | 2 | 0 | 2 | 1.28 | 1 | 1.28 | HITACHI(HE) |  | 1 | 2 | 1 | 2 | Flow 2: Port → WH → Site | SHU | HITACHI
3491 | PRL-SHU-008-O2 | HVDC-ADOPT-HE-0186 | SHU | EQ-300 | 191119 | 1 | Indoor heated | Short Circut Cabinet | 290 | 255 | 90 | 6.6555 | 750 | 1250 | Stackable | 84198910 | SEK | 1075161 | Nabucco | Sweden | Gothenburg | Khalifa port | 2024-09-07 | 2024-10-30 |  | 2024-11-06 | [9 empty] | 2025-07-10 |  |  | CASE_LIST | 1 | 1 | site | SHU | 2025-07-10 | site | 1 | 2 | 0 | 2 | 7.39 | 1 | 7.39 | HITACHI(HE) |  | 1 | 2 | 1 | 2 | Flow 2: Port → WH → Site | SHU | HITACHI
3492 | PRL-SHU-008-O2 | HVDC-ADOPT-HE-0186 | SHU | EQ-300 | 191120 | 1 | Indoor heated | Commissioning supplies for short | 60 | 80 | 35 | 0.168 | 5 | 20 | Stackable | 84198910 | SEK | 1075161 | Nabucco | Sweden | Gothenburg | Khalifa port | 2024-09-07 | 2024-10-30 |  | 2024-11-06 | [9 empty] | 2025-07-10 |  |  | CASE_LIST | 1 | 1 | site | SHU | 2025-07-10 | site | 1 | 2 | 0 | 2 | 0.48 | 1 | 0.48 | HITACHI(HE) |  | 1 | 2 | 1 | 2 | Flow 2: Port → WH → Site | SHU | HITACHI
3493 | PRL-SHU-008-O2 | HVDC-ADOPT-HE-0186 | SHU | EQ-300 | 191121 | 1 | Indoor heated | Spare part for Short | 60 | 80 | 35 | 0.168 | 10 | 25 | Stackable | 84198910 | SEK | 361584 | Nabucco | Sweden | Gothenburg | Khalifa port | 2024-09-07 | 2024-10-30 |  | 2024-11-07 | [9 empty] | 2025-07-10 |  |  | CASE_LIST | 1 | 1 | site | SHU | 2025-07-10 | site | 1 | 2 | 0 | 2 | 0.48 | 1 | 0.48 | HITACHI(HE) |  | 1 | 2 | 1 | 2 | Flow 2: Port → WH → Site | SHU | HITACHI
3494 | PRL-SHU-008-O2 | HVDC-ADOPT-HE-0186 | SHU | EQ-300 | 190930 | 1 | Indoor heated | Pump unit | 560 | 310 | 270 | 46.872 | 6800 | 8300 | Not stackable | 84198910 | SEK | 1075161 | Nabucco | Sweden | Gothenburg | Khalifa port | 2024-09-07 | 2024-10-30 |  | 2024-11-07 | [9 empty] | 2025-07-10 |  |  | CASE_LIST | 1 | 1 | site | SHU | 2025-07-10 | site | 1 | 2 | 0 | 2 | 17.36 | 0 | 17.36 | HITACHI(HE) |  | 1 | 2 | 1 | 2 | Flow 2: Port → WH → Site | SHU | HITACHI
3495 | PRL-SHU-008-O2 | HVDC-ADOPT-HE-0186 | SHU | EQ-300 | 190931 | 1 | Indoor heated | Treatment Unit | 390 | 150 | 290 | 16.965 | 1550 | 2200 | Not stackable | 84198910 | SEK | 1075161 | Nabucco | Sweden | Gothenburg | Khalifa port | 2024-09-07 | 2024-10-30 |  | 2024-11-07 | [9 empty] | 2025-07-10 |  |  | CASE_LIST | 1 | 1 | site | SHU | 2025-07-10 | site | 1 | 2 | 0 | 2 | 5.85 | 0 | 5.85 | HITACHI(HE) |  | 1 | 2 | 1 | 2 | Flow 2: Port → WH → Site | SHU | HITACHI
3496 | PRL-SHU-008-O2 | HVDC-ADOPT-HE-0186 | SHU | EQ-300 | 190932 | 1 | Indoor heated | Treatment Unit | 300 | 180 | 110 | 5.94 | 900 | 1300 | Not stackable | 84198910 | SEK | 1075161 | Nabucco | Sweden | Gothenburg | Khalifa port | 2024-09-07 | 2024-10-30 |  | 2024-11-07 | [9 empty] | 2025-07-10 |  |  | CASE_LIST | 1 | 1 | site | SHU | 2025-07-10 | site | 1 | 2 | 0 | 2 | 5.4 | 0 | 5.4 | HITACHI(HE) |  | 1 | 2 | 1 | 2 | Flow 2: Port → WH → Site | SHU | HITACHI
3497 | PRL-SHU-008-O2 | HVDC-ADOPT-HE-0186 | SHU | EQ-300 | 190933 | 1 | Indoor heated | UMD Cabinet | 370 | 120 | 240 | 10.656 | 1650 | 2170 | Not stackable | 84198910 | SEK | 1057957 | Nabucco | Sweden | Gothenburg | Khalifa port | 2024-09-07 | 2024-10-30 |  | 2024-11-07 | [9 empty] | 2025-07-10 |  |  | CASE_LIST | 1 | 1 | site | SHU | 2025-07-10 | site | 1 | 2 | 0 | 2 | 4.44 | 0 | 4.44 | HITACHI(HE) |  | 1 | 2 | 1 | 2 | Flow 2: Port → WH → Site | SHU | HITACHI
3498 | PRL-SHU-008-O2 | HVDC-ADOPT-HE-0186 | SHU | EQ-300 | 190935 | 1 | Indoor heated | Commissioning supplies | 240 | 130 | 72 | 2.2464 | 350 | 450 | Stackable | 84198910 | SEK | 1075161 | Nabucco | Sweden | Gothenburg | Khalifa port | 2024-09-07 | 2024-10-30 |  | 2024-11-07 | [9 empty] | 2025-07-10 |  |  | CASE_LIST | 1 | 1 | site | SHU | 2025-07-10 | site | 1 | 2 | 0 | 2 | 3.12 | 1 | 3.12 | HITACHI(HE) |  | 1 | 2 | 1 | 2 | Flow 2: Port → WH → Site | SHU | HITACHI
3499 | PRL-SHU-008-O2 | HVDC-ADOPT-HE-0186 | SHU | EQ-300 | 190947 | 1 | Indoor heated | Short Circut Cabinet | 290 | 255 | 90 | 6.6555 | 750 | 1250 | Stackable | 84198910 | SEK | 1075161 | Nabucco | Sweden | Gothenburg | Khalifa port | 2024-09-07 | 2024-10-30 |  | 2024-11-07 | [9 empty] | 2025-07-10 |  |  | CASE_LIST | 1 | 1 | site | SHU | 2025-07-10 | site | 1 | 2 | 0 | 2 | 7.39 | 1 | 7.39 | HITACHI(HE) |  | 1 | 2 | 1 | 2 | Flow 2: Port → WH → Site | SHU | HITACHI
3500 | PRL-SHU-008-O2 | HVDC-ADOPT-HE-0186 | SHU | EQ-300 | 190945 | 1 | Indoor heated | Commissioning supplies for short | 60 | 80 | 35 | 0.168 | 5 | 20 | Stackable | 84198910 | SEK | 1075161 | Nabucco | Sweden | Gothenburg | Khalifa port | 2024-09-07 | 2024-10-30 |  | 2024-11-07 | [9 empty] | 2025-07-10 |  |  | CASE_LIST | 1 | 1 | site | SHU | 2025-07-10 | site | 1 | 2 | 0 | 2 | 0.48 | 1 | 0.48 | HITACHI(HE) |  | 1 | 2 | 1 | 2 | Flow 2: Port → WH → Site | SHU | HITACHI
3501 | PRL-SHU-008-O2 | HVDC-ADOPT-HE-0186 | SHU | EQ-300 | 190949 | 1 | Indoor heated | Spare part for Short | 60 | 80 | 35 | 0.168 | 10 | 25 | Stackable | 84198910 | SEK | 361584 | Nabucco | Sweden | Gothenburg | Khalifa port | 2024-09-07 | 2024-10-30 |  | 2024-11-07 | [9 empty] | 2025-07-10 |  |  | CASE_LIST | 1 | 1 | site | SHU | 2025-07-10 | site | 1 | 2 | 0 | 2 | 0.48 | 1 | 0.48 | HITACHI(HE) |  | 1 | 2 | 1 | 2 | Flow 2: Port → WH → Site | SHU | HITACHI
3473 | PRL-SHU-008-O1 | HVDC-ADOPT-HE-0185 | SHU | EQ-300 | 190924 | 1 | Outdoor | Air Blast Coolers | 1195 | 265 | 258 | 81.7022 | 7669 | 11250 | Not stackable | 84198910 | EUR | 298956.7 | Morning Peace | Italy | Bremerhaven | Khalifa port | 2024-08-27 | 2024-10-03 | [11 empty] | 2024-10-06 |  |  | CASE_LIST |  | 1 | site | SHU | 2024-10-06 | site | 0 | 1 | 1 | 2 | 31.67 | 0 | 31.67 | HITACHI(HE) |  | 1 | 1 | 0 | 1 | Flow 1: Port → Site | SHU | HITACHI
3474 | PRL-SHU-008-O1 | HVDC-ADOPT-HE-0185 | SHU | EQ-300 | 190925 | 1 | Outdoor | Air Blast Coolers | 1195 | 265 | 258 | 81.7022 | 7669 | 11250 | Not stackable | 84198910 | EUR | 298956.7 | Morning Peace | Italy | Bremerhaven | Khalifa port | 2024-08-27 | 2024-10-03 | [11 empty] | 2024-10-06 |  |  | CASE_LIST |  | 1 | site | SHU | 2024-10-06 | site | 0 | 1 | 1 | 2 | 31.67 | 0 | 31.67 | HITACHI(HE) |  | 1 | 1 | 0 | 1 | Flow 1: Port → Site | SHU | HITACHI
3475 | PRL-SHU-008-O1 | HVDC-ADOPT-HE-0185 | SHU | EQ-300 | 190926 | 1 | Outdoor | Air Blast Coolers | 1195 | 265 | 258 | 81.7022 | 7669 | 11250 | Not stackable | 84198910 | EUR | 298956.7 | Morning Peace | Italy | Bremerhaven | Khalifa port | 2024-08-27 | 2024-10-03 | [11 empty] | 2024-10-06 |  |  | CASE_LIST |  | 1 | site | SHU | 2024-10-06 | site | 0 | 1 | 1 | 2 | 31.67 | 0 | 31.67 | HITACHI(HE) |  | 1 | 1 | 0 | 1 | Flow 1: Port → Site | SHU | HITACHI
3476 | PRL-SHU-008-O1 | HVDC-ADOPT-HE-0185 | SHU | EQ-300 | 190942 | 1 | Outdoor | Air Blast Coolers | 1195 | 265 | 258 | 81.7022 | 7669 | 11250 | Not stackable | 84198910 | EUR | 298956.7 | Morning Peace | Italy | Bremerhaven | Khalifa port | 2024-08-27 | 2024-10-03 | [11 empty] | 2024-10-06 |  |  | CASE_LIST |  | 1 | site | SHU | 2024-10-06 | site | 0 | 1 | 1 | 2 | 31.67 | 0 | 31.67 | HITACHI(HE) |  | 1 | 1 | 0 | 1 | Flow 1: Port → Site | SHU | HITACHI
3477 | PRL-SHU-008-O1 | HVDC-ADOPT-HE-0185 | SHU | EQ-300 | 190943 | 1 | Outdoor | Air Blast Coolers | 1195 | 265 | 258 | 81.7022 | 7669 | 11250 | Not stackable | 84198910 | EUR | 298956.7 | Morning Peace | Italy | Bremerhaven | Khalifa port | 2024-08-27 | 2024-10-03 | [11 empty] | 2024-10-06 |  |  | CASE_LIST |  | 1 | site | SHU | 2024-10-06 | site | 0 | 1 | 1 | 2 | 31.67 | 0 | 31.67 | HITACHI(HE) |  | 1 | 1 | 0 | 1 | Flow 1: Port → Site | SHU | HITACHI
3478 | PRL-SHU-008-O1 | HVDC-ADOPT-HE-0185 | SHU | EQ-300 | 190944 | 1 | Outdoor | Air Blast Coolers | 1195 | 265 | 258 | 81.7022 | 7669 | 11250 | Not stackable | 84198910 | EUR | 298956.7 | Morning Peace | Italy | Bremerhaven | Khalifa port | 2024-08-27 | 2024-10-03 | [11 empty] | 2024-10-06 |  |  | CASE_LIST |  | 1 | site | SHU | 2024-10-06 | site | 0 | 1 | 1 | 2 | 31.67 | 0 | 31.67 | HITACHI(HE) |  | 1 | 1 | 0 | 1 | Flow 1: Port → Site | SHU | HITACHI
3479 | PRL-SHU-008-O1 | HVDC-ADOPT-HE-0185 | SHU | EQ-300 | 190948 | 1 | Outdoor | Handrails and ladder | 420 | 180 | 200 | 15.12 | 485 | 1165 | Not stackable | 84198910 | EUR | 298956.7 | Morning Peace | Italy | Bremerhaven | Khalifa port | 2024-08-27 | 2024-10-03 | [11 empty] | 2024-10-06 |  |  | CASE_LIST |  | 1 | site | SHU | 2024-10-06 | site | 0 | 1 | 1 | 2 | 7.56 | 0 | 7.56 | HITACHI(HE) |  | 1 | 1 | 0 | 1 | Flow 1: Port → Site | SHU | HITACHI
3215 | PRL-CS-017-O1 | HVDC-ADOPT-HE-0184 | MIR | EQ-369 | 208519 | 1 | Outdoor Covered | Aluminum plates | 120 | 80 | 53 | 0.5088 | 349 | 399 | Not stackable | 76061230 | SEK | 163687.6 | Maersk Herrera | Sweden | Gothenburg | Khalifa port | 2024-07-19 | 2024-09-10 | [10 empty] | 2024-10-16 |  |  |  | CASE_LIST |  | 1 | site | MIR | 2024-10-16 | site | 0 | 1 | 1 | 2 | 0.96 | 0 | 0.96 | HITACHI(HE) |  | 1 | 1 | 0 | 1 | Flow 1: Port → Site | MIR | HITACHI
3216 | PRL-CS-017-O1 | HVDC-ADOPT-HE-0184 | DAS | EQ-369 | 208618 | 1 | Outdoor Covered | Aluminum plate | 122 | 79 | 40 | 0.38552 | 373 | 423 | Not Stackable | 76061200 | SEK | 164750.5 | Maersk Herrera | Sweden | Gothenburg | Khalifa port | 2024-07-19 | 2024-09-10 |  |  |  |  | 2024-10-16 | [7 empty] | 2025-05-05 |  | CASE_LIST | 1 | 1 | site | DAS | 2025-05-05 | site | 1 | 2 | 0 | 2 | 0.96 | 0 | 0.96 | HITACHI(HE) |  | 1 | 2 | 1 | 2 | Flow 2: Port → WH → Site | DAS | HITACHI
3217 | PRL-CS-017-O2 | HVDC-ADOPT-HE-0184 | DAS | EQ-369 | 208520 | 1 | Outdoor Covered | Novibra rubber | 120 | 80 | 133 | 1.2768 | 719 | 769 | Not stackable | 40169990 | SEK | 163687.6 | Maersk Herrera | Sweden | Gothenburg | Khalifa port | 2024-07-19 | 2024-09-10 |  |  |  |  | 2024-10-16 | [7 empty] | 2025-05-05 |  | CASE_LIST | 1 | 1 | site | DAS | 2025-05-05 | site | 1 | 2 | 0 | 2 | 0.96 | 0 | 0.96 | HITACHI(HE) |  | 1 | 2 | 1 | 2 | Flow 2: Port → WH → Site | DAS | HITACHI
3218 | PRL-CS-017-O2 | HVDC-ADOPT-HE-0184 | DAS | EQ-369 | 208521 | 1 | Outdoor Covered | Novibra rubber | 120 | 80 | 113 | 1.0848 | 551 | 601 | Not stackable | 40169990 | SEK | 163687.6 | Maersk Herrera | Sweden | Gothenburg | Khalifa port | 2024-07-19 | 2024-09-10 |  |  |  |  | 2024-10-16 |  | 2025-06-13 | [5 empty] | 2025-06-19 |  | CASE_LIST | 1 | 1 | site | DAS | 2025-06-19 | site | 2 | 3 | -1 | 2 | 0.96 | 0 | 0.96 | HITACHI(HE) |  | 1 | 3 | 2 | 4 | Flow 4: Port → WH → MOSB → Site | DAS | HITACHI
3219 | PRL-CS-017-O2 | HVDC-ADOPT-HE-0184 | SHU | EQ-369 | 208522 | 1 | Outdoor Covered | Novibra rubber | 120 | 80 | 96 | 0.9216 | 406 | 456 | Not stackable | 40169990 | SEK | 163687.6 | Maersk Herrera | Sweden | Gothenburg | Khalifa port | 2024-07-19 | 2024-09-10 | [11 empty] | 2024-10-16 |  |  | CASE_LIST |  | 1 | site | SHU | 2024-10-16 | site | 0 | 1 | 1 | 2 | 0.96 | 0 | 0.96 | HITACHI(HE) |  | 1 | 1 | 0 | 1 | Flow 1: Port → Site | SHU | HITACHI
3220 | PRL-CS-017-O2 | HVDC-ADOPT-HE-0184 | SHU | EQ-369 | 208523 | 1 | Outdoor Covered | Novibra rubber | 120 | 80 | 132 | 1.2672 | 652 | 672 | Not stackable | 40169990 | SEK | 163687.6 | Maersk Herrera | Sweden | Gothenburg | Khalifa port | 2024-07-19 | 2024-09-10 | [11 empty] | 2024-10-16 |  |  | CASE_LIST |  | 1 | site | SHU | 2024-10-16 | site | 0 | 1 | 1 | 2 | 0.96 | 0 | 0.96 | HITACHI(HE) |  | 1 | 1 | 0 | 1 | Flow 1: Port → Site | SHU | HITACHI
3209 | PRL-CS-017-O1 | HVDC-ADOPT-HE-0183 | AGI | EQ-369 | 365555 | 1 | Outdoor Covered | Aluminum plate | 120 | 80 | 54 | 0.72 | 741 | 794 | Not Stackable | 76061230 | SEK | 164750.5 | Maersk Herrera | Sweden | Gothenburg | Khalifa port | 2024-07-19 | 2024-09-10 |  |  |  |  | 2024-10-16 | [9 empty] | CASE_LIST | 1 |  | warehouse | DSV Outdoor | 2024-10-16 | warehouse | 1 | 1 | -1 | 0 | 0.96 | 0 | 0.96 | HITACHI(HE) |  | 0 | 1 | 1 | 2 | Flow 2: Port → WH → Site | DSV Outdoor | HITACHI
3210 | PRL-CS-017-O1 | HVDC-ADOPT-HE-0183 | AGI | EQ-369 | 365556 | 1 | Outdoor Covered | Novibra rubber | 120 | 80 | 112 | 1.0752 | 586 | 636 | Not Stackable | 40169990 | SEK | 164750.5 | Maersk Herrera | Sweden | Gothenburg | Khalifa port | 2024-07-19 | 2024-09-10 |  |  |  |  | 2024-10-16 | [9 empty] | CASE_LIST | 1 |  | warehouse | DSV Outdoor | 2024-10-16 | warehouse | 1 | 1 | -1 | 0 | 0.96 | 0 | 0.96 | HITACHI(HE) |  | 0 | 1 | 1 | 2 | Flow 2: Port → WH → Site | DSV Outdoor | HITACHI
3211 | PRL-CS-017-O1 | HVDC-ADOPT-HE-0183 | MIR | EQ-369 | 365557 | 1 | Outdoor Covered | Novibra rubber | 120 | 80 | 94 | 0.9024 | 482 | 532 | Not Stackable | 40169990 | SEK | 164750.5 | Maersk Herrera | Sweden | Gothenburg | Khalifa port | 2024-07-19 | 2024-09-10 | [10 empty] | 2024-10-16 |  |  |  | CASE_LIST |  | 1 | site | MIR | 2024-10-16 | site | 0 | 1 | 1 | 2 | 0.96 | 0 | 0.96 | HITACHI(HE) |  | 1 | 1 | 0 | 1 | Flow 1: Port → Site | MIR | HITACHI
3212 | PRL-CS-017-O1 | HVDC-ADOPT-HE-0183 | AGI | EQ-369 | 365558 | 1 | Outdoor Covered | Novibra rubber | 120 | 80 | 114 | 1.0944 | 610 | 660 | Not Stackable | 40169990 | SEK | 164750.5 | Maersk Herrera | Sweden | Gothenburg | Khalifa port | 2024-07-19 | 2024-09-10 |  |  |  |  | 2024-10-16 | [9 empty] | CASE_LIST | 1 |  | warehouse | DSV Outdoor | 2024-10-16 | warehouse | 1 | 1 | -1 | 0 | 0.96 | 0 | 0.96 | HITACHI(HE) |  | 0 | 1 | 1 | 2 | Flow 2: Port → WH → Site | DSV Outdoor | HITACHI
3213 | PRL-CS-017-O1 | HVDC-ADOPT-HE-0183 | MIR | EQ-369 | 365559 | 1 | Outdoor Covered | Novibra rubber | 120 | 80 | 132 | 1.2672 | 675 | 725 | Not Stackable | 40169990 | SEK | 164750.5 | Maersk Herrera | Sweden | Gothenburg | Khalifa port | 2024-07-19 | 2024-09-10 | [10 empty] | 2024-10-16 |  |  |  | CASE_LIST |  | 1 | site | MIR | 2024-10-16 | site | 0 | 1 | 1 | 2 | 0.96 | 0 | 0.96 | HITACHI(HE) |  | 1 | 1 | 0 | 1 | Flow 1: Port → Site | MIR | HITACHI
3214 | PRL-CS-017-O2 | HVDC-ADOPT-HE-0183 | SHU | EQ-369 | 208619 | 1 | Outdoor Covered | Aluminum plate | 120 | 80 | 37 | 0.3552 | 311 | 361 | Not Stackable | 76061200 | SEK | 164750.5 | Maersk Herrera | Sweden | Gothenburg | Khalifa port | 2024-07-19 | 2024-09-10 | [11 empty] | 2024-10-16 |  |  | CASE_LIST |  | 1 | site | SHU | 2024-10-16 | site | 0 | 1 | 1 | 2 | 0.96 | 0 | 0.96 | HITACHI(HE) |  | 1 | 1 | 0 | 1 | Flow 1: Port → Site | SHU | HITACHI
3221 | PRL-ZAK-009-O1 | HVDC-ADOPT-HE-0182 | AGI | EQ-002 | 364206 | 1 | Outdoor Covered | Transformer S/N 2XBR62536-T | 580 | 420 | 495 | 120.582 | 217000 | 217000 | Stackable x1 | 85042300 | SEK | 36209511 | BBC Switzerland | Brazil | Itaguai | Mina Zayed | 2024-08-01 | 2024-09-01 | [5 empty] | 2024-09-01 | [8 empty] | CASE_LIST | 1 |  | warehouse | DSV MZP | 2024-09-01 | warehouse | 1 | 1 | -1 | 0 | 24.36 | 1 | 24.36 | HITACHI(HE) |  | 0 | 1 | 1 | 2 | Flow 2: Port → WH → Site | DSV MZP | HITACHI
3222 | PRL-ZAK-009-O1 | HVDC-ADOPT-HE-0182 | AGI | EQ-002 | 364207 | 1 | Outdoor Covered | Transformer Accessories | 650 | 80 | 110 | 5.72 | 620 | 885 | Stackable x1 | 85042300 | SEK | 548629 | BBC Switzerland | Brazil | Itaguai | Mina Zayed | 2024-08-01 | 2024-09-01 |  |  |  |  | 2024-09-19 | [9 empty] | CASE_LIST | 1 |  | warehouse | DSV Outdoor | 2024-09-19 | warehouse | 1 | 1 | -1 | 0 | 5.2 | 1 | 5.2 | HITACHI(HE) |  | 0 | 1 | 1 | 2 | Flow 2: Port → WH → Site | DSV Outdoor | HITACHI
3223 | PRL-ZAK-009-O1 | HVDC-ADOPT-HE-0182 | AGI | EQ-002 | 364208 | 1 | Outdoor Covered | Transformer Accessories | 650 | 80 | 110 | 5.72 | 620 | 885 | Stackable x1 | 85042300 | SEK | 548629 | BBC Switzerland | Brazil | Itaguai | Mina Zayed | 2024-08-01 | 2024-09-01 |  |  |  |  | 2024-09-19 | [9 empty] | CASE_LIST | 1 |  | warehouse | DSV Outdoor | 2024-09-19 | warehouse | 1 | 1 | -1 | 0 | 5.2 | 1 | 5.2 | HITACHI(HE) |  | 0 | 1 | 1 | 2 | Flow 2: Port → WH → Site | DSV Outdoor | HITACHI
3224 | PRL-ZAK-009-O1 | HVDC-ADOPT-HE-0182 | AGI | EQ-002 | 364209 | 1 | Outdoor Covered | Transformer Accessories | 350 | 80 | 110 | 3.08 | 196 | 347 | Stackable x1 | 85042300 | SEK | 548629 | BBC Switzerland | Brazil | Itaguai | Mina Zayed | 2024-08-01 | 2024-09-01 |  |  |  |  | 2024-09-19 | [9 empty] | CASE_LIST | 1 |  | warehouse | DSV Outdoor | 2024-09-19 | warehouse | 1 | 1 | -1 | 0 | 2.8 | 1 | 2.8 | HITACHI(HE) |  | 0 | 1 | 1 | 2 | Flow 2: Port → WH → Site | DSV Outdoor | HITACHI
3225 | PRL-ZAK-009-O1 | HVDC-ADOPT-HE-0182 | AGI | EQ-002 | 364210 | 1 | Outdoor Covered | Transformer Accessories | 200 | 60 | 70 | 0.84 | 77 | 137 | Stackable x1 | 85042300 | SEK | 548629 | BBC Switzerland | Brazil | Itaguai | Mina Zayed | 2024-08-01 | 2024-09-01 |  |  |  |  | 2024-09-19 | [9 empty] | CASE_LIST | 1 |  | warehouse | DSV Outdoor | 2024-09-19 | warehouse | 1 | 1 | -1 | 0 | 1.2 | 1 | 1.2 | HITACHI(HE) |  | 0 | 1 | 1 | 2 | Flow 2: Port → WH → Site | DSV Outdoor | HITACHI
3226 | PRL-ZAK-009-O1 | HVDC-ADOPT-HE-0182 | AGI | EQ-002 | 364211 | 1 | Outdoor Covered | Transformer Accessories | 80 | 60 | 50 | 0.24 | 17 | 41 | Stackable x1 | 85042300 | SEK | 548629 | BBC Switzerland | Brazil | Itaguai | Mina Zayed | 2024-08-01 | 2024-09-01 |  |  |  |  | 2024-09-19 | [9 empty] | CASE_LIST | 1 |  | warehouse | DSV Outdoor | 2024-09-19 | warehouse | 1 | 1 | -1 | 0 | 0.48 | 1 | 0.48 | HITACHI(HE) |  | 0 | 1 | 1 | 2 | Flow 2: Port → WH → Site | DSV Outdoor | HITACHI
3227 | PRL-ZAK-009-O1 | HVDC-ADOPT-HE-0182 | AGI | EQ-002 | 364212 | 1 | Outdoor Covered | Transformer Accessories | 80 | 60 | 50 | 0.24 | 17 | 41 | Stackable x1 | 85042300 | SEK | 548629 | BBC Switzerland | Brazil | Itaguai | Mina Zayed | 2024-08-01 | 2024-09-01 |  |  |  |  | 2024-09-19 | [9 empty] | CASE_LIST | 1 |  | warehouse | DSV Outdoor | 2024-09-19 | warehouse | 1 | 1 | -1 | 0 | 0.48 | 1 | 0.48 | HITACHI(HE) |  | 0 | 1 | 1 | 2 | Flow 2: Port → WH → Site | DSV Outdoor | HITACHI
3228 | PRL-ZAK-009-O1 | HVDC-ADOPT-HE-0182 | AGI | EQ-002 | 364213 | 1 | Outdoor Covered | Transformer Accessories | 680 | 220 | 130 | 19.448 | 1306 | 1839 | Stackable x1 | 85042300 | SEK | 548629 | BBC Switzerland | Brazil | Itaguai | Mina Zayed | 2024-08-01 | 2024-09-01 |  |  |  |  | 2024-09-19 | [9 empty] | CASE_LIST | 1 |  | warehouse | DSV Outdoor | 2024-09-19 | warehouse | 1 | 1 | -1 | 0 | 14.96 | 1 | 14.96 | HITACHI(HE) |  | 0 | 1 | 1 | 2 | Flow 2: Port → WH → Site | DSV Outdoor | HITACHI
3229 | PRL-ZAK-009-O1 | HVDC-ADOPT-HE-0182 | AGI | EQ-002 | 364214 | 1 | Outdoor Covered | Transformer Accessories | 680 | 220 | 130 | 19.448 | 1306 | 1839 | Stackable x1 | 85042300 | SEK | 548629 | BBC Switzerland | Brazil | Itaguai | Mina Zayed | 2024-08-01 | 2024-09-01 |  |  |  |  | 2024-09-19 | [9 empty] | CASE_LIST | 1 |  | warehouse | DSV Outdoor | 2024-09-19 | warehouse | 1 | 1 | -1 | 0 | 14.96 | 1 | 14.96 | HITACHI(HE) |  | 0 | 1 | 1 | 2 | Flow 2: Port → WH → Site | DSV Outdoor | HITACHI
3230 | PRL-ZAK-009-O1 | HVDC-ADOPT-HE-0182 | AGI | EQ-002 | 364215 | 1 | Outdoor Covered | Transformer Accessories | 680 | 220 | 130 | 19.448 | 1306 | 1839 | Stackable x1 | 85042300 | SEK | 548629 | BBC Switzerland | Brazil | Itaguai | Mina Zayed | 2024-08-01 | 2024-09-01 |  |  |  |  | 2024-09-19 | [9 empty] | CASE_LIST | 1 |  | warehouse | DSV Outdoor | 2024-09-19 | warehouse | 1 | 1 | -1 | 0 | 14.96 | 1 | 14.96 | HITACHI(HE) |  | 0 | 1 | 1 | 2 | Flow 2: Port → WH → Site | DSV Outdoor | HITACHI
3231 | PRL-ZAK-009-O1 | HVDC-ADOPT-HE-0182 | AGI | EQ-002 | 364216 | 1 | Outdoor Covered | Transformer Accessories | 680 | 220 | 130 | 19.448 | 1306 | 1839 | Stackable x1 | 85042300 | SEK | 548629 | BBC Switzerland | Brazil | Itaguai | Mina Zayed | 2024-08-01 | 2024-09-01 |  |  |  |  | 2024-09-19 | [9 empty] | CASE_LIST | 1 |  | warehouse | DSV Outdoor | 2024-09-19 | warehouse | 1 | 1 | -1 | 0 | 14.96 | 1 | 14.96 | HITACHI(HE) |  | 0 | 1 | 1 | 2 | Flow 2: Port → WH → Site | DSV Outdoor | HITACHI
3232 | PRL-ZAK-009-O1 | HVDC-ADOPT-HE-0182 | AGI | EQ-002 | 364217 | 1 | Outdoor Covered | Transformer Accessories | 460 | 200 | 180 | 16.56 | 1826 | 2248 | Stackable x1 | 85042300 | SEK | 548629 | BBC Switzerland | Brazil | Itaguai | Mina Zayed | 2024-08-01 | 2024-09-01 |  |  |  |  | 2024-09-19 | [9 empty] | CASE_LIST | 1 |  | warehouse | DSV Outdoor | 2024-09-19 | warehouse | 1 | 1 | -1 | 0 | 9.2 | 1 | 9.2 | HITACHI(HE) |  | 0 | 1 | 1 | 2 | Flow 2: Port → WH → Site | DSV Outdoor | HITACHI
3233 | PRL-ZAK-009-O1 | HVDC-ADOPT-HE-0182 | AGI | EQ-002 | 364218 | 1 | Outdoor Covered | Transformer Accessories | 420 | 180 | 120 | 9.072 | 1413 | 1708 | Stackable x1 | 85042300 | SEK | 548629 | BBC Switzerland | Brazil | Itaguai | Mina Zayed | 2024-08-01 | 2024-09-01 |  |  |  |  | 2024-09-19 | [9 empty] | CASE_LIST | 1 |  | warehouse | DSV Outdoor | 2024-09-19 | warehouse | 1 | 1 | -1 | 0 | 7.56 | 1 | 7.56 | HITACHI(HE) |  | 0 | 1 | 1 | 2 | Flow 2: Port → WH → Site | DSV Outdoor | HITACHI
3234 | PRL-ZAK-009-O1 | HVDC-ADOPT-HE-0182 | AGI | EQ-002 | 364219 | 1 | Outdoor Covered | Transformer Accessories | 320 | 160 | 220 | 11.264 | 1929 | 2243 | Stackable x1 | 85042300 | SEK | 548629 | BBC Switzerland | Brazil | Itaguai | Mina Zayed | 2024-08-01 | 2024-09-01 |  |  |  |  | 2024-09-19 | [9 empty] | CASE_LIST | 1 |  | warehouse | DSV Outdoor | 2024-09-19 | warehouse | 1 | 1 | -1 | 0 | 5.12 | 1 | 5.12 | HITACHI(HE) |  | 0 | 1 | 1 | 2 | Flow 2: Port → WH → Site | DSV Outdoor | HITACHI
3235 | PRL-ZAK-009-O1 | HVDC-ADOPT-HE-0182 | AGI | EQ-002 | 364220 | 1 | Outdoor Covered | Transformer Accessories | 360 | 220 | 140 | 11.088 | 1475 | 1796 | Stackable x1 | 85042300 | SEK | 548629 | BBC Switzerland | Brazil | Itaguai | Mina Zayed | 2024-08-01 | 2024-09-01 |  |  |  |  | 2024-09-19 | [9 empty] | CASE_LIST | 1 |  | warehouse | DSV Outdoor | 2024-09-19 | warehouse | 1 | 1 | -1 | 0 | 7.92 | 1 | 7.92 | HITACHI(HE) |  | 0 | 1 | 1 | 2 | Flow 2: Port → WH → Site | DSV Outdoor | HITACHI
3236 | PRL-ZAK-009-O1 | HVDC-ADOPT-HE-0182 | AGI | EQ-002 | 364221 | 1 | Outdoor Covered | Transformer Accessories | 360 | 220 | 140 | 11.088 | 1509 | 1830 | Stackable x1 | 85042300 | SEK | 548629 | BBC Switzerland | Brazil | Itaguai | Mina Zayed | 2024-08-01 | 2024-09-01 |  |  |  |  | 2024-09-19 | [9 empty] | CASE_LIST | 1 |  | warehouse | DSV Outdoor | 2024-09-19 | warehouse | 1 | 1 | -1 | 0 | 7.92 | 1 | 7.92 | HITACHI(HE) |  | 0 | 1 | 1 | 2 | Flow 2: Port → WH → Site | DSV Outdoor | HITACHI
3237 | PRL-ZAK-009-O1 | HVDC-ADOPT-HE-0182 | AGI | EQ-002 | 364222 | 1 | Outdoor Covered | Transformer Accessories | 580 | 100 | 150 | 8.7 | 215 | 535 | Stackable x1 | 85042300 | SEK | 548629 | BBC Switzerland | Brazil | Itaguai | Mina Zayed | 2024-08-01 | 2024-09-01 |  |  |  |  | 2024-09-19 | [9 empty] | CASE_LIST | 1 |  | warehouse | DSV Outdoor | 2024-09-19 | warehouse | 1 | 1 | -1 | 0 | 5.8 | 1 | 5.8 | HITACHI(HE) |  | 0 | 1 | 1 | 2 | Flow 2: Port → WH → Site | DSV Outdoor | HITACHI
3238 | PRL-ZAK-009-O1 | HVDC-ADOPT-HE-0182 | AGI | EQ-002 | 364223 | 1 | Outdoor Covered | Transformer Accessories | 260 | 160 | 210 | 8.736 | 826 | 1086 | Stackable x1 | 85042300 | SEK | 548629 | BBC Switzerland | Brazil | Itaguai | Mina Zayed | 2024-08-01 | 2024-09-01 |  |  |  |  | 2024-09-19 | [9 empty] | CASE_LIST | 1 |  | warehouse | DSV Outdoor | 2024-09-19 | warehouse | 1 | 1 | -1 | 0 | 4.16 | 1 | 4.16 | HITACHI(HE) |  | 0 | 1 | 1 | 2 | Flow 2: Port → WH → Site | DSV Outdoor | HITACHI
3239 | PRL-ZAK-009-O1 | HVDC-ADOPT-HE-0182 | AGI | EQ-002 | 364224 | 1 | Outdoor Covered | Transformer Accessories | 200 | 140 | 140 | 3.92 | 504 | 655 | Stackable x1 | 85042300 | SEK | 548629 | BBC Switzerland | Brazil | Itaguai | Mina Zayed | 2024-08-01 | 2024-09-01 |  |  |  |  | 2024-09-19 | [9 empty] | CASE_LIST | 1 |  | warehouse | DSV Outdoor | 2024-09-19 | warehouse | 1 | 1 | -1 | 0 | 2.8 | 1 | 2.8 | HITACHI(HE) |  | 0 | 1 | 1 | 2 | Flow 2: Port → WH → Site | DSV Outdoor | HITACHI
3240 | PRL-ZAK-009-O1 | HVDC-ADOPT-HE-0182 | AGI | EQ-002 | 364226 | 1 | Outdoor Covered | Transformer Accessories (DGD) | 160 | 100 | 80 | 1.28 | 464 | 538 | Stackable x1 | 85042300 | SEK | 548629 | BBC Switzerland | Brazil | Itaguai | Mina Zayed | 2024-08-01 | 2024-09-01 | [6 empty] | 2025-07-04 | [7 empty] | CASE_LIST | 1 |  | warehouse | MOSB | 2025-07-04 | warehouse | 1 | 1 | -1 | 0 | 1.6 | 1 | 1.6 | HITACHI(HE) |  | 0 | 1 | 1 | 5 | Flow 5: Mixed / Waiting / Incomplete leg | MOSB | HITACHI
3241 | PRL-ZAK-009-O1 | HVDC-ADOPT-HE-0182 | AGI | EQ-002 | 364227 | 1 | Outdoor Covered | Transformer S/N 2XBR62537-T | 580 | 420 | 495 | 120.582 | 217000 | 217000 | Stackable x1 | 85042300 | SEK | 36209511 | BBC Switzerland | Brazil | Itaguai | Mina Zayed | 2024-08-01 | 2024-09-01 | [5 empty] | 2024-09-01 | [8 empty] | CASE_LIST | 1 |  | warehouse | DSV MZP | 2024-09-01 | warehouse | 1 | 1 | -1 | 0 | 24.36 | 1 | 24.36 | HITACHI(HE) |  | 0 | 1 | 1 | 2 | Flow 2: Port → WH → Site | DSV MZP | HITACHI
3242 | PRL-ZAK-009-O1 | HVDC-ADOPT-HE-0182 | AGI | EQ-002 | 364228 | 1 | Outdoor Covered | Transformer Accessories | 650 | 80 | 110 | 5.72 | 620 | 885 | Stackable x1 | 85042300 | SEK | 548629 | BBC Switzerland | Brazil | Itaguai | Mina Zayed | 2024-08-01 | 2024-09-01 |  |  |  |  | 2024-09-19 | [9 empty] | CASE_LIST | 1 |  | warehouse | DSV Outdoor | 2024-09-19 | warehouse | 1 | 1 | -1 | 0 | 5.2 | 1 | 5.2 | HITACHI(HE) |  | 0 | 1 | 1 | 2 | Flow 2: Port → WH → Site | DSV Outdoor | HITACHI
3243 | PRL-ZAK-009-O1 | HVDC-ADOPT-HE-0182 | AGI | EQ-002 | 364229 | 1 | Outdoor Covered | Transformer Accessories | 650 | 80 | 110 | 5.72 | 620 | 885 | Stackable x1 | 85042300 | SEK | 548629 | BBC Switzerland | Brazil | Itaguai | Mina Zayed | 2024-08-01 | 2024-09-01 |  |  |  |  | 2024-09-19 | [9 empty] | CASE_LIST | 1 |  | warehouse | DSV Outdoor | 2024-09-19 | warehouse | 1 | 1 | -1 | 0 | 5.2 | 1 | 5.2 | HITACHI(HE) |  | 0 | 1 | 1 | 2 | Flow 2: Port → WH → Site | DSV Outdoor | HITACHI
3244 | PRL-ZAK-009-O1 | HVDC-ADOPT-HE-0182 | AGI | EQ-002 | 364230 | 1 | Outdoor Covered | Transformer Accessories | 350 | 80 | 110 | 3.08 | 196 | 347 | Stackable x1 | 85042300 | SEK | 548629 | BBC Switzerland | Brazil | Itaguai | Mina Zayed | 2024-08-01 | 2024-09-01 |  |  |  |  | 2024-09-19 | [9 empty] | CASE_LIST | 1 |  | warehouse | DSV Outdoor | 2024-09-19 | warehouse | 1 | 1 | -1 | 0 | 2.8 | 1 | 2.8 | HITACHI(HE) |  | 0 | 1 | 1 | 2 | Flow 2: Port → WH → Site | DSV Outdoor | HITACHI
3245 | PRL-ZAK-009-O1 | HVDC-ADOPT-HE-0182 | AGI | EQ-002 | 364231 | 1 | Outdoor Covered | Transformer Accessories | 200 | 60 | 70 | 0.84 | 77 | 137 | Stackable x1 | 85042300 | SEK | 548629 | BBC Switzerland | Brazil | Itaguai | Mina Zayed | 2024-08-01 | 2024-09-01 |  |  |  |  | 2024-09-19 | [9 empty] | CASE_LIST | 1 |  | warehouse | DSV Outdoor | 2024-09-19 | warehouse | 1 | 1 | -1 | 0 | 1.2 | 1 | 1.2 | HITACHI(HE) |  | 0 | 1 | 1 | 2 | Flow 2: Port → WH → Site | DSV Outdoor | HITACHI
3246 | PRL-ZAK-009-O1 | HVDC-ADOPT-HE-0182 | AGI | EQ-002 | 364232 | 1 | Outdoor Covered | Transformer Accessories | 80 | 60 | 50 | 0.24 | 17 | 41 | Stackable x1 | 85042300 | SEK | 548629 | BBC Switzerland | Brazil | Itaguai | Mina Zayed | 2024-08-01 | 2024-09-01 |  |  |  |  | 2024-09-19 | [9 empty] | CASE_LIST | 1 |  | warehouse | DSV Outdoor | 2024-09-19 | warehouse | 1 | 1 | -1 | 0 | 0.48 | 1 | 0.48 | HITACHI(HE) |  | 0 | 1 | 1 | 2 | Flow 2: Port → WH → Site | DSV Outdoor | HITACHI
3247 | PRL-ZAK-009-O1 | HVDC-ADOPT-HE-0182 | AGI | EQ-002 | 364233 | 1 | Outdoor Covered | Transformer Accessories | 80 | 60 | 50 | 0.24 | 17 | 41 | Stackable x1 | 85042300 | SEK | 548629 | BBC Switzerland | Brazil | Itaguai | Mina Zayed | 2024-08-01 | 2024-09-01 |  |  |  |  | 2024-09-19 | [9 empty] | CASE_LIST | 1 |  | warehouse | DSV Outdoor | 2024-09-19 | warehouse | 1 | 1 | -1 | 0 | 0.48 | 1 | 0.48 | HITACHI(HE) |  | 0 | 1 | 1 | 2 | Flow 2: Port → WH → Site | DSV Outdoor | HITACHI
3248 | PRL-ZAK-009-O1 | HVDC-ADOPT-HE-0182 | AGI | EQ-002 | 364234 | 1 | Outdoor Covered | Transformer Accessories | 680 | 220 | 130 | 19.448 | 1306 | 1839 | Stackable x1 | 85042300 | SEK | 548629 | BBC Switzerland | Brazil | Itaguai | Mina Zayed | 2024-08-01 | 2024-09-01 |  |  |  |  | 2024-09-19 | [9 empty] | CASE_LIST | 1 |  | warehouse | DSV Outdoor | 2024-09-19 | warehouse | 1 | 1 | -1 | 0 | 14.96 | 1 | 14.96 | HITACHI(HE) |  | 0 | 1 | 1 | 2 | Flow 2: Port → WH → Site | DSV Outdoor | HITACHI
3249 | PRL-ZAK-009-O1 | HVDC-ADOPT-HE-0182 | AGI | EQ-002 | 364235 | 1 | Outdoor Covered | Transformer Accessories | 680 | 220 | 130 | 19.448 | 1306 | 1839 | Stackable x1 | 85042300 | SEK | 548629 | BBC Switzerland | Brazil | Itaguai | Mina Zayed | 2024-08-01 | 2024-09-01 |  |  |  |  | 2024-09-19 | [9 empty] | CASE_LIST | 1 |  | warehouse | DSV Outdoor | 2024-09-19 | warehouse | 1 | 1 | -1 | 0 | 14.96 | 1 | 14.96 | HITACHI(HE) |  | 0 | 1 | 1 | 2 | Flow 2: Port → WH → Site | DSV Outdoor | HITACHI
3250 | PRL-ZAK-009-O1 | HVDC-ADOPT-HE-0182 | AGI | EQ-002 | 364236 | 1 | Outdoor Covered | Transformer Accessories | 680 | 220 | 130 | 19.448 | 1306 | 1839 | Stackable x1 | 85042300 | SEK | 548629 | BBC Switzerland | Brazil | Itaguai | Mina Zayed | 2024-08-01 | 2024-09-01 |  |  |  |  | 2024-09-19 | [9 empty] | CASE_LIST | 1 |  | warehouse | DSV Outdoor | 2024-09-19 | warehouse | 1 | 1 | -1 | 0 | 14.96 | 1 | 14.96 | HITACHI(HE) |  | 0 | 1 | 1 | 2 | Flow 2: Port → WH → Site | DSV Outdoor | HITACHI
3251 | PRL-ZAK-009-O1 | HVDC-ADOPT-HE-0182 | AGI | EQ-002 | 364237 | 1 | Outdoor Covered | Transformer Accessories | 680 | 220 | 130 | 19.448 | 1306 | 1839 | Stackable x1 | 85042300 | SEK | 548629 | BBC Switzerland | Brazil | Itaguai | Mina Zayed | 2024-08-01 | 2024-09-01 |  |  |  |  | 2024-09-20 | [9 empty] | CASE_LIST | 1 |  | warehouse | DSV Outdoor | 2024-09-20 | warehouse | 1 | 1 | -1 | 0 | 14.96 | 1 | 14.96 | HITACHI(HE) |  | 0 | 1 | 1 | 2 | Flow 2: Port → WH → Site | DSV Outdoor | HITACHI
3252 | PRL-ZAK-009-O1 | HVDC-ADOPT-HE-0182 | AGI | EQ-002 | 364238 | 1 | Outdoor Covered | Transformer Accessories | 460 | 200 | 180 | 16.56 | 1826 | 2248 | Stackable x1 | 85042300 | SEK | 548629 | BBC Switzerland | Brazil | Itaguai | Mina Zayed | 2024-08-01 | 2024-09-01 |  |  |  |  | 2024-09-20 | [9 empty] | CASE_LIST | 1 |  | warehouse | DSV Outdoor | 2024-09-20 | warehouse | 1 | 1 | -1 | 0 | 9.2 | 1 | 9.2 | HITACHI(HE) |  | 0 | 1 | 1 | 2 | Flow 2: Port → WH → Site | DSV Outdoor | HITACHI
3253 | PRL-ZAK-009-O1 | HVDC-ADOPT-HE-0182 | AGI | EQ-002 | 364239 | 1 | Outdoor Covered | Transformer Accessories | 420 | 180 | 120 | 9.072 | 1413 | 1708 | Stackable x1 | 85042300 | SEK | 548629 | BBC Switzerland | Brazil | Itaguai | Mina Zayed | 2024-08-01 | 2024-09-01 |  |  |  |  | 2024-09-20 | [9 empty] | CASE_LIST | 1 |  | warehouse | DSV Outdoor | 2024-09-20 | warehouse | 1 | 1 | -1 | 0 | 7.56 | 1 | 7.56 | HITACHI(HE) |  | 0 | 1 | 1 | 2 | Flow 2: Port → WH → Site | DSV Outdoor | HITACHI
3254 | PRL-ZAK-009-O1 | HVDC-ADOPT-HE-0182 | AGI | EQ-002 | 364240 | 1 | Outdoor Covered | Transformer Accessories | 320 | 160 | 220 | 11.264 | 1929 | 2243 | Stackable x1 | 85042300 | SEK | 548629 | BBC Switzerland | Brazil | Itaguai | Mina Zayed | 2024-08-01 | 2024-09-01 |  |  |  |  | 2024-09-20 | [9 empty] | CASE_LIST | 1 |  | warehouse | DSV Outdoor | 2024-09-20 | warehouse | 1 | 1 | -1 | 0 | 5.12 | 1 | 5.12 | HITACHI(HE) |  | 0 | 1 | 1 | 2 | Flow 2: Port → WH → Site | DSV Outdoor | HITACHI
3255 | PRL-ZAK-009-O1 | HVDC-ADOPT-HE-0182 | AGI | EQ-002 | 364241 | 1 | Outdoor Covered | Transformer Accessories | 360 | 220 | 140 | 11.088 | 1475 | 1796 | Stackable x1 | 85042300 | SEK | 548629 | BBC Switzerland | Brazil | Itaguai | Mina Zayed | 2024-08-01 | 2024-09-01 |  |  |  |  | 2024-09-20 | [9 empty] | CASE_LIST | 1 |  | warehouse | DSV Outdoor | 2024-09-20 | warehouse | 1 | 1 | -1 | 0 | 7.92 | 1 | 7.92 | HITACHI(HE) |  | 0 | 1 | 1 | 2 | Flow 2: Port → WH → Site | DSV Outdoor | HITACHI
3256 | PRL-ZAK-009-O1 | HVDC-ADOPT-HE-0182 | AGI | EQ-002 | 364242 | 1 | Outdoor Covered | Transformer Accessories | 360 | 220 | 140 | 11.088 | 1509 | 1830 | Stackable x1 | 85042300 | SEK | 548629 | BBC Switzerland | Brazil | Itaguai | Mina Zayed | 2024-08-01 | 2024-09-01 |  |  |  |  | 2024-09-20 | [9 empty] | CASE_LIST | 1 |  | warehouse | DSV Outdoor | 2024-09-20 | warehouse | 1 | 1 | -1 | 0 | 7.92 | 1 | 7.92 | HITACHI(HE) |  | 0 | 1 | 1 | 2 | Flow 2: Port → WH → Site | DSV Outdoor | HITACHI
3257 | PRL-ZAK-009-O1 | HVDC-ADOPT-HE-0182 | AGI | EQ-002 | 364243 | 1 | Outdoor Covered | Transformer Accessories | 580 | 100 | 150 | 8.7 | 215 | 535 | Stackable x1 | 85042300 | SEK | 548629 | BBC Switzerland | Brazil | Itaguai | Mina Zayed | 2024-08-01 | 2024-09-01 |  |  |  |  | 2024-09-20 | [9 empty] | CASE_LIST | 1 |  | warehouse | DSV Outdoor | 2024-09-20 | warehouse | 1 | 1 | -1 | 0 | 5.8 | 1 | 5.8 | HITACHI(HE) |  | 0 | 1 | 1 | 2 | Flow 2: Port → WH → Site | DSV Outdoor | HITACHI
3258 | PRL-ZAK-009-O1 | HVDC-ADOPT-HE-0182 | AGI | EQ-002 | 364244 | 1 | Outdoor Covered | Transformer Accessories | 260 | 160 | 210 | 8.736 | 826 | 1086 | Stackable x1 | 85042300 | SEK | 548629 | BBC Switzerland | Brazil | Itaguai | Mina Zayed | 2024-08-01 | 2024-09-01 |  |  |  |  | 2024-09-20 | [9 empty] | CASE_LIST | 1 |  | warehouse | DSV Outdoor | 2024-09-20 | warehouse | 1 | 1 | -1 | 0 | 4.16 | 1 | 4.16 | HITACHI(HE) |  | 0 | 1 | 1 | 2 | Flow 2: Port → WH → Site | DSV Outdoor | HITACHI
3259 | PRL-ZAK-009-O1 | HVDC-ADOPT-HE-0182 | AGI | EQ-002 | 364245 | 1 | Outdoor Covered | Transformer Accessories | 200 | 140 | 140 | 3.92 | 504 | 655 | Stackable x1 | 85042300 | SEK | 548629 | BBC Switzerland | Brazil | Itaguai | Mina Zayed | 2024-08-01 | 2024-09-01 |  |  |  |  | 2024-09-20 | [9 empty] | CASE_LIST | 1 |  | warehouse | DSV Outdoor | 2024-09-20 | warehouse | 1 | 1 | -1 | 0 | 2.8 | 1 | 2.8 | HITACHI(HE) |  | 0 | 1 | 1 | 2 | Flow 2: Port → WH → Site | DSV Outdoor | HITACHI
3260 | PRL-ZAK-009-O1 | HVDC-ADOPT-HE-0182 | AGI | EQ-002 | 364247 | 1 | Outdoor Covered | Transformer Accessories (DGD) | 160 | 100 | 80 | 1.28 | 464 | 538 | Stackable x1 | 85042300 | SEK | 548629 | BBC Switzerland | Brazil | Itaguai | Mina Zayed | 2024-08-01 | 2024-09-01 | [6 empty] | 2025-07-04 | [7 empty] | CASE_LIST | 1 |  | warehouse | MOSB | 2025-07-04 | warehouse | 1 | 1 | -1 | 0 | 1.6 | 1 | 1.6 | HITACHI(HE) |  | 0 | 1 | 1 | 5 | Flow 5: Mixed / Waiting / Incomplete leg | MOSB | HITACHI
3261 | PRL-ZAK-009-O1 | HVDC-ADOPT-HE-0182 | AGI | EQ-002 | 364358 | 1 | Outdoor Covered | Transformer Accessories | 680 | 220 | 130 | 19.448 | 1306 | 1839 | Stackable x1 | 85042300 | SEK | 548629 | BBC Switzerland | Brazil | Itaguai | Mina Zayed | 2024-08-01 | 2024-09-01 |  |  |  |  | 2024-09-20 | [9 empty] | CASE_LIST | 1 |  | warehouse | DSV Outdoor | 2024-09-20 | warehouse | 1 | 1 | -1 | 0 | 14.96 | 1 | 14.96 | HITACHI(HE) |  | 0 | 1 | 1 | 2 | Flow 2: Port → WH → Site | DSV Outdoor | HITACHI
3262 | PRL-ZAK-009-O1 | HVDC-ADOPT-HE-0182 | AGI | EQ-002 | 364359 | 1 | Outdoor Covered | Transformer Accessories | 320 | 220 | 260 | 18.304 | 1773 | 2195 | Stackable x1 | 85042300 | SEK | 548629 | BBC Switzerland | Brazil | Itaguai | Mina Zayed | 2024-08-01 | 2024-09-01 |  |  |  |  | 2024-09-20 | [9 empty] | CASE_LIST | 1 |  | warehouse | DSV Outdoor | 2024-09-20 | warehouse | 1 | 1 | -1 | 0 | 7.04 | 1 | 7.04 | HITACHI(HE) |  | 0 | 1 | 1 | 2 | Flow 2: Port → WH → Site | DSV Outdoor | HITACHI
3263 | PRL-ZAK-009-O1 | HVDC-ADOPT-HE-0182 | AGI | EQ-002 | 364360 | 1 | Outdoor Covered | Transformer Accessories | 680 | 220 | 130 | 19.448 | 1306 | 1839 | Stackable x1 | 85042300 | SEK | 548629 | BBC Switzerland | Brazil | Itaguai | Mina Zayed | 2024-08-01 | 2024-09-01 |  |  |  |  | 2024-09-20 | [9 empty] | CASE_LIST | 1 |  | warehouse | DSV Outdoor | 2024-09-20 | warehouse | 1 | 1 | -1 | 0 | 14.96 | 1 | 14.96 | HITACHI(HE) |  | 0 | 1 | 1 | 2 | Flow 2: Port → WH → Site | DSV Outdoor | HITACHI
3264 | PRL-ZAK-009-O1 | HVDC-ADOPT-HE-0182 | AGI | EQ-002 | 364361 | 1 | Outdoor Covered | Transformer Accessories | 320 | 220 | 260 | 18.304 | 1773 | 2195 | Stackable x1 | 85042300 | SEK | 548629 | BBC Switzerland | Brazil | Itaguai | Mina Zayed | 2024-08-01 | 2024-09-01 |  |  |  |  | 2024-09-20 | [9 empty] | CASE_LIST | 1 |  | warehouse | DSV Outdoor | 2024-09-20 | warehouse | 1 | 1 | -1 | 0 | 7.04 | 1 | 7.04 | HITACHI(HE) |  | 0 | 1 | 1 | 2 | Flow 2: Port → WH → Site | DSV Outdoor | HITACHI
3265 | PRL-ZAK-009-O2 | HVDC-ADOPT-HE-0182 | AGI | EQ-002 | 364225 | 1 | Indoor | Control Cubicle | 300 | 160 | 260 | 12.48 | 468 | 803 | Stackable x1 | 85042300 | SEK | 548629 | BBC Switzerland | Brazil | Itaguai | Mina Zayed | 2024-08-01 | 2024-09-01 |  | 2024-09-12 | [12 empty] | CASE_LIST | 1 |  | warehouse | DSV Indoor | 2024-09-12 | warehouse | 1 | 1 | -1 | 0 | 4.8 | 1 | 4.8 | HITACHI(HE) |  | 0 | 1 | 1 | 2 | Flow 2: Port → WH → Site | DSV Indoor | HITACHI
3266 | PRL-ZAK-009-O2 | HVDC-ADOPT-HE-0182 | AGI | EQ-002 | 364246 | 1 | Indoor | Control Cubicle | 300 | 160 | 260 | 12.48 | 468 | 803 | Stackable x1 | 85042300 | SEK | 548629 | BBC Switzerland | Brazil | Itaguai | Mina Zayed | 2024-08-01 | 2024-09-01 |  | 2024-09-12 | [12 empty] | CASE_LIST | 1 |  | warehouse | DSV Indoor | 2024-09-12 | warehouse | 1 | 1 | -1 | 0 | 4.8 | 1 | 4.8 | HITACHI(HE) |  | 0 | 1 | 1 | 2 | Flow 2: Port → WH → Site | DSV Indoor | HITACHI
3192 | PRL-CS-016-O3 | HVDC-ADOPT-HE-0181 | DAS | EQ-009 | 207564 | 1 | Outdoor covered | GSBL145-650 | 450 | 89 | 95 | 3.8047 | 340 | 615 | Stackable / 3 pcs | 85446010 | SEK | 475538 | Maersk Herrera | Sweden | Gothenburg | Khalifa port | 2024-07-11 | 2024-09-10 |  |  |  |  | 2024-09-14 | [7 empty] | 2025-04-21 |  | CASE_LIST | 1 | 1 | site | DAS | 2025-04-21 | site | 1 | 2 | 0 | 2 | 4 | 3 | 4 | HITACHI(HE) |  | 1 | 2 | 1 | 2 | Flow 2: Port → WH → Site | DAS | HITACHI
3193 | PRL-CS-016-O3 | HVDC-ADOPT-HE-0181 | DAS | EQ-009 | 207565 | 1 | Outdoor covered | GSBL145-650 | 450 | 89 | 95 | 3.8047 | 340 | 615 | Stackable / 3 pcs | 85446010 | SEK | 475538 | Maersk Herrera | Sweden | Gothenburg | Khalifa port | 2024-07-11 | 2024-09-10 |  |  |  |  | 2024-09-14 | [7 empty] | 2025-04-21 |  | CASE_LIST | 1 | 1 | site | DAS | 2025-04-21 | site | 1 | 2 | 0 | 2 | 4 | 3 | 4 | HITACHI(HE) |  | 1 | 2 | 1 | 2 | Flow 2: Port → WH → Site | DAS | HITACHI
3194 | PRL-CS-016-O3 | HVDC-ADOPT-HE-0181 | DAS | EQ-009 | 207566 | 1 | Outdoor covered | GSBL145-650 | 450 | 89 | 95 | 3.8047 | 340 | 615 | Stackable / 3 pcs | 85446010 | SEK | 475538 | Maersk Herrera | Sweden | Gothenburg | Khalifa port | 2024-07-11 | 2024-09-10 |  |  |  |  | 2024-09-14 | [7 empty] | 2025-04-28 |  | CASE_LIST | 1 | 1 | site | DAS | 2025-04-28 | site | 1 | 2 | 0 | 2 | 4 | 3 | 4 | HITACHI(HE) |  | 1 | 2 | 1 | 2 | Flow 2: Port → WH → Site | DAS | HITACHI
3195 | PRL-CS-016-O3 | HVDC-ADOPT-HE-0181 | DAS | EQ-009 | 207567 | 1 | Outdoor covered | GSBL145-650 | 450 | 89 | 95 | 3.8047 | 340 | 615 | Stackable / 3 pcs | 85446010 | SEK | 475538 | Maersk Herrera | Sweden | Gothenburg | Khalifa port | 2024-07-11 | 2024-09-10 |  |  |  |  | 2024-09-14 | [7 empty] | 2025-04-28 |  | CASE_LIST | 1 | 1 | site | DAS | 2025-04-28 | site | 1 | 2 | 0 | 2 | 4 | 3 | 4 | HITACHI(HE) |  | 1 | 2 | 1 | 2 | Flow 2: Port → WH → Site | DAS | HITACHI
3196 | PRL-CS-016-O3 | HVDC-ADOPT-HE-0181 | DAS | EQ-009 | 207568 | 1 | Outdoor covered | GSBL145-650 | 450 | 89 | 95 | 3.8047 | 340 | 615 | Stackable / 3 pcs | 85446010 | SEK | 475538 | Maersk Herrera | Sweden | Gothenburg | Khalifa port | 2024-07-11 | 2024-09-10 |  |  |  |  | 2024-09-16 | [7 empty] | 2025-04-28 |  | CASE_LIST | 1 | 1 | site | DAS | 2025-04-28 | site | 1 | 2 | 0 | 2 | 4 | 3 | 4 | HITACHI(HE) |  | 1 | 2 | 1 | 2 | Flow 2: Port → WH → Site | DAS | HITACHI
3197 | PRL-CS-016-O3 | HVDC-ADOPT-HE-0181 | DAS | EQ-009 | 207569 | 1 | Outdoor covered | GSBL145-650 | 450 | 89 | 95 | 3.8047 | 340 | 615 | Stackable / 3 pcs | 85446010 | SEK | 475538 | Maersk Herrera | Sweden | Gothenburg | Khalifa port | 2024-07-11 | 2024-09-10 |  |  |  |  | 2024-09-16 | [7 empty] | 2025-04-28 |  | CASE_LIST | 1 | 1 | site | DAS | 2025-04-28 | site | 1 | 2 | 0 | 2 | 4 | 3 | 4 | HITACHI(HE) |  | 1 | 2 | 1 | 2 | Flow 2: Port → WH → Site | DAS | HITACHI
3198 | PRL-CS-016-O3 | HVDC-ADOPT-HE-0181 | DAS | EQ-009 | 207570 | 1 | Outdoor covered | GSBL145-650 | 450 | 89 | 95 | 3.8047 | 340 | 615 | Stackable / 3 pcs | 85446010 | SEK | 475538 | Maersk Herrera | Sweden | Gothenburg | Khalifa port | 2024-07-11 | 2024-09-10 |  |  |  |  | 2024-09-16 | [7 empty] | 2025-04-28 |  | CASE_LIST | 1 | 1 | site | DAS | 2025-04-28 | site | 1 | 2 | 0 | 2 | 4 | 3 | 4 | HITACHI(HE) |  | 1 | 2 | 1 | 2 | Flow 2: Port → WH → Site | DAS | HITACHI
3199 | PRL-CS-016-O3 | HVDC-ADOPT-HE-0181 | DAS | EQ-009 | 207573 | 1 | Outdoor covered | GSBL145-650 | 450 | 89 | 95 | 3.8047 | 340 | 615 | Stackable / 3 pcs | 85446010 | SEK | 475538 | Maersk Herrera | Sweden | Gothenburg | Khalifa port | 2024-07-11 | 2024-09-10 |  |  |  |  | 2024-09-16 | [7 empty] | 2025-04-28 |  | CASE_LIST | 1 | 1 | site | DAS | 2025-04-28 | site | 1 | 2 | 0 | 2 | 4 | 3 | 4 | HITACHI(HE) |  | 1 | 2 | 1 | 2 | Flow 2: Port → WH → Site | DAS | HITACHI
3200 | PRL-CS-016-O3 | HVDC-ADOPT-HE-0181 | DAS | EQ-009 | 207574 | 1 | Outdoor covered | GSBL145-650 | 450 | 89 | 95 | 3.8047 | 340 | 615 | Stackable / 3 pcs | 85446010 | SEK | 475538 | Maersk Herrera | Sweden | Gothenburg | Khalifa port | 2024-07-11 | 2024-09-10 |  |  |  |  | 2024-09-16 | [7 empty] | 2025-04-28 |  | CASE_LIST | 1 | 1 | site | DAS | 2025-04-28 | site | 1 | 2 | 0 | 2 | 4 | 3 | 4 | HITACHI(HE) |  | 1 | 2 | 1 | 2 | Flow 2: Port → WH → Site | DAS | HITACHI
3201 | PRL-CS-016-O3 | HVDC-ADOPT-HE-0181 | DAS | EQ-009 | 207575 | 1 | Outdoor covered | GSBL145-650 | 450 | 89 | 95 | 3.8047 | 340 | 615 | Stackable / 3 pcs | 85446010 | SEK | 475538 | Maersk Herrera | Sweden | Gothenburg | Khalifa port | 2024-07-11 | 2024-09-10 |  |  |  |  | 2024-09-16 | [7 empty] | 2025-04-28 |  | CASE_LIST | 1 | 1 | site | DAS | 2025-04-28 | site | 1 | 2 | 0 | 2 | 4 | 3 | 4 | HITACHI(HE) |  | 1 | 2 | 1 | 2 | Flow 2: Port → WH → Site | DAS | HITACHI
3202 | PRL-CS-016-O3 | HVDC-ADOPT-HE-0181 | DAS | EQ-009 | 207576 | 1 | Outdoor covered | GSBL145-650 | 450 | 89 | 95 | 3.8047 | 340 | 615 | Stackable / 3 pcs | 85446010 | SEK | 475538 | Maersk Herrera | Sweden | Gothenburg | Khalifa port | 2024-07-11 | 2024-09-10 |  |  |  |  | 2024-09-16 | [7 empty] | 2025-04-28 |  | CASE_LIST | 1 | 1 | site | DAS | 2025-04-28 | site | 1 | 2 | 0 | 2 | 4 | 3 | 4 | HITACHI(HE) |  | 1 | 2 | 1 | 2 | Flow 2: Port → WH → Site | DAS | HITACHI
3203 | PRL-CS-016-O3 | HVDC-ADOPT-HE-0181 | DAS | EQ-009 | 207577 | 1 | Outdoor covered | GSBL145-650 | 450 | 89 | 95 | 3.8047 | 340 | 615 | Stackable / 3 pcs | 85446010 | SEK | 475538 | Maersk Herrera | Sweden | Gothenburg | Khalifa port | 2024-07-11 | 2024-09-10 |  |  |  |  | 2024-09-16 | [7 empty] | 2025-04-28 |  | CASE_LIST | 1 | 1 | site | DAS | 2025-04-28 | site | 1 | 2 | 0 | 2 | 4 | 3 | 4 | HITACHI(HE) |  | 1 | 2 | 1 | 2 | Flow 2: Port → WH → Site | DAS | HITACHI
3204 | PRL-CS-016-O3 | HVDC-ADOPT-HE-0181 | DAS | EQ-009 | 207578 | 1 | Outdoor covered | GSBL145-650 | 450 | 89 | 95 | 3.8047 | 340 | 615 | Stackable / 3 pcs | 85446010 | SEK | 475538 | Maersk Herrera | Sweden | Gothenburg | Khalifa port | 2024-07-11 | 2024-09-10 |  |  |  |  | 2024-09-16 | [7 empty] | 2025-04-28 |  | CASE_LIST | 1 | 1 | site | DAS | 2025-04-28 | site | 1 | 2 | 0 | 2 | 4 | 3 | 4 | HITACHI(HE) |  | 1 | 2 | 1 | 2 | Flow 2: Port → WH → Site | DAS | HITACHI
3205 | PRL-CS-016-O3 | HVDC-ADOPT-HE-0181 | DAS | EQ-009 | 207586 | 1 | Outdoor covered | GSBL145-650 | 450 | 89 | 95 | 3.8047 | 340 | 615 | Stackable / 3 pcs | 85446010 | SEK | 475538 | Maersk Herrera | Sweden | Gothenburg | Khalifa port | 2024-07-11 | 2024-09-10 |  |  |  |  | 2024-09-16 | [7 empty] | 2025-04-28 |  | CASE_LIST | 1 | 1 | site | DAS | 2025-04-28 | site | 1 | 2 | 0 | 2 | 4 | 3 | 4 | HITACHI(HE) |  | 1 | 2 | 1 | 2 | Flow 2: Port → WH → Site | DAS | HITACHI
3206 | PRL-CS-016-O2 | HVDC-ADOPT-HE-0180 | DAS | EQ-009 | 207587 | 1 | Outdoor covered | Spare GSA52-AA Bushing | 260 | 64 | 71 | 1.1814 | 127 | 207 | Stackable / 3 pcs | 85446010 | SEK | 475538 | Maersk Herrera | Sweden | Gothenburg | Khalifa port | 2024-07-11 | 2024-09-10 |  |  |  |  | 2024-09-16 | [7 empty] | 2025-04-30 |  | CASE_LIST | 1 | 1 | site | DAS | 2025-04-30 | site | 1 | 2 | 0 | 2 | 1.66 | 3 | 1.66 | HITACHI(HE) |  | 1 | 2 | 1 | 2 | Flow 2: Port → WH → Site | DAS | HITACHI
3207 | PRL-CS-016-O2 | HVDC-ADOPT-HE-0180 | AGI | EQ-009 | 365376 | 1 | Outdoor covered | Spare GSCL1300 Bushing | 750 | 91 | 105 | 7.1662 | 1090 | 1650 | Stackable / 2 pcs | 85446010 | SEK | 475538 | Maersk Herrera | Sweden | Gothenburg | Khalifa port | 2024-07-11 | 2024-09-10 |  |  |  |  | 2024-09-14 | [9 empty] | CASE_LIST | 1 |  | warehouse | DSV Outdoor | 2024-09-14 | warehouse | 1 | 1 | -1 | 0 | 6.83 | 2 | 6.83 | HITACHI(HE) |  | 0 | 1 | 1 | 2 | Flow 2: Port → WH → Site | DSV Outdoor | HITACHI
3208 | PRL-CS-016-O2 | HVDC-ADOPT-HE-0180 | AGI | EQ-009 | 365377 | 1 | Outdoor covered | Spare Corona shield | 135 | 135 | 109 | 1.9865 | 48 | 90 | Stackable / 2 pcs | 85446010 | SEK | 475538 | Maersk Herrera | Sweden | Gothenburg | Khalifa port | 2024-07-11 | 2024-09-10 |  |  |  |  | 2024-09-16 | [9 empty] | CASE_LIST | 1 |  | warehouse | DSV Outdoor | 2024-09-16 | warehouse | 1 | 1 | -1 | 0 | 1.82 | 2 | 1.82 | HITACHI(HE) |  | 0 | 1 | 1 | 2 | Flow 2: Port → WH → Site | DSV Outdoor | HITACHI
3093 | PRL-ZAK-002-O Lot 11-2 | HVDC-ADOPT-HE-0179-2 | AGI | EQ-001 | 364750 | 1 | Outdoor Covered | Side shield pair 1 | 420 | 205 | 140 | 12.054 | 590 | 1031 | Stackable x2 | 85044083 | SEK | 320200 | Maersk Houston | Sweden | Gothenburg | Khalifa port | 2024-06-27 | 2024-08-07 |  |  |  |  | 2024-09-02 | [9 empty] | CASE_LIST | 1 |  | warehouse | DSV Outdoor | 2024-09-02 | warehouse | 1 | 1 | -1 | 0 | 8.61 | 2 | 8.61 | HITACHI(HE) |  | 0 | 1 | 1 | 2 | Flow 2: Port → WH → Site | DSV Outdoor | HITACHI
3094 | PRL-ZAK-002-O Lot 11-2 | HVDC-ADOPT-HE-0179-2 | AGI | EQ-001 | 364751 | 1 | Outdoor Covered | Side shield pair 1 | 420 | 205 | 140 | 12.054 | 590 | 1031 | Stackable x2 | 85044083 | SEK | 320200 | Maersk Houston | Sweden | Gothenburg | Khalifa port | 2024-06-27 | 2024-08-07 |  |  |  |  | 2024-09-02 | [9 empty] | CASE_LIST | 1 |  | warehouse | DSV Outdoor | 2024-09-02 | warehouse | 1 | 1 | -1 | 0 | 8.61 | 2 | 8.61 | HITACHI(HE) |  | 0 | 1 | 1 | 2 | Flow 2: Port → WH → Site | DSV Outdoor | HITACHI
3095 | PRL-ZAK-002-O Lot 11-2 | HVDC-ADOPT-HE-0179-2 | AGI | EQ-001 | 364768 | 1 | Outdoor Covered | Side shield pair 1 | 420 | 205 | 140 | 12.054 | 590 | 1031 | Stackable x2 | 85044083 | SEK | 320200 | Maersk Houston | Sweden | Gothenburg | Khalifa port | 2024-06-27 | 2024-08-07 |  |  |  |  | 2024-08-19 | [9 empty] | CASE_LIST | 1 |  | warehouse | DSV Outdoor | 2024-08-19 | warehouse | 1 | 1 | -1 | 0 | 8.61 | 2 | 8.61 | HITACHI(HE) |  | 0 | 1 | 1 | 2 | Flow 2: Port → WH → Site | DSV Outdoor | HITACHI
3096 | PRL-ZAK-002-O Lot 11-2 | HVDC-ADOPT-HE-0179-2 | AGI | EQ-001 | 364769 | 1 | Outdoor Covered | Side shield pair 1 | 420 | 205 | 140 | 12.054 | 590 | 1031 | Stackable x2 | 85044083 | SEK | 320200 | Maersk Houston | Sweden | Gothenburg | Khalifa port | 2024-06-27 | 2024-08-07 |  |  |  |  | 2024-08-19 | [9 empty] | CASE_LIST | 1 |  | warehouse | DSV Outdoor | 2024-08-19 | warehouse | 1 | 1 | -1 | 0 | 8.61 | 2 | 8.61 | HITACHI(HE) |  | 0 | 1 | 1 | 2 | Flow 2: Port → WH → Site | DSV Outdoor | HITACHI
3097 | PRL-ZAK-002-O Lot 11-2 | HVDC-ADOPT-HE-0179-2 | AGI | EQ-001 | 364851 | 1 | Indoor | Inter valve bus bar 5 layer | 719 | 129 | 106 | 9.8316 | 824 | 1360 | Stackable x2 | 85044083 | SEK | 320200 | Maersk Houston | Sweden | Gothenburg | Khalifa port | 2024-06-27 | 2024-08-07 |  | 2024-09-03 | [12 empty] | CASE_LIST | 1 |  | warehouse | DSV Indoor | 2024-09-03 | warehouse | 1 | 1 | -1 | 0 | 9.28 | 2 | 9.28 | HITACHI(HE) |  | 0 | 1 | 1 | 2 | Flow 2: Port → WH → Site | DSV Indoor | HITACHI
3024 | PRL-ZAK-002-O Lot 11-1 | HVDC-ADOPT-HE-0179-1 | AGI | EQ-001 | 264199 | 1 | Outdoor Covered | Composite insulator | 387 | 110 | 80 | 3.4056 | 490 | 712 | Stackable x2 | 85044083 | SEK | 320200 | Maersk Houston | Sweden | Gothenburg | Khalifa port | 2024-06-27 | 2024-08-07 |  |  |  |  | 2024-08-21 | [9 empty] | CASE_LIST | 1 |  | warehouse | DSV Outdoor | 2024-08-21 | warehouse | 1 | 1 | -1 | 0 | 4.26 | 2 | 4.26 | HITACHI(HE) |  | 0 | 1 | 1 | 2 | Flow 2: Port → WH → Site | DSV Outdoor | HITACHI
3025 | PRL-ZAK-002-O Lot 11-1 | HVDC-ADOPT-HE-0179-1 | AGI | EQ-001 | 364198 | 1 | Outdoor Covered | Composite insulator | 387 | 110 | 80 | 3.4056 | 490 | 712 | Stackable x2 | 85044083 | SEK | 320200 | Maersk Houston | Sweden | Gothenburg | Khalifa port | 2024-06-27 | 2024-08-07 |  |  |  |  | 2024-08-21 | [9 empty] | CASE_LIST | 1 |  | warehouse | DSV Outdoor | 2024-08-21 | warehouse | 1 | 1 | -1 | 0 | 4.26 | 2 | 4.26 | HITACHI(HE) |  | 0 | 1 | 1 | 2 | Flow 2: Port → WH → Site | DSV Outdoor | HITACHI
3026 | PRL-ZAK-002-O Lot 11-1 | HVDC-ADOPT-HE-0179-1 | AGI | EQ-001 | 364200 | 1 | Outdoor Covered | Composite insulator | 387 | 110 | 80 | 3.4056 | 490 | 712 | Stackable x2 | 85044083 | SEK | 320200 | Maersk Houston | Sweden | Gothenburg | Khalifa port | 2024-06-27 | 2024-08-07 |  |  |  |  | 2024-08-21 | [9 empty] | CASE_LIST | 1 |  | warehouse | DSV Outdoor | 2024-08-21 | warehouse | 1 | 1 | -1 | 0 | 4.26 | 2 | 4.26 | HITACHI(HE) |  | 0 | 1 | 1 | 2 | Flow 2: Port → WH → Site | DSV Outdoor | HITACHI
3027 | PRL-ZAK-002-O Lot 11-1 | HVDC-ADOPT-HE-0179-1 | AGI | EQ-001 | 364201 | 1 | Outdoor Covered | Composite insulator | 387 | 110 | 80 | 3.4056 | 490 | 712 | Stackable x2 | 85044083 | SEK | 320200 | Maersk Houston | Sweden | Gothenburg | Khalifa port | 2024-06-27 | 2024-08-07 |  |  |  |  | 2024-08-21 | [9 empty] | CASE_LIST | 1 |  | warehouse | DSV Outdoor | 2024-08-21 | warehouse | 1 | 1 | -1 | 0 | 4.26 | 2 | 4.26 | HITACHI(HE) |  | 0 | 1 | 1 | 2 | Flow 2: Port → WH → Site | DSV Outdoor | HITACHI
3028 | PRL-ZAK-002-O Lot 11-1 | HVDC-ADOPT-HE-0179-1 | AGI | EQ-001 | 364202 | 1 | Outdoor Covered | Composite insulator | 387 | 110 | 80 | 3.4056 | 490 | 712 | Stackable x2 | 85044083 | SEK | 320200 | Maersk Houston | Sweden | Gothenburg | Khalifa port | 2024-06-27 | 2024-08-07 |  |  |  |  | 2024-08-22 | [9 empty] | CASE_LIST | 1 |  | warehouse | DSV Outdoor | 2024-08-22 | warehouse | 1 | 1 | -1 | 0 | 4.26 | 2 | 4.26 | HITACHI(HE) |  | 0 | 1 | 1 | 2 | Flow 2: Port → WH → Site | DSV Outdoor | HITACHI
3029 | PRL-ZAK-002-O Lot 11-1 | HVDC-ADOPT-HE-0179-1 | AGI | EQ-001 | 364203 | 1 | Outdoor Covered | Composite insulator | 387 | 110 | 80 | 3.4056 | 490 | 712 | Stackable x2 | 85044083 | SEK | 320200 | Maersk Houston | Sweden | Gothenburg | Khalifa port | 2024-06-27 | 2024-08-07 |  |  |  |  | 2024-08-22 | [9 empty] | CASE_LIST | 1 |  | warehouse | DSV Outdoor | 2024-08-22 | warehouse | 1 | 1 | -1 | 0 | 4.26 | 2 | 4.26 | HITACHI(HE) |  | 0 | 1 | 1 | 2 | Flow 2: Port → WH → Site | DSV Outdoor | HITACHI
3030 | PRL-ZAK-002-O Lot 11-1 | HVDC-ADOPT-HE-0179-1 | AGI | EQ-001 | 364204 | 1 | Outdoor Covered | Composite insulator | 387 | 110 | 80 | 3.4056 | 490 | 712 | Stackable x2 | 85044083 | SEK | 320200 | Maersk Houston | Sweden | Gothenburg | Khalifa port | 2024-06-27 | 2024-08-07 |  |  |  |  | 2024-08-22 | [9 empty] | CASE_LIST | 1 |  | warehouse | DSV Outdoor | 2024-08-22 | warehouse | 1 | 1 | -1 | 0 | 4.26 | 2 | 4.26 | HITACHI(HE) |  | 0 | 1 | 1 | 2 | Flow 2: Port → WH → Site | DSV Outdoor | HITACHI
3031 | PRL-ZAK-002-O Lot 11-1 | HVDC-ADOPT-HE-0179-1 | AGI | EQ-001 | 364205 | 1 | Outdoor Covered | Composite insulator | 387 | 110 | 80 | 3.4056 | 490 | 712 | Stackable x2 | 85044083 | SEK | 320200 | Maersk Houston | Sweden | Gothenburg | Khalifa port | 2024-06-27 | 2024-08-07 |  |  |  |  | 2024-08-22 | [9 empty] | CASE_LIST | 1 |  | warehouse | DSV Outdoor | 2024-08-22 | warehouse | 1 | 1 | -1 | 0 | 4.26 | 2 | 4.26 | HITACHI(HE) |  | 0 | 1 | 1 | 2 | Flow 2: Port → WH → Site | DSV Outdoor | HITACHI
3032 | PRL-ZAK-002-O Lot 11-1 | HVDC-ADOPT-HE-0179-1 | AGI | EQ-001 | 364479 | 1 | Outdoor Covered | Cooling media at maintenance | 170 | 120 | 157 | 3.2028 | 190 | 390 | Stackable x4 | 85044083 | SEK | 320200 | Maersk Houston | Sweden | Gothenburg | Khalifa port | 2024-06-27 | 2024-08-07 |  |  |  |  | 2024-08-22 | [9 empty] | CASE_LIST | 1 |  | warehouse | DSV Outdoor | 2024-08-22 | warehouse | 1 | 1 | -1 | 0 | 2.04 | 4 | 2.04 | HITACHI(HE) |  | 0 | 1 | 1 | 2 | Flow 2: Port → WH → Site | DSV Outdoor | HITACHI
3033 | PRL-ZAK-002-O Lot 11-1 | HVDC-ADOPT-HE-0179-1 | AGI | EQ-001 | 364480 | 1 | Outdoor Covered | Cooling media at maintenance | 170 | 120 | 157 | 3.2028 | 190 | 390 | Stackable x4 | 85044083 | SEK | 320200 | Maersk Houston | Sweden | Gothenburg | Khalifa port | 2024-06-27 | 2024-08-07 |  |  |  |  | 2024-08-22 | [9 empty] | CASE_LIST | 1 |  | warehouse | DSV Outdoor | 2024-08-22 | warehouse | 1 | 1 | -1 | 0 | 2.04 | 4 | 2.04 | HITACHI(HE) |  | 0 | 1 | 1 | 2 | Flow 2: Port → WH → Site | DSV Outdoor | HITACHI
3034 | PRL-ZAK-002-O Lot 11-1 | HVDC-ADOPT-HE-0179-1 | AGI | EQ-001 | 364511 | 1 | Outdoor Covered | Air Pipes | 189 | 74 | 47 | 0.65734 | 40 | 105 | Stackable x3 | 85044083 | SEK | 320200 | Maersk Houston | Sweden | Gothenburg | Khalifa port | 2024-06-27 | 2024-08-07 |  |  |  |  | 2024-08-22 | [9 empty] | CASE_LIST | 1 |  | warehouse | DSV Outdoor | 2024-08-22 | warehouse | 1 | 1 | -1 | 0 | 1.4 | 3 | 1.4 | HITACHI(HE) |  | 0 | 1 | 1 | 2 | Flow 2: Port → WH → Site | DSV Outdoor | HITACHI
3035 | PRL-ZAK-002-O Lot 11-1 | HVDC-ADOPT-HE-0179-1 | AGI | EQ-001 | 364512 | 1 | Outdoor Covered | Air Pipes | 189 | 74 | 47 | 0.65734 | 40 | 105 | Stackable x3 | 85044083 | SEK | 320200 | Maersk Houston | Sweden | Gothenburg | Khalifa port | 2024-06-27 | 2024-08-07 |  |  |  |  | 2024-08-22 | [9 empty] | CASE_LIST | 1 |  | warehouse | DSV Outdoor | 2024-08-22 | warehouse | 1 | 1 | -1 | 0 | 1.4 | 3 | 1.4 | HITACHI(HE) |  | 0 | 1 | 1 | 2 | Flow 2: Port → WH → Site | DSV Outdoor | HITACHI
3036 | PRL-ZAK-002-O Lot 11-1 | HVDC-ADOPT-HE-0179-1 | AGI | EQ-001 | 364566 | 1 | Indoor | Inter valve bus bar 5 layer | 719 | 129 | 106 | 9.8316 | 824 | 1360 | Stackable x2 | 85044083 | SEK | 320200 | Maersk Houston | Sweden | Gothenburg | Khalifa port | 2024-06-27 | 2024-08-07 |  |  | 2024-08-17 | [11 empty] | CASE_LIST | 1 |  | warehouse | DSV Al Markaz | 2024-08-17 | warehouse | 1 | 1 | -1 | 0 | 9.28 | 2 | 9.28 | HITACHI(HE) |  | 0 | 1 | 1 | 2 | Flow 2: Port → WH → Site | DSV Al Markaz | HITACHI
3037 | PRL-ZAK-002-O Lot 11-1 | HVDC-ADOPT-HE-0179-1 | AGI | EQ-001 | 364567 | 1 | Indoor | Inter valve bus bar 5 layer | 719 | 129 | 106 | 9.8316 | 824 | 1360 | Stackable x2 | 85044083 | SEK | 320200 | Maersk Houston | Sweden | Gothenburg | Khalifa port | 2024-06-27 | 2024-08-07 |  |  | 2024-08-17 | [11 empty] | CASE_LIST | 1 |  | warehouse | DSV Al Markaz | 2024-08-17 | warehouse | 1 | 1 | -1 | 0 | 9.28 | 2 | 9.28 | HITACHI(HE) |  | 0 | 1 | 1 | 2 | Flow 2: Port → WH → Site | DSV Al Markaz | HITACHI
3038 | PRL-ZAK-002-O Lot 11-1 | HVDC-ADOPT-HE-0179-1 | AGI | EQ-001 | 364568 | 1 | Outdoor Covered | Light guides pack 1 | 120 | 80 | 75 | 0.72 | 27 | 52 | Stackable x4 | 85044083 | SEK | 320200 | Maersk Houston | Sweden | Gothenburg | Khalifa port | 2024-06-27 | 2024-08-07 |  |  |  |  | 2024-08-17 | [9 empty] | CASE_LIST | 1 |  | warehouse | DSV Outdoor | 2024-08-17 | warehouse | 1 | 1 | -1 | 0 | 0.96 | 4 | 0.96 | HITACHI(HE) |  | 0 | 1 | 1 | 2 | Flow 2: Port → WH → Site | DSV Outdoor | HITACHI
3039 | PRL-ZAK-002-O Lot 11-1 | HVDC-ADOPT-HE-0179-1 | AGI | EQ-001 | 364569 | 1 | Outdoor Covered | Light guides pack 1 | 120 | 80 | 75 | 0.72 | 27 | 52 | Stackable x4 | 85044083 | SEK | 320200 | Maersk Houston | Sweden | Gothenburg | Khalifa port | 2024-06-27 | 2024-08-07 |  |  |  |  | 2024-08-17 | [9 empty] | CASE_LIST | 1 |  | warehouse | DSV Outdoor | 2024-08-17 | warehouse | 1 | 1 | -1 | 0 | 0.96 | 4 | 0.96 | HITACHI(HE) |  | 0 | 1 | 1 | 2 | Flow 2: Port → WH → Site | DSV Outdoor | HITACHI
3040 | PRL-ZAK-002-O Lot 11-1 | HVDC-ADOPT-HE-0179-1 | AGI | EQ-001 | 364570 | 1 | Outdoor Covered | Light guides pack 1 | 120 | 80 | 75 | 0.72 | 27 | 52 | Stackable x4 | 85044083 | SEK | 320200 | Maersk Houston | Sweden | Gothenburg | Khalifa port | 2024-06-27 | 2024-08-07 |  |  |  |  | 2024-08-17 | [9 empty] | CASE_LIST | 1 |  | warehouse | DSV Outdoor | 2024-08-17 | warehouse | 1 | 1 | -1 | 0 | 0.96 | 4 | 0.96 | HITACHI(HE) |  | 0 | 1 | 1 | 2 | Flow 2: Port → WH → Site | DSV Outdoor | HITACHI
3041 | PRL-ZAK-002-O Lot 11-1 | HVDC-ADOPT-HE-0179-1 | AGI | EQ-001 | 364660 | 1 | Outdoor Covered | PEX pipes | 265 | 129 | 68 | 2.3246 | 25 | 195 | Stackable x3 | 85044083 | SEK | 320200 | Maersk Houston | Sweden | Gothenburg | Khalifa port | 2024-06-27 | 2024-08-07 |  |  |  |  | 2024-08-17 | [9 empty] | CASE_LIST | 1 |  | warehouse | DSV Outdoor | 2024-08-17 | warehouse | 1 | 1 | -1 | 0 | 3.42 | 3 | 3.42 | HITACHI(HE) |  | 0 | 1 | 1 | 2 | Flow 2: Port → WH → Site | DSV Outdoor | HITACHI
3042 | PRL-ZAK-002-O Lot 11-1 | HVDC-ADOPT-HE-0179-1 | AGI | EQ-001 | 364666 | 1 | Outdoor Covered | Light guides pack 2 | 120 | 80 | 70 | 0.672 | 38 | 49 | Stackable x4 | 85044083 | SEK | 320200 | Maersk Houston | Sweden | Gothenburg | Khalifa port | 2024-06-27 | 2024-08-07 |  |  |  |  | 2024-08-17 | [9 empty] | CASE_LIST | 1 |  | warehouse | DSV Outdoor | 2024-08-17 | warehouse | 1 | 1 | -1 | 0 | 0.96 | 4 | 0.96 | HITACHI(HE) |  | 0 | 1 | 1 | 2 | Flow 2: Port → WH → Site | DSV Outdoor | HITACHI
3043 | PRL-ZAK-002-O Lot 11-1 | HVDC-ADOPT-HE-0179-1 | AGI | EQ-001 | 364667 | 1 | Indoor | Inter valve bus bar - 4 layer | 592 | 108 | 113 | 7.2248 | 1044 | 1490 | Stackable x2 | 85044083 | SEK | 320200 | Maersk Houston | Sweden | Gothenburg | Khalifa port | 2024-06-27 | 2024-08-07 |  |  | 2024-08-22 | [11 empty] | CASE_LIST | 1 |  | warehouse | DSV Al Markaz | 2024-08-22 | warehouse | 1 | 1 | -1 | 0 | 6.39 | 2 | 6.39 | HITACHI(HE) |  | 0 | 1 | 1 | 2 | Flow 2: Port → WH → Site | DSV Al Markaz | HITACHI
3044 | PRL-ZAK-002-O Lot 11-1 | HVDC-ADOPT-HE-0179-1 | AGI | EQ-001 | 364684 | 1 | Outdoor Covered | Bottom shield | 426 | 231 | 255 | 25.0935 | 400 | 1144 | Stackable x1 | 85044083 | SEK | 320200 | Maersk Houston | Sweden | Gothenburg | Khalifa port | 2024-06-27 | 2024-08-07 |  |  |  |  | 2024-08-22 | [9 empty] | CASE_LIST | 1 |  | warehouse | DSV Outdoor | 2024-08-22 | warehouse | 1 | 1 | -1 | 0 | 9.84 | 1 | 9.84 | HITACHI(HE) |  | 0 | 1 | 1 | 2 | Flow 2: Port → WH → Site | DSV Outdoor | HITACHI
3045 | PRL-ZAK-002-O Lot 11-1 | HVDC-ADOPT-HE-0179-1 | AGI | EQ-001 | 364694 | 1 | Outdoor Covered | Side shield pair 1 | 420 | 205 | 140 | 12.054 | 590 | 1031 | Stackable x2 | 85044083 | SEK | 320200 | Maersk Houston | Sweden | Gothenburg | Khalifa port | 2024-06-27 | 2024-08-07 |  |  |  |  | 2024-08-21 | [9 empty] | CASE_LIST | 1 |  | warehouse | DSV Outdoor | 2024-08-21 | warehouse | 1 | 1 | -1 | 0 | 8.61 | 2 | 8.61 | HITACHI(HE) |  | 0 | 1 | 1 | 2 | Flow 2: Port → WH → Site | DSV Outdoor | HITACHI
3046 | PRL-ZAK-002-O Lot 11-1 | HVDC-ADOPT-HE-0179-1 | AGI | EQ-001 | 364695 | 1 | Outdoor Covered | Side shield pair 1 | 420 | 205 | 140 | 12.054 | 590 | 1031 | Stackable x2 | 85044083 | SEK | 320200 | Maersk Houston | Sweden | Gothenburg | Khalifa port | 2024-06-27 | 2024-08-07 |  |  |  |  | 2024-08-21 | [9 empty] | CASE_LIST | 1 |  | warehouse | DSV Outdoor | 2024-08-21 | warehouse | 1 | 1 | -1 | 0 | 8.61 | 2 | 8.61 | HITACHI(HE) |  | 0 | 1 | 1 | 2 | Flow 2: Port → WH → Site | DSV Outdoor | HITACHI
3047 | PRL-ZAK-002-O Lot 11-1 | HVDC-ADOPT-HE-0179-1 | AGI | EQ-001 | 364696 | 1 | Outdoor Covered | Side shield pair 1 | 420 | 205 | 140 | 12.054 | 590 | 1031 | Stackable x2 | 85044083 | SEK | 320200 | Maersk Houston | Sweden | Gothenburg | Khalifa port | 2024-06-27 | 2024-08-07 |  |  |  |  | 2024-08-22 | [9 empty] | CASE_LIST | 1 |  | warehouse | DSV Outdoor | 2024-08-22 | warehouse | 1 | 1 | -1 | 0 | 8.61 | 2 | 8.61 | HITACHI(HE) |  | 0 | 1 | 1 | 2 | Flow 2: Port → WH → Site | DSV Outdoor | HITACHI
3048 | PRL-ZAK-002-O Lot 11-1 | HVDC-ADOPT-HE-0179-1 | AGI | EQ-001 | 364697 | 1 | Outdoor Covered | Side shield pair 1 | 420 | 205 | 140 | 12.054 | 590 | 1031 | Stackable x2 | 85044083 | SEK | 320200 | Maersk Houston | Sweden | Gothenburg | Khalifa port | 2024-06-27 | 2024-08-07 |  |  |  |  | 2024-08-22 | [9 empty] | CASE_LIST | 1 |  | warehouse | DSV Outdoor | 2024-08-22 | warehouse | 1 | 1 | -1 | 0 | 8.61 | 2 | 8.61 | HITACHI(HE) |  | 0 | 1 | 1 | 2 | Flow 2: Port → WH → Site | DSV Outdoor | HITACHI
3049 | PRL-ZAK-002-O Lot 11-1 | HVDC-ADOPT-HE-0179-1 | AGI | EQ-001 | 364698 | 1 | Outdoor Covered | Side shield pair 1 | 420 | 205 | 140 | 12.054 | 590 | 1031 | Stackable x2 | 85044083 | SEK | 320200 | Maersk Houston | Sweden | Gothenburg | Khalifa port | 2024-06-27 | 2024-08-07 |  |  |  |  | 2024-08-22 | [9 empty] | CASE_LIST | 1 |  | warehouse | DSV Outdoor | 2024-08-22 | warehouse | 1 | 1 | -1 | 0 | 8.61 | 2 | 8.61 | HITACHI(HE) |  | 0 | 1 | 1 | 2 | Flow 2: Port → WH → Site | DSV Outdoor | HITACHI
3050 | PRL-ZAK-002-O Lot 11-1 | HVDC-ADOPT-HE-0179-1 | AGI | EQ-001 | 364700 | 1 | Outdoor Covered | Side shield pair 1 | 420 | 205 | 140 | 12.054 | 590 | 1031 | Stackable x2 | 85044083 | SEK | 320200 | Maersk Houston | Sweden | Gothenburg | Khalifa port | 2024-06-27 | 2024-08-07 |  |  |  |  | 2024-08-22 | [9 empty] | CASE_LIST | 1 |  | warehouse | DSV Outdoor | 2024-08-22 | warehouse | 1 | 1 | -1 | 0 | 8.61 | 2 | 8.61 | HITACHI(HE) |  | 0 | 1 | 1 | 2 | Flow 2: Port → WH → Site | DSV Outdoor | HITACHI
3051 | PRL-ZAK-002-O Lot 11-1 | HVDC-ADOPT-HE-0179-1 | AGI | EQ-001 | 364703 | 1 | Outdoor Covered | Side shield pair 1 | 420 | 205 | 140 | 12.054 | 590 | 1031 | Stackable x2 | 85044083 | SEK | 320200 | Maersk Houston | Sweden | Gothenburg | Khalifa port | 2024-06-27 | 2024-08-07 |  |  |  |  | 2024-08-17 | [9 empty] | CASE_LIST | 1 |  | warehouse | DSV Outdoor | 2024-08-17 | warehouse | 1 | 1 | -1 | 0 | 8.61 | 2 | 8.61 | HITACHI(HE) |  | 0 | 1 | 1 | 2 | Flow 2: Port → WH → Site | DSV Outdoor | HITACHI
3052 | PRL-ZAK-002-O Lot 11-1 | HVDC-ADOPT-HE-0179-1 | AGI | EQ-001 | 364704 | 1 | Outdoor Covered | Side shield pair 1 | 420 | 205 | 140 | 12.054 | 590 | 1031 | Stackable x2 | 85044083 | SEK | 320200 | Maersk Houston | Sweden | Gothenburg | Khalifa port | 2024-06-27 | 2024-08-07 |  |  |  |  | 2024-08-17 | [9 empty] | CASE_LIST | 1 |  | warehouse | DSV Outdoor | 2024-08-17 | warehouse | 1 | 1 | -1 | 0 | 8.61 | 2 | 8.61 | HITACHI(HE) |  | 0 | 1 | 1 | 2 | Flow 2: Port → WH → Site | DSV Outdoor | HITACHI
3053 | PRL-ZAK-002-O Lot 11-1 | HVDC-ADOPT-HE-0179-1 | AGI | EQ-001 | 364719 | 1 | Outdoor Covered | Side shield pair 1 | 420 | 205 | 140 | 12.054 | 590 | 1031 | Stackable x2 | 85044083 | SEK | 320200 | Maersk Houston | Sweden | Gothenburg | Khalifa port | 2024-06-27 | 2024-08-07 |  |  |  |  | 2024-08-17 | [9 empty] | CASE_LIST | 1 |  | warehouse | DSV Outdoor | 2024-08-17 | warehouse | 1 | 1 | -1 | 0 | 8.61 | 2 | 8.61 | HITACHI(HE) |  | 0 | 1 | 1 | 2 | Flow 2: Port → WH → Site | DSV Outdoor | HITACHI
3054 | PRL-ZAK-002-O Lot 11-1 | HVDC-ADOPT-HE-0179-1 | AGI | EQ-001 | 364721 | 1 | Outdoor Covered | Side shield pair 1 | 420 | 205 | 140 | 12.054 | 590 | 1031 | Stackable x2 | 85044083 | SEK | 320200 | Maersk Houston | Sweden | Gothenburg | Khalifa port | 2024-06-27 | 2024-08-07 |  |  |  |  | 2024-08-17 | [9 empty] | CASE_LIST | 1 |  | warehouse | DSV Outdoor | 2024-08-17 | warehouse | 1 | 1 | -1 | 0 | 8.61 | 2 | 8.61 | HITACHI(HE) |  | 0 | 1 | 1 | 2 | Flow 2: Port → WH → Site | DSV Outdoor | HITACHI
3055 | PRL-ZAK-002-O Lot 11-1 | HVDC-ADOPT-HE-0179-1 | AGI | EQ-001 | 364737 | 1 | Outdoor Covered | Side shield pair 1 | 420 | 205 | 140 | 12.054 | 590 | 1031 | Stackable x2 | 85044083 | SEK | 320200 | Maersk Houston | Sweden | Gothenburg | Khalifa port | 2024-06-27 | 2024-08-07 |  |  |  |  | 2024-08-17 | [9 empty] | CASE_LIST | 1 |  | warehouse | DSV Outdoor | 2024-08-17 | warehouse | 1 | 1 | -1 | 0 | 8.61 | 2 | 8.61 | HITACHI(HE) |  | 0 | 1 | 1 | 2 | Flow 2: Port → WH → Site | DSV Outdoor | HITACHI
3056 | PRL-ZAK-002-O Lot 11-1 | HVDC-ADOPT-HE-0179-1 | AGI | EQ-001 | 364743 | 1 | Outdoor Covered | Side shield pair 1 | 420 | 205 | 140 | 12.054 | 590 | 1031 | Stackable x2 | 85044083 | SEK | 320200 | Maersk Houston | Sweden | Gothenburg | Khalifa port | 2024-06-27 | 2024-08-07 |  |  |  |  | 2024-08-17 | [9 empty] | CASE_LIST | 1 |  | warehouse | DSV Outdoor | 2024-08-17 | warehouse | 1 | 1 | -1 | 0 | 8.61 | 2 | 8.61 | HITACHI(HE) |  | 0 | 1 | 1 | 2 | Flow 2: Port → WH → Site | DSV Outdoor | HITACHI
3057 | PRL-ZAK-002-O Lot 11-1 | HVDC-ADOPT-HE-0179-1 | AGI | EQ-001 | 364744 | 1 | Outdoor Covered | Side shield pair 1 | 420 | 205 | 140 | 12.054 | 590 | 1031 | Stackable x2 | 85044083 | SEK | 320200 | Maersk Houston | Sweden | Gothenburg | Khalifa port | 2024-06-27 | 2024-08-07 |  |  |  |  | 2024-08-19 | [9 empty] | CASE_LIST | 1 |  | warehouse | DSV Outdoor | 2024-08-19 | warehouse | 1 | 1 | -1 | 0 | 8.61 | 2 | 8.61 | HITACHI(HE) |  | 0 | 1 | 1 | 2 | Flow 2: Port → WH → Site | DSV Outdoor | HITACHI
3058 | PRL-ZAK-002-O Lot 11-1 | HVDC-ADOPT-HE-0179-1 | AGI | EQ-001 | 364745 | 1 | Outdoor Covered | Side shield pair 1 | 420 | 205 | 140 | 12.054 | 590 | 1031 | Stackable x2 | 85044083 | SEK | 320200 | Maersk Houston | Sweden | Gothenburg | Khalifa port | 2024-06-27 | 2024-08-07 |  |  |  |  | 2024-08-19 | [9 empty] | CASE_LIST | 1 |  | warehouse | DSV Outdoor | 2024-08-19 | warehouse | 1 | 1 | -1 | 0 | 8.61 | 2 | 8.61 | HITACHI(HE) |  | 0 | 1 | 1 | 2 | Flow 2: Port → WH → Site | DSV Outdoor | HITACHI
3059 | PRL-ZAK-002-O Lot 11-1 | HVDC-ADOPT-HE-0179-1 | AGI | EQ-001 | 364746 | 1 | Outdoor Covered | Side shield pair 1 | 420 | 205 | 140 | 12.054 | 590 | 1031 | Stackable x2 | 85044083 | SEK | 320200 | Maersk Houston | Sweden | Gothenburg | Khalifa port | 2024-06-27 | 2024-08-07 |  |  |  |  | 2024-08-20 | [9 empty] | CASE_LIST | 1 |  | warehouse | DSV Outdoor | 2024-08-20 | warehouse | 1 | 1 | -1 | 0 | 8.61 | 2 | 8.61 | HITACHI(HE) |  | 0 | 1 | 1 | 2 | Flow 2: Port → WH → Site | DSV Outdoor | HITACHI
3060 | PRL-ZAK-002-O Lot 11-1 | HVDC-ADOPT-HE-0179-1 | AGI | EQ-001 | 364747 | 1 | Outdoor Covered | Side shield pair 1 | 420 | 205 | 140 | 12.054 | 590 | 1031 | Stackable x2 | 85044083 | SEK | 320200 | Maersk Houston | Sweden | Gothenburg | Khalifa port | 2024-06-27 | 2024-08-07 |  |  |  |  | 2024-08-20 | [9 empty] | CASE_LIST | 1 |  | warehouse | DSV Outdoor | 2024-08-20 | warehouse | 1 | 1 | -1 | 0 | 8.61 | 2 | 8.61 | HITACHI(HE) |  | 0 | 1 | 1 | 2 | Flow 2: Port → WH → Site | DSV Outdoor | HITACHI
3061 | PRL-ZAK-002-O Lot 11-1 | HVDC-ADOPT-HE-0179-1 | AGI | EQ-001 | 364748 | 1 | Outdoor Covered | Side shield pair 1 | 420 | 205 | 140 | 12.054 | 590 | 1031 | Stackable x2 | 85044083 | SEK | 320200 | Maersk Houston | Sweden | Gothenburg | Khalifa port | 2024-06-27 | 2024-08-07 |  |  |  |  | 2024-08-21 | [9 empty] | CASE_LIST | 1 |  | warehouse | DSV Outdoor | 2024-08-21 | warehouse | 1 | 1 | -1 | 0 | 8.61 | 2 | 8.61 | HITACHI(HE) |  | 0 | 1 | 1 | 2 | Flow 2: Port → WH → Site | DSV Outdoor | HITACHI
3062 | PRL-ZAK-002-O Lot 11-1 | HVDC-ADOPT-HE-0179-1 | AGI | EQ-001 | 364749 | 1 | Outdoor Covered | Side shield pair 1 | 420 | 205 | 140 | 12.054 | 590 | 1031 | Stackable x2 | 85044083 | SEK | 320200 | Maersk Houston | Sweden | Gothenburg | Khalifa port | 2024-06-27 | 2024-08-07 |  |  |  |  | 2024-08-21 | [9 empty] | CASE_LIST | 1 |  | warehouse | DSV Outdoor | 2024-08-21 | warehouse | 1 | 1 | -1 | 0 | 8.61 | 2 | 8.61 | HITACHI(HE) |  | 0 | 1 | 1 | 2 | Flow 2: Port → WH → Site | DSV Outdoor | HITACHI
3063 | PRL-ZAK-002-O Lot 11-1 | HVDC-ADOPT-HE-0179-1 | AGI | EQ-001 | 364752 | 1 | Outdoor Covered | Side shield pair 1 | 420 | 205 | 140 | 12.054 | 590 | 1031 | Stackable x2 | 85044083 | SEK | 320200 | Maersk Houston | Sweden | Gothenburg | Khalifa port | 2024-06-27 | 2024-08-07 |  |  |  |  | 2024-08-17 | [9 empty] | CASE_LIST | 1 |  | warehouse | DSV Outdoor | 2024-08-17 | warehouse | 1 | 1 | -1 | 0 | 8.61 | 2 | 8.61 | HITACHI(HE) |  | 0 | 1 | 1 | 2 | Flow 2: Port → WH → Site | DSV Outdoor | HITACHI
3064 | PRL-ZAK-002-O Lot 11-1 | HVDC-ADOPT-HE-0179-1 | AGI | EQ-001 | 364753 | 1 | Outdoor Covered | Side shield pair 1 | 420 | 205 | 140 | 12.054 | 590 | 1031 | Stackable x2 | 85044083 | SEK | 320200 | Maersk Houston | Sweden | Gothenburg | Khalifa port | 2024-06-27 | 2024-08-07 |  |  |  |  | 2024-08-17 | [9 empty] | CASE_LIST | 1 |  | warehouse | DSV Outdoor | 2024-08-17 | warehouse | 1 | 1 | -1 | 0 | 8.61 | 2 | 8.61 | HITACHI(HE) |  | 0 | 1 | 1 | 2 | Flow 2: Port → WH → Site | DSV Outdoor | HITACHI
3065 | PRL-ZAK-002-O Lot 11-1 | HVDC-ADOPT-HE-0179-1 | AGI | EQ-001 | 364754 | 1 | Outdoor Covered | Side shield pair 1 | 420 | 205 | 140 | 12.054 | 590 | 1031 | Stackable x2 | 85044083 | SEK | 320200 | Maersk Houston | Sweden | Gothenburg | Khalifa port | 2024-06-27 | 2024-08-07 |  |  |  |  | 2024-08-21 | [9 empty] | CASE_LIST | 1 |  | warehouse | DSV Outdoor | 2024-08-21 | warehouse | 1 | 1 | -1 | 0 | 8.61 | 2 | 8.61 | HITACHI(HE) |  | 0 | 1 | 1 | 2 | Flow 2: Port → WH → Site | DSV Outdoor | HITACHI
3066 | PRL-ZAK-002-O Lot 11-1 | HVDC-ADOPT-HE-0179-1 | AGI | EQ-001 | 364755 | 1 | Outdoor Covered | Side shield pair 1 | 420 | 205 | 140 | 12.054 | 590 | 1031 | Stackable x2 | 85044083 | SEK | 320200 | Maersk Houston | Sweden | Gothenburg | Khalifa port | 2024-06-27 | 2024-08-07 |  |  |  |  | 2024-08-21 | [9 empty] | CASE_LIST | 1 |  | warehouse | DSV Outdoor | 2024-08-21 | warehouse | 1 | 1 | -1 | 0 | 8.61 | 2 | 8.61 | HITACHI(HE) |  | 0 | 1 | 1 | 2 | Flow 2: Port → WH → Site | DSV Outdoor | HITACHI
3067 | PRL-ZAK-002-O Lot 11-1 | HVDC-ADOPT-HE-0179-1 | AGI | EQ-001 | 364756 | 1 | Outdoor Covered | Side shield pair 1 | 420 | 205 | 140 | 12.054 | 590 | 1031 | Stackable x2 | 85044083 | SEK | 320200 | Maersk Houston | Sweden | Gothenburg | Khalifa port | 2024-06-27 | 2024-08-07 |  |  |  |  | 2024-08-22 | [9 empty] | CASE_LIST | 1 |  | warehouse | DSV Outdoor | 2024-08-22 | warehouse | 1 | 1 | -1 | 0 | 8.61 | 2 | 8.61 | HITACHI(HE) |  | 0 | 1 | 1 | 2 | Flow 2: Port → WH → Site | DSV Outdoor | HITACHI
3068 | PRL-ZAK-002-O Lot 11-1 | HVDC-ADOPT-HE-0179-1 | AGI | EQ-001 | 364757 | 1 | Outdoor Covered | Side shield pair 1 | 420 | 205 | 140 | 12.054 | 590 | 1031 | Stackable x2 | 85044083 | SEK | 320200 | Maersk Houston | Sweden | Gothenburg | Khalifa port | 2024-06-27 | 2024-08-07 |  |  |  |  | 2024-08-22 | [9 empty] | CASE_LIST | 1 |  | warehouse | DSV Outdoor | 2024-08-22 | warehouse | 1 | 1 | -1 | 0 | 8.61 | 2 | 8.61 | HITACHI(HE) |  | 0 | 1 | 1 | 2 | Flow 2: Port → WH → Site | DSV Outdoor | HITACHI
3069 | PRL-ZAK-002-O Lot 11-1 | HVDC-ADOPT-HE-0179-1 | AGI | EQ-001 | 364758 | 1 | Outdoor Covered | Side shield pair 1 | 420 | 205 | 140 | 12.054 | 590 | 1031 | Stackable x2 | 85044083 | SEK | 320200 | Maersk Houston | Sweden | Gothenburg | Khalifa port | 2024-06-27 | 2024-08-07 |  |  |  |  | 2024-08-20 | [9 empty] | CASE_LIST | 1 |  | warehouse | DSV Outdoor | 2024-08-20 | warehouse | 1 | 1 | -1 | 0 | 8.61 | 2 | 8.61 | HITACHI(HE) |  | 0 | 1 | 1 | 2 | Flow 2: Port → WH → Site | DSV Outdoor | HITACHI
3070 | PRL-ZAK-002-O Lot 11-1 | HVDC-ADOPT-HE-0179-1 | AGI | EQ-001 | 364759 | 1 | Outdoor Covered | Side shield pair 1 | 420 | 205 | 140 | 12.054 | 590 | 1031 | Stackable x2 | 85044083 | SEK | 320200 | Maersk Houston | Sweden | Gothenburg | Khalifa port | 2024-06-27 | 2024-08-07 |  |  |  |  | 2024-08-20 | [9 empty] | CASE_LIST | 1 |  | warehouse | DSV Outdoor | 2024-08-20 | warehouse | 1 | 1 | -1 | 0 | 8.61 | 2 | 8.61 | HITACHI(HE) |  | 0 | 1 | 1 | 2 | Flow 2: Port → WH → Site | DSV Outdoor | HITACHI
3071 | PRL-ZAK-002-O Lot 11-1 | HVDC-ADOPT-HE-0179-1 | AGI | EQ-001 | 364760 | 1 | Outdoor Covered | Side shield pair 1 | 420 | 205 | 140 | 12.054 | 590 | 1031 | Stackable x2 | 85044083 | SEK | 320200 | Maersk Houston | Sweden | Gothenburg | Khalifa port | 2024-06-27 | 2024-08-07 |  |  |  |  | 2024-08-20 | [9 empty] | CASE_LIST | 1 |  | warehouse | DSV Outdoor | 2024-08-20 | warehouse | 1 | 1 | -1 | 0 | 8.61 | 2 | 8.61 | HITACHI(HE) |  | 0 | 1 | 1 | 2 | Flow 2: Port → WH → Site | DSV Outdoor | HITACHI
3072 | PRL-ZAK-002-O Lot 11-1 | HVDC-ADOPT-HE-0179-1 | AGI | EQ-001 | 364761 | 1 | Outdoor Covered | Side shield pair 1 | 420 | 205 | 140 | 12.054 | 590 | 1031 | Stackable x2 | 85044083 | SEK | 320200 | Maersk Houston | Sweden | Gothenburg | Khalifa port | 2024-06-27 | 2024-08-07 |  |  |  |  | 2024-08-20 | [9 empty] | CASE_LIST | 1 |  | warehouse | DSV Outdoor | 2024-08-20 | warehouse | 1 | 1 | -1 | 0 | 8.61 | 2 | 8.61 | HITACHI(HE) |  | 0 | 1 | 1 | 2 | Flow 2: Port → WH → Site | DSV Outdoor | HITACHI
3073 | PRL-ZAK-002-O Lot 11-1 | HVDC-ADOPT-HE-0179-1 | AGI | EQ-001 | 364762 | 1 | Outdoor Covered | Side shield pair 1 | 420 | 205 | 140 | 12.054 | 590 | 1031 | Stackable x2 | 85044083 | SEK | 320200 | Maersk Houston | Sweden | Gothenburg | Khalifa port | 2024-06-27 | 2024-08-07 |  |  |  |  | 2024-08-21 | [9 empty] | CASE_LIST | 1 |  | warehouse | DSV Outdoor | 2024-08-21 | warehouse | 1 | 1 | -1 | 0 | 8.61 | 2 | 8.61 | HITACHI(HE) |  | 0 | 1 | 1 | 2 | Flow 2: Port → WH → Site | DSV Outdoor | HITACHI
3074 | PRL-ZAK-002-O Lot 11-1 | HVDC-ADOPT-HE-0179-1 | AGI | EQ-001 | 364763 | 1 | Outdoor Covered | Side shield pair 1 | 420 | 205 | 140 | 12.054 | 590 | 1031 | Stackable x2 | 85044083 | SEK | 320200 | Maersk Houston | Sweden | Gothenburg | Khalifa port | 2024-06-27 | 2024-08-07 |  |  |  |  | 2024-08-21 | [9 empty] | CASE_LIST | 1 |  | warehouse | DSV Outdoor | 2024-08-21 | warehouse | 1 | 1 | -1 | 0 | 8.61 | 2 | 8.61 | HITACHI(HE) |  | 0 | 1 | 1 | 2 | Flow 2: Port → WH → Site | DSV Outdoor | HITACHI
3075 | PRL-ZAK-002-O Lot 11-1 | HVDC-ADOPT-HE-0179-1 | AGI | EQ-001 | 364764 | 1 | Outdoor Covered | Side shield pair 1 | 420 | 205 | 140 | 12.054 | 590 | 1031 | Stackable x2 | 85044083 | SEK | 320200 | Maersk Houston | Sweden | Gothenburg | Khalifa port | 2024-06-27 | 2024-08-07 |  |  |  |  | 2024-08-22 | [9 empty] | CASE_LIST | 1 |  | warehouse | DSV Outdoor | 2024-08-22 | warehouse | 1 | 1 | -1 | 0 | 8.61 | 2 | 8.61 | HITACHI(HE) |  | 0 | 1 | 1 | 2 | Flow 2: Port → WH → Site | DSV Outdoor | HITACHI
3076 | PRL-ZAK-002-O Lot 11-1 | HVDC-ADOPT-HE-0179-1 | AGI | EQ-001 | 364765 | 1 | Outdoor Covered | Side shield pair 1 | 420 | 205 | 140 | 12.054 | 590 | 1031 | Stackable x2 | 85044083 | SEK | 320200 | Maersk Houston | Sweden | Gothenburg | Khalifa port | 2024-06-27 | 2024-08-07 |  |  |  |  | 2024-08-22 | [9 empty] | CASE_LIST | 1 |  | warehouse | DSV Outdoor | 2024-08-22 | warehouse | 1 | 1 | -1 | 0 | 8.61 | 2 | 8.61 | HITACHI(HE) |  | 0 | 1 | 1 | 2 | Flow 2: Port → WH → Site | DSV Outdoor | HITACHI
3077 | PRL-ZAK-002-O Lot 11-1 | HVDC-ADOPT-HE-0179-1 | AGI | EQ-001 | 364766 | 1 | Outdoor Covered | Side shield pair 1 | 420 | 205 | 140 | 12.054 | 590 | 1031 | Stackable x2 | 85044083 | SEK | 320200 | Maersk Houston | Sweden | Gothenburg | Khalifa port | 2024-06-27 | 2024-08-07 |  |  |  |  | 2024-08-21 | [9 empty] | CASE_LIST | 1 |  | warehouse | DSV Outdoor | 2024-08-21 | warehouse | 1 | 1 | -1 | 0 | 8.61 | 2 | 8.61 | HITACHI(HE) |  | 0 | 1 | 1 | 2 | Flow 2: Port → WH → Site | DSV Outdoor | HITACHI
3078 | PRL-ZAK-002-O Lot 11-1 | HVDC-ADOPT-HE-0179-1 | AGI | EQ-001 | 364767 | 1 | Outdoor Covered | Side shield pair 1 | 420 | 205 | 140 | 12.054 | 590 | 1031 | Stackable x2 | 85044083 | SEK | 320200 | Maersk Houston | Sweden | Gothenburg | Khalifa port | 2024-06-27 | 2024-08-07 |  |  |  |  | 2024-08-21 | [9 empty] | CASE_LIST | 1 |  | warehouse | DSV Outdoor | 2024-08-21 | warehouse | 1 | 1 | -1 | 0 | 8.61 | 2 | 8.61 | HITACHI(HE) |  | 0 | 1 | 1 | 2 | Flow 2: Port → WH → Site | DSV Outdoor | HITACHI
3079 | PRL-ZAK-002-O Lot 11-1 | HVDC-ADOPT-HE-0179-1 | AGI | EQ-001 | 364770 | 1 | Outdoor Covered | Side shield pair 1 | 420 | 205 | 140 | 12.054 | 590 | 1031 | Stackable x2 | 85044083 | SEK | 320200 | Maersk Houston | Sweden | Gothenburg | Khalifa port | 2024-06-27 | 2024-08-07 |  |  |  |  | 2024-08-31 | [9 empty] | CASE_LIST | 1 |  | warehouse | DSV Outdoor | 2024-08-31 | warehouse | 1 | 1 | -1 | 0 | 8.61 | 2 | 8.61 | HITACHI(HE) |  | 0 | 1 | 1 | 2 | Flow 2: Port → WH → Site | DSV Outdoor | HITACHI
3080 | PRL-ZAK-002-O Lot 11-1 | HVDC-ADOPT-HE-0179-1 | AGI | EQ-001 | 364773 | 1 | Outdoor Covered | Side shield pair 1 | 420 | 205 | 140 | 12.054 | 590 | 1031 | Stackable x2 | 85044083 | SEK | 320200 | Maersk Houston | Sweden | Gothenburg | Khalifa port | 2024-06-27 | 2024-08-07 |  |  |  |  | 2024-08-31 | [9 empty] | CASE_LIST | 1 |  | warehouse | DSV Outdoor | 2024-08-31 | warehouse | 1 | 1 | -1 | 0 | 8.61 | 2 | 8.61 | HITACHI(HE) |  | 0 | 1 | 1 | 2 | Flow 2: Port → WH → Site | DSV Outdoor | HITACHI
3081 | PRL-ZAK-002-O Lot 11-1 | HVDC-ADOPT-HE-0179-1 | AGI | EQ-001 | 364774 | 1 | Outdoor Covered | Side shield pair 1 | 420 | 205 | 140 | 12.054 | 590 | 1031 | Stackable x2 | 85044083 | SEK | 320200 | Maersk Houston | Sweden | Gothenburg | Khalifa port | 2024-06-27 | 2024-08-07 |  |  |  |  | 2024-08-20 | [9 empty] | CASE_LIST | 1 |  | warehouse | DSV Outdoor | 2024-08-20 | warehouse | 1 | 1 | -1 | 0 | 8.61 | 2 | 8.61 | HITACHI(HE) |  | 0 | 1 | 1 | 2 | Flow 2: Port → WH → Site | DSV Outdoor | HITACHI
3082 | PRL-ZAK-002-O Lot 11-1 | HVDC-ADOPT-HE-0179-1 | AGI | EQ-001 | 364775 | 1 | Outdoor Covered | Side shield pair 1 | 420 | 205 | 140 | 12.054 | 590 | 1031 | Stackable x2 | 85044083 | SEK | 320200 | Maersk Houston | Sweden | Gothenburg | Khalifa port | 2024-06-27 | 2024-08-07 |  |  |  |  | 2024-08-20 | [9 empty] | CASE_LIST | 1 |  | warehouse | DSV Outdoor | 2024-08-20 | warehouse | 1 | 1 | -1 | 0 | 8.61 | 2 | 8.61 | HITACHI(HE) |  | 0 | 1 | 1 | 2 | Flow 2: Port → WH → Site | DSV Outdoor | HITACHI
3083 | PRL-ZAK-002-O Lot 11-1 | HVDC-ADOPT-HE-0179-1 | AGI | EQ-001 | 364779 | 1 | Outdoor Covered | Side shield pair 1 | 420 | 205 | 140 | 12.054 | 590 | 1031 | Stackable x2 | 85044083 | SEK | 320200 | Maersk Houston | Sweden | Gothenburg | Khalifa port | 2024-06-27 | 2024-08-07 |  |  |  |  | 2024-08-20 | [9 empty] | CASE_LIST | 1 |  | warehouse | DSV Outdoor | 2024-08-20 | warehouse | 1 | 1 | -1 | 0 | 8.61 | 2 | 8.61 | HITACHI(HE) |  | 0 | 1 | 1 | 2 | Flow 2: Port → WH → Site | DSV Outdoor | HITACHI
3084 | PRL-ZAK-002-O Lot 11-1 | HVDC-ADOPT-HE-0179-1 | AGI | EQ-001 | 364780 | 1 | Outdoor Covered | Side shield pair 1 | 420 | 205 | 140 | 12.054 | 590 | 1031 | Stackable x2 | 85044083 | SEK | 320200 | Maersk Houston | Sweden | Gothenburg | Khalifa port | 2024-06-27 | 2024-08-07 |  |  |  |  | 2024-08-20 | [9 empty] | CASE_LIST | 1 |  | warehouse | DSV Outdoor | 2024-08-20 | warehouse | 1 | 1 | -1 | 0 | 8.61 | 2 | 8.61 | HITACHI(HE) |  | 0 | 1 | 1 | 2 | Flow 2: Port → WH → Site | DSV Outdoor | HITACHI
3085 | PRL-ZAK-002-O Lot 11-1 | HVDC-ADOPT-HE-0179-1 | AGI | EQ-001 | 364781 | 1 | Outdoor Covered | Side shield pair 1 | 420 | 205 | 140 | 12.054 | 590 | 1031 | Stackable x2 | 85044083 | SEK | 320200 | Maersk Houston | Sweden | Gothenburg | Khalifa port | 2024-06-27 | 2024-08-07 |  |  |  |  | 2024-08-22 | [9 empty] | CASE_LIST | 1 |  | warehouse | DSV Outdoor | 2024-08-22 | warehouse | 1 | 1 | -1 | 0 | 8.61 | 2 | 8.61 | HITACHI(HE) |  | 0 | 1 | 1 | 2 | Flow 2: Port → WH → Site | DSV Outdoor | HITACHI
3086 | PRL-ZAK-002-O Lot 11-1 | HVDC-ADOPT-HE-0179-1 | AGI | EQ-001 | 364782 | 1 | Outdoor Covered | Side shield pair 2 | 420 | 205 | 140 | 12.054 | 590 | 1031 | Stackable x2 | 85044083 | SEK | 320200 | Maersk Houston | Sweden | Gothenburg | Khalifa port | 2024-06-27 | 2024-08-07 |  |  |  |  | 2024-08-22 | [9 empty] | CASE_LIST | 1 |  | warehouse | DSV Outdoor | 2024-08-22 | warehouse | 1 | 1 | -1 | 0 | 8.61 | 2 | 8.61 | HITACHI(HE) |  | 0 | 1 | 1 | 2 | Flow 2: Port → WH → Site | DSV Outdoor | HITACHI
3087 | PRL-ZAK-002-O Lot 11-1 | HVDC-ADOPT-HE-0179-1 | AGI | EQ-001 | 364783 | 1 | Outdoor Covered | Side shield pair 2 | 420 | 205 | 140 | 12.054 | 590 | 1031 | Stackable x2 | 85044083 | SEK | 320200 | Maersk Houston | Sweden | Gothenburg | Khalifa port | 2024-06-27 | 2024-08-07 |  |  |  |  | 2024-08-21 | [9 empty] | CASE_LIST | 1 |  | warehouse | DSV Outdoor | 2024-08-21 | warehouse | 1 | 1 | -1 | 0 | 8.61 | 2 | 8.61 | HITACHI(HE) |  | 0 | 1 | 1 | 2 | Flow 2: Port → WH → Site | DSV Outdoor | HITACHI
3088 | PRL-ZAK-002-O Lot 11-1 | HVDC-ADOPT-HE-0179-1 | AGI | EQ-001 | 364784 | 1 | Outdoor Covered | Side shield pair 2 | 420 | 205 | 140 | 12.054 | 590 | 1031 | Stackable x2 | 85044083 | SEK | 320200 | Maersk Houston | Sweden | Gothenburg | Khalifa port | 2024-06-27 | 2024-08-07 |  |  |  |  | 2024-08-21 | [9 empty] | CASE_LIST | 1 |  | warehouse | DSV Outdoor | 2024-08-21 | warehouse | 1 | 1 | -1 | 0 | 8.61 | 2 | 8.61 | HITACHI(HE) |  | 0 | 1 | 1 | 2 | Flow 2: Port → WH → Site | DSV Outdoor | HITACHI
3089 | PRL-ZAK-002-O Lot 11-1 | HVDC-ADOPT-HE-0179-1 | AGI | EQ-001 | 364827 | 1 | Outdoor Covered | Cooling media at maintenance | 132 | 77 | 168 | 1.7076 | 300 | 360 | Stackable x4 | 85044083 | SEK | 320200 | Maersk Houston | Sweden | Gothenburg | Khalifa port | 2024-06-27 | 2024-08-07 |  |  |  |  | 2024-08-17 | [9 empty] | CASE_LIST | 1 |  | warehouse | DSV Outdoor | 2024-08-17 | warehouse | 1 | 1 | -1 | 0 | 1.02 | 4 | 1.02 | HITACHI(HE) |  | 0 | 1 | 1 | 2 | Flow 2: Port → WH → Site | DSV Outdoor | HITACHI
3090 | PRL-ZAK-002-O Lot 11-1 | HVDC-ADOPT-HE-0179-1 | AGI | EQ-001 | 364828 | 1 | Outdoor Covered | Cooling media at maintenance | 132 | 77 | 168 | 1.7076 | 300 | 360 | Stackable x4 | 85044083 | SEK | 320200 | Maersk Houston | Sweden | Gothenburg | Khalifa port | 2024-06-27 | 2024-08-07 |  |  |  |  | 2024-08-17 | [9 empty] | CASE_LIST | 1 |  | warehouse | DSV Outdoor | 2024-08-17 | warehouse | 1 | 1 | -1 | 0 | 1.02 | 4 | 1.02 | HITACHI(HE) |  | 0 | 1 | 1 | 2 | Flow 2: Port → WH → Site | DSV Outdoor | HITACHI
3091 | PRL-ZAK-002-O Lot 11-1 | HVDC-ADOPT-HE-0179-1 | AGI | EQ-001 | 364837 | 1 | Outdoor Covered | Consumables drain refilling equipment | 57 | 38 | 46 | 0.099636 | 1 | 7 | Stackable on top | 85044083 | SEK | 320200 | Maersk Houston | Sweden | Gothenburg | Khalifa port | 2024-06-27 | 2024-08-07 |  |  |  |  | 2024-08-17 | [9 empty] | CASE_LIST | 1 |  | warehouse | DSV Outdoor | 2024-08-17 | warehouse | 1 | 1 | -1 | 0 | 0.22 | 1 | 0.22 | HITACHI(HE) |  | 0 | 1 | 1 | 2 | Flow 2: Port → WH → Site | DSV Outdoor | HITACHI
3092 | PRL-ZAK-002-O Lot 11-1 | HVDC-ADOPT-HE-0179-1 | AGI | EQ-001 | 365513 | 1 | Outdoor Covered | Dampers | 164 | 120 | 140 | 2.7552 | 1440 | 1500 | Stackable x2 | 85044083 | SEK | 320200 | Maersk Houston | Sweden | Gothenburg | Khalifa port | 2024-06-27 | 2024-08-07 |  |  |  |  | 2024-08-17 | [9 empty] | CASE_LIST | 1 |  | warehouse | DSV Outdoor | 2024-08-17 | warehouse | 1 | 1 | -1 | 0 | 1.97 | 2 | 1.97 | HITACHI(HE) |  | 0 | 1 | 1 | 2 | Flow 2: Port → WH → Site | DSV Outdoor | HITACHI
2624 | PRL-DAS-012-O | HVDC-ADOPT-HE-0178 | DAS | EQ-002 | 208053 | 1 | Outdoor | Transformer 8721332 | 690 | 392 | 489 | 132.2647 | 169742 | 169742 | Not stackable | 85042300 | SEK | 40353354 | ANNETTE A DESGAGNES | Sweden | Norrkoping | Mina Zayed | 2024-07-17 | 2024-09-02 | [5 empty] | 2024-09-02 | [6 empty] | 2025-03-24 |  | CASE_LIST | 1 | 1 | site | DAS | 2025-03-24 | site | 1 | 2 | 0 | 2 | 27.05 | 0 | 27.05 | HITACHI(HE) |  | 1 | 2 | 1 | 2 | Flow 2: Port → WH → Site | DAS | HITACHI
2625 | PRL-DAS-012-O | HVDC-ADOPT-HE-0178 | DAS | EQ-002 | 208054 | 1 | Outdoor | Transformer Accessories 8721332 | 80 | 60 | 53 | 0.2544 | 28 | 41 | Stackable 600kg/m2 | 85042300 | SEK | 604544.6 | ANNETTE A DESGAGNES | Sweden | Norrkoping | Mina Zayed | 2024-07-17 | 2024-09-02 |  |  |  |  | 2024-09-20 | [7 empty] | 2025-04-21 |  | CASE_LIST | 1 | 1 | site | DAS | 2025-04-21 | site | 1 | 2 | 0 | 2 | 0.48 | 1 | 0.48 | HITACHI(HE) |  | 1 | 2 | 1 | 2 | Flow 2: Port → WH → Site | DAS | HITACHI
2626 | PRL-DAS-012-O | HVDC-ADOPT-HE-0178 | DAS | EQ-002 | 208055 | 1 | Indoor | Transformer Accessories 8721332 (DGD) | 40 | 30 | 40 | 0.048 | 10 | 12 | Stackable 600kg/m2 | 85042300 | SEK | 604544.6 | ANNETTE A DESGAGNES | Sweden | Norrkoping | Mina Zayed | 2024-07-17 | 2024-09-02 | [6 empty] | 2024-09-12 | [5 empty] | 2025-07-11 |  | CASE_LIST | 1 | 1 | site | DAS | 2025-07-11 | site | 1 | 2 | 0 | 2 | 0.12 | 1 | 0.12 | HITACHI(HE) |  | 1 | 2 | 1 | 3 | Flow 3: Port → MOSB → Site | DAS | HITACHI
2627 | PRL-DAS-012-O | HVDC-ADOPT-HE-0178 | DAS | EQ-002 | 208056 | 1 | Outdoor | Transformer Accessories 8721332 | 930 | 99 | 133 | 12.2453 | 2740 | 3650 | Stackable 600kg/m2 | 85042300 | SEK | 604544.6 | ANNETTE A DESGAGNES | Sweden | Norrkoping | Mina Zayed | 2024-07-17 | 2024-09-02 |  |  |  |  | 2024-09-20 | [7 empty] | 2025-04-30 |  | CASE_LIST | 1 | 1 | site | DAS | 2025-04-30 | site | 1 | 2 | 0 | 2 | 9.21 | 1 | 9.21 | HITACHI(HE) |  | 1 | 2 | 1 | 2 | Flow 2: Port → WH → Site | DAS | HITACHI
2628 | PRL-DAS-012-O | HVDC-ADOPT-HE-0178 | DAS | EQ-002 | 208057 | 1 | Outdoor | Transformer Accessories 8721332 | 930 | 99 | 133 | 12.2453 | 2740 | 3650 | Stackable 600kg/m2 | 85042300 | SEK | 604544.6 | ANNETTE A DESGAGNES | Sweden | Norrkoping | Mina Zayed | 2024-07-17 | 2024-09-02 |  |  |  |  | 2024-09-20 | [7 empty] | 2025-04-30 |  | CASE_LIST | 1 | 1 | site | DAS | 2025-04-30 | site | 1 | 2 | 0 | 2 | 9.21 | 1 | 9.21 | HITACHI(HE) |  | 1 | 2 | 1 | 2 | Flow 2: Port → WH → Site | DAS | HITACHI
2629 | PRL-DAS-012-O | HVDC-ADOPT-HE-0178 | DAS | EQ-002 | 208058 | 1 | Outdoor | Transformer Accessories 8721332 | 315 | 56 | 65 | 1.1466 | 290 | 385 | Stackable 600kg/m2 | 85042300 | SEK | 604544.6 | ANNETTE A DESGAGNES | Sweden | Norrkoping | Mina Zayed | 2024-07-17 | 2024-09-02 |  |  |  |  | 2024-09-20 | [7 empty] | 2025-05-10 |  | CASE_LIST | 1 | 1 | site | DAS | 2025-05-10 | site | 1 | 2 | 0 | 2 | 1.76 | 1 | 1.76 | HITACHI(HE) |  | 1 | 2 | 1 | 2 | Flow 2: Port → WH → Site | DAS | HITACHI
2630 | PRL-DAS-012-O | HVDC-ADOPT-HE-0178 | DAS | EQ-002 | 208059 | 1 | Outdoor | Transformer Accessories 8721332 | 194 | 44 | 51 | 0.43534 | 115 | 160 | Stackable 600kg/m2 | 85042300 | SEK | 604544.6 | ANNETTE A DESGAGNES | Sweden | Norrkoping | Mina Zayed | 2024-07-17 | 2024-09-02 |  |  |  |  | 2024-09-20 |  | 2025-07-10 | [5 empty] | 2025-07-27 |  | CASE_LIST | 1 | 1 | site | DAS | 2025-07-27 | site | 2 | 3 | -1 | 2 | 0.85 | 1 | 0.85 | HITACHI(HE) |  | 1 | 3 | 2 | 4 | Flow 4: Port → WH → MOSB → Site | DAS | HITACHI
2631 | PRL-DAS-012-O | HVDC-ADOPT-HE-0178 | DAS | EQ-002 | 208060 | 1 | Outdoor | Transformer Accessories 8721332 | 700 | 220 | 200 | 30.8 | 1989 | 2950 | Stackable 600kg/m2 | 85042300 | SEK | 604544.6 | ANNETTE A DESGAGNES | Sweden | Norrkoping | Mina Zayed | 2024-07-17 | 2024-09-02 |  |  |  |  | 2024-09-20 |  | 2025-07-10 | [5 empty] | 2025-08-15 |  | CASE_LIST | 1 | 1 | site | DAS | 2025-08-15 | site | 2 | 3 | -1 | 2 | 15.4 | 1 | 15.4 | HITACHI(HE) |  | 1 | 3 | 2 | 4 | Flow 4: Port → WH → MOSB → Site | DAS | HITACHI
2632 | PRL-DAS-012-O | HVDC-ADOPT-HE-0178 | DAS | EQ-002 | 208061 | 1 | Outdoor | Transformer Accessories 8721332 | 700 | 220 | 200 | 30.8 | 1989 | 2950 | Stackable 600kg/m2 | 85042300 | SEK | 604544.6 | ANNETTE A DESGAGNES | Sweden | Norrkoping | Mina Zayed | 2024-07-17 | 2024-09-02 |  |  |  |  | 2024-09-20 |  | 2025-07-10 | [5 empty] | 2025-08-15 |  | CASE_LIST | 1 | 1 | site | DAS | 2025-08-15 | site | 2 | 3 | -1 | 2 | 15.4 | 1 | 15.4 | HITACHI(HE) |  | 1 | 3 | 2 | 4 | Flow 4: Port → WH → MOSB → Site | DAS | HITACHI
2633 | PRL-DAS-012-O | HVDC-ADOPT-HE-0178 | DAS | EQ-002 | 208062 | 1 | Outdoor | Transformer Accessories 8721332 | 700 | 220 | 200 | 30.8 | 1989 | 2950 | Stackable 600kg/m2 | 85042300 | SEK | 604544.6 | ANNETTE A DESGAGNES | Sweden | Norrkoping | Mina Zayed | 2024-07-17 | 2024-09-02 |  |  |  |  | 2024-09-20 |  | 2025-07-10 | [5 empty] | 2025-08-08 |  | CASE_LIST | 1 | 1 | site | DAS | 2025-08-08 | site | 2 | 3 | -1 | 2 | 15.4 | 1 | 15.4 | HITACHI(HE) |  | 1 | 3 | 2 | 4 | Flow 4: Port → WH → MOSB → Site | DAS | HITACHI
2634 | PRL-DAS-012-O | HVDC-ADOPT-HE-0178 | DAS | EQ-002 | 208063 | 1 | Outdoor | Transformer Accessories 8721332 | 700 | 220 | 200 | 30.8 | 1989 | 2950 | Stackable 600kg/m2 | 85042300 | SEK | 604544.6 | ANNETTE A DESGAGNES | Sweden | Norrkoping | Mina Zayed | 2024-07-17 | 2024-09-02 |  |  |  |  | 2024-09-20 |  | 2025-07-13 | [5 empty] | 2025-08-15 |  | CASE_LIST | 1 | 1 | site | DAS | 2025-08-15 | site | 2 | 3 | -1 | 2 | 15.4 | 1 | 15.4 | HITACHI(HE) |  | 1 | 3 | 2 | 4 | Flow 4: Port → WH → MOSB → Site | DAS | HITACHI
2635 | PRL-DAS-012-O | HVDC-ADOPT-HE-0178 | DAS | EQ-002 | 208064 | 1 | Outdoor | Transformer Accessories 8721332 | 235 | 185 | 90 | 3.9127 | 650 | 850 | Stackable 600kg/m2 | 85042300 | SEK | 604544.6 | ANNETTE A DESGAGNES | Sweden | Norrkoping | Mina Zayed | 2024-07-17 | 2024-09-02 |  |  |  |  | 2024-09-20 | [7 empty] | 2025-05-13 |  | CASE_LIST | 1 | 1 | site | DAS | 2025-05-13 | site | 1 | 2 | 0 | 2 | 4.35 | 1 | 4.35 | HITACHI(HE) |  | 1 | 2 | 1 | 2 | Flow 2: Port → WH → Site | DAS | HITACHI
2636 | PRL-DAS-012-O | HVDC-ADOPT-HE-0178 | DAS | EQ-002 | 208065 | 1 | Outdoor | Transformer Accessories 8721332 | 441 | 230 | 229 | 23.2275 | 2455 | 3150 | Stackable 600kg/m2 | 85042300 | SEK | 604544.6 | ANNETTE A DESGAGNES | Sweden | Norrkoping | Mina Zayed | 2024-07-17 | 2024-09-02 |  |  |  |  | 2024-09-20 |  | 2025-04-15 | [5 empty] | 2025-08-10 |  | CASE_LIST | 1 | 1 | site | DAS | 2025-08-10 | site | 2 | 3 | -1 | 2 | 10.14 | 1 | 10.14 | HITACHI(HE) |  | 1 | 3 | 2 | 4 | Flow 4: Port → WH → MOSB → Site | DAS | HITACHI
2637 | PRL-DAS-012-O | HVDC-ADOPT-HE-0178 | DAS | EQ-002 | 208066 | 1 | Outdoor | Transformer Accessories 8721332 | 390 | 240 | 196 | 18.3456 | 2000 | 2600 | Stackable 600kg/m2 | 85042300 | SEK | 604544.6 | ANNETTE A DESGAGNES | Sweden | Norrkoping | Mina Zayed | 2024-07-17 | 2024-09-02 |  |  |  |  | 2024-09-20 |  | 2024-09-12 | [5 empty] | 2025-08-10 |  | CASE_LIST | 1 | 1 | site | DAS | 2025-08-10 | site | 2 | 3 | -1 | 2 | 9.36 | 1 | 9.36 | HITACHI(HE) |  | 1 | 3 | 2 | 4 | Flow 4: Port → WH → MOSB → Site | DAS | HITACHI
2638 | PRL-DAS-012-O | HVDC-ADOPT-HE-0178 | DAS | EQ-002 | 208067 | 1 | Indoor | Transformer Accessories 8721332 | 402 | 203 | 255 | 20.8095 | 1600 | 2000 | Stackable 600kg/m2 | 85042300 | SEK | 604544.6 | ANNETTE A DESGAGNES | Sweden | Norrkoping | Mina Zayed | 2024-07-17 | 2024-09-02 |  | 2024-09-16 | [10 empty] | 2025-07-08 |  | CASE_LIST | 1 | 1 | site | DAS | 2025-07-08 | site | 1 | 2 | 0 | 2 | 8.16 | 1 | 8.16 | HITACHI(HE) |  | 1 | 2 | 1 | 2 | Flow 2: Port → WH → Site | DAS | HITACHI
2639 | PRL-DAS-012-O | HVDC-ADOPT-HE-0178 | DAS | EQ-002 | 208068 | 1 | Outdoor | Transformer Accessories 8721332 | 300 | 160 | 187 | 8.976 | 1591 | 1950 | Stackable 600kg/m2 | 85042300 | SEK | 604544.6 | ANNETTE A DESGAGNES | Sweden | Norrkoping | Mina Zayed | 2024-07-17 | 2024-09-02 |  |  |  |  | 2024-09-20 |  | 2025-05-17 | [5 empty] | 2025-07-11 |  | CASE_LIST | 1 | 1 | site | DAS | 2025-07-11 | site | 2 | 3 | -1 | 2 | 4.8 | 1 | 4.8 | HITACHI(HE) |  | 1 | 3 | 2 | 4 | Flow 4: Port → WH → MOSB → Site | DAS | HITACHI
2640 | PRL-DAS-012-O | HVDC-ADOPT-HE-0178 | DAS | EQ-002 | 208069 | 1 | Outdoor | Transformer Accessories 8721332 | 300 | 160 | 187 | 8.976 | 1591 | 1950 | Stackable 600kg/m2 | 85042300 | SEK | 604544.6 | ANNETTE A DESGAGNES | Sweden | Norrkoping | Mina Zayed | 2024-07-17 | 2024-09-02 |  |  |  |  | 2024-09-20 |  | 2025-05-12 | [5 empty] | 2025-07-11 |  | CASE_LIST | 1 | 1 | site | DAS | 2025-07-11 | site | 2 | 3 | -1 | 2 | 4.8 | 1 | 4.8 | HITACHI(HE) |  | 1 | 3 | 2 | 4 | Flow 4: Port → WH → MOSB → Site | DAS | HITACHI
2641 | PRL-DAS-012-O | HVDC-ADOPT-HE-0178 | DAS | EQ-002 | 208070 | 1 | Outdoor | Transformer Accessories 8721332 | 200 | 104 | 175 | 3.64 | 630 | 730 | Stackable 600kg/m2 | 85042300 | SEK | 604544.6 | ANNETTE A DESGAGNES | Sweden | Norrkoping | Mina Zayed | 2024-07-17 | 2024-09-02 |  |  |  |  | 2024-09-20 |  | 2025-04-15 | [5 empty] | 2025-07-11 |  | CASE_LIST | 1 | 1 | site | DAS | 2025-07-11 | site | 2 | 3 | -1 | 2 | 2.08 | 1 | 2.08 | HITACHI(HE) |  | 1 | 3 | 2 | 4 | Flow 4: Port → WH → MOSB → Site | DAS | HITACHI
2642 | PRL-DAS-012-O | HVDC-ADOPT-HE-0178 | DAS | EQ-002 | 208071 | 1 | Outdoor | Transformer Accessories 8721332 | 660 | 210 | 152 | 21.0672 | 1600 | 2100 | Stackable 600kg/m2 | 85042300 | SEK | 604544.6 | ANNETTE A DESGAGNES | Sweden | Norrkoping | Mina Zayed | 2024-07-17 | 2024-09-02 |  |  |  |  | 2024-09-20 | [7 empty] | 2025-05-10 |  | CASE_LIST | 1 | 1 | site | DAS | 2025-05-10 | site | 1 | 2 | 0 | 2 | 13.86 | 1 | 13.86 | HITACHI(HE) |  | 1 | 2 | 1 | 2 | Flow 2: Port → WH → Site | DAS | HITACHI
2643 | PRL-DAS-012-O | HVDC-ADOPT-HE-0178 | DAS | EQ-002 | 208072 | 1 | Outdoor | Transformer Accessories 8721332 | 171 | 172 | 146 | 4.2942 | 371 | 571 | Stackable 600kg/m2 | 85042300 | SEK | 604544.6 | ANNETTE A DESGAGNES | Sweden | Norrkoping | Mina Zayed | 2024-07-17 | 2024-09-02 |  |  |  |  | 2024-09-20 |  | 2025-07-10 | [5 empty] | 2025-07-27 |  | CASE_LIST | 1 | 1 | site | DAS | 2025-07-27 | site | 2 | 3 | -1 | 2 | 2.94 | 1 | 2.94 | HITACHI(HE) |  | 1 | 3 | 2 | 4 | Flow 4: Port → WH → MOSB → Site | DAS | HITACHI
2644 | PRL-DAS-012-O | HVDC-ADOPT-HE-0178 | DAS | EQ-002 | 208073 | 1 | Outdoor | Transformer Accessories 8721332 | 136 | 136 | 111 | 2.0531 | 50 | 145 | Stackable 600kg/m2 | 85042300 | SEK | 604544.6 | ANNETTE A DESGAGNES | Sweden | Norrkoping | Mina Zayed | 2024-07-17 | 2024-09-02 |  |  |  |  | 2024-09-20 | [9 empty] | CASE_LIST | 1 |  | warehouse | DSV Outdoor | 2024-09-20 | warehouse | 1 | 1 | -1 | 0 | 1.85 | 1 | 1.85 | HITACHI(HE) |  | 0 | 1 | 1 | 2 | Flow 2: Port → WH → Site | DSV Outdoor | HITACHI
2645 | PRL-DAS-012-O | HVDC-ADOPT-HE-0178 | DAS | EQ-002 | 208074 | 1 | Outdoor | Transformer Accessories 8721332 | 136 | 136 | 111 | 2.0531 | 50 | 145 | Stackable 600kg/m2 | 85042300 | SEK | 604544.6 | ANNETTE A DESGAGNES | Sweden | Norrkoping | Mina Zayed | 2024-07-17 | 2024-09-02 |  |  |  |  | 2024-09-20 | [9 empty] | CASE_LIST | 1 |  | warehouse | DSV Outdoor | 2024-09-20 | warehouse | 1 | 1 | -1 | 0 | 1.85 | 1 | 1.85 | HITACHI(HE) |  | 0 | 1 | 1 | 2 | Flow 2: Port → WH → Site | DSV Outdoor | HITACHI
2646 | PRL-DAS-012-O | HVDC-ADOPT-HE-0178 | DAS | EQ-002 | 208075 | 1 | Outdoor | Transformer Accessories 8721332 | 80 | 60 | 53 | 0.2544 | 10 | 23 | Stackable 600kg/m2 | 85042300 | SEK | 604544.6 | ANNETTE A DESGAGNES | Sweden | Norrkoping | Mina Zayed | 2024-07-17 | 2024-09-02 |  |  |  |  | 2024-09-20 | [7 empty] | 2025-04-21 |  | CASE_LIST | 1 | 1 | site | DAS | 2025-04-21 | site | 1 | 2 | 0 | 2 | 0.48 | 1 | 0.48 | HITACHI(HE) |  | 1 | 2 | 1 | 2 | Flow 2: Port → WH → Site | DAS | HITACHI
2647 | PRL-DAS-012-O | HVDC-ADOPT-HE-0178 | DAS | EQ-002 | 208080 | 1 | Outdoor | Transformer 8721333 | 690 | 392 | 489 | 132.2647 | 169742 | 169742 | Not stackable | 85042300 | SEK | 40353354 | ANNETTE A DESGAGNES | Sweden | Norrkoping | Mina Zayed | 2024-07-17 | 2024-09-02 | [5 empty] | 2024-09-02 | [6 empty] | 2025-03-24 |  | CASE_LIST | 1 | 1 | site | DAS | 2025-03-24 | site | 1 | 2 | 0 | 2 | 27.05 | 0 | 27.05 | HITACHI(HE) |  | 1 | 2 | 1 | 2 | Flow 2: Port → WH → Site | DAS | HITACHI
2648 | PRL-DAS-012-O | HVDC-ADOPT-HE-0178 | DAS | EQ-002 | 208081 | 1 | Outdoor | Transformer Accessories 8721333 | 80 | 60 | 53 | 0.2544 | 37 | 50 | Stackable 600kg/m2 | 85042300 | SEK | 604544.6 | ANNETTE A DESGAGNES | Sweden | Norrkoping | Mina Zayed | 2024-07-17 | 2024-09-02 |  |  |  |  | 2024-09-20 | [7 empty] | 2025-04-21 |  | CASE_LIST | 1 | 1 | site | DAS | 2025-04-21 | site | 1 | 2 | 0 | 2 | 0.48 | 1 | 0.48 | HITACHI(HE) |  | 1 | 2 | 1 | 2 | Flow 2: Port → WH → Site | DAS | HITACHI
2649 | PRL-DAS-012-O | HVDC-ADOPT-HE-0178 | DAS | EQ-002 | 208082 | 1 | Indoor | Transformer Accessories 8721333 (DGD) | 40 | 30 | 40 | 0.048 | 10 | 12 | Stackable 600kg/m2 | 85042300 | SEK | 604544.6 | ANNETTE A DESGAGNES | Sweden | Norrkoping | Mina Zayed | 2024-07-17 | 2024-09-02 | [6 empty] | 2024-09-12 | [5 empty] | 2025-07-11 |  | CASE_LIST | 1 | 1 | site | DAS | 2025-07-11 | site | 1 | 2 | 0 | 2 | 0.12 | 1 | 0.12 | HITACHI(HE) |  | 1 | 2 | 1 | 3 | Flow 3: Port → MOSB → Site | DAS | HITACHI
2650 | PRL-DAS-012-O | HVDC-ADOPT-HE-0178 | DAS | EQ-002 | 208083 | 1 | Outdoor | Transformer Accessories 8721333 | 930 | 99 | 133 | 12.2453 | 2740 | 3650 | Stackable 600kg/m2 | 85042300 | SEK | 604544.6 | ANNETTE A DESGAGNES | Sweden | Norrkoping | Mina Zayed | 2024-07-17 | 2024-09-02 |  |  |  |  | 2024-09-20 | [7 empty] | 2025-04-30 |  | CASE_LIST | 1 | 1 | site | DAS | 2025-04-30 | site | 1 | 2 | 0 | 2 | 9.21 | 1 | 9.21 | HITACHI(HE) |  | 1 | 2 | 1 | 2 | Flow 2: Port → WH → Site | DAS | HITACHI
2651 | PRL-DAS-012-O | HVDC-ADOPT-HE-0178 | DAS | EQ-002 | 208084 | 1 | Outdoor | Transformer Accessories 8721333 | 930 | 99 | 133 | 12.2453 | 2740 | 3650 | Stackable 600kg/m2 | 85042300 | SEK | 604544.6 | ANNETTE A DESGAGNES | Sweden | Norrkoping | Mina Zayed | 2024-07-17 | 2024-09-02 |  |  |  |  | 2024-09-20 | [7 empty] | 2025-04-30 |  | CASE_LIST | 1 | 1 | site | DAS | 2025-04-30 | site | 1 | 2 | 0 | 2 | 9.21 | 1 | 9.21 | HITACHI(HE) |  | 1 | 2 | 1 | 2 | Flow 2: Port → WH → Site | DAS | HITACHI
2652 | PRL-DAS-012-O | HVDC-ADOPT-HE-0178 | DAS | EQ-002 | 208085 | 1 | Outdoor | Transformer Accessories 8721333 | 215 | 56 | 64 | 0.77056 | 290 | 385 | Stackable 600kg/m2 | 85042300 | SEK | 604544.6 | ANNETTE A DESGAGNES | Sweden | Norrkoping | Mina Zayed | 2024-07-17 | 2024-09-02 |  |  |  |  | 2024-09-20 | [7 empty] | 2025-05-13 |  | CASE_LIST | 1 | 1 | site | DAS | 2025-05-13 | site | 1 | 2 | 0 | 2 | 1.2 | 1 | 1.2 | HITACHI(HE) |  | 1 | 2 | 1 | 2 | Flow 2: Port → WH → Site | DAS | HITACHI
2653 | PRL-DAS-012-O | HVDC-ADOPT-HE-0178 | DAS | EQ-002 | 208086 | 1 | Outdoor | Transformer Accessories 8721333 | 194 | 44 | 51 | 0.43534 | 115 | 161 | Stackable 600kg/m2 | 85042300 | SEK | 604544.6 | ANNETTE A DESGAGNES | Sweden | Norrkoping | Mina Zayed | 2024-07-17 | 2024-09-02 |  |  |  |  | 2024-09-20 |  | 2025-07-10 | [5 empty] | 2025-07-27 |  | CASE_LIST | 1 | 1 | site | DAS | 2025-07-27 | site | 2 | 3 | -1 | 2 | 0.85 | 1 | 0.85 | HITACHI(HE) |  | 1 | 3 | 2 | 4 | Flow 4: Port → WH → MOSB → Site | DAS | HITACHI
2654 | PRL-DAS-012-O | HVDC-ADOPT-HE-0178 | DAS | EQ-002 | 208087 | 1 | Outdoor | Transformer Accessories 8721333 | 700 | 220 | 200 | 30.8 | 1989 | 2950 | Stackable 600kg/m2 | 85042300 | SEK | 604544.6 | ANNETTE A DESGAGNES | Sweden | Norrkoping | Mina Zayed | 2024-07-17 | 2024-09-02 |  |  |  |  | 2024-09-20 |  | 2025-07-11 | [5 empty] | 2025-08-15 |  | CASE_LIST | 1 | 1 | site | DAS | 2025-08-15 | site | 2 | 3 | -1 | 2 | 15.4 | 1 | 15.4 | HITACHI(HE) |  | 1 | 3 | 2 | 4 | Flow 4: Port → WH → MOSB → Site | DAS | HITACHI
2655 | PRL-DAS-012-O | HVDC-ADOPT-HE-0178 | DAS | EQ-002 | 208088 | 1 | Outdoor | Transformer Accessories 8721333 | 700 | 220 | 200 | 30.8 | 1989 | 2950 | Stackable 600kg/m2 | 85042300 | SEK | 604544.6 | ANNETTE A DESGAGNES | Sweden | Norrkoping | Mina Zayed | 2024-07-17 | 2024-09-02 |  |  |  |  | 2024-09-20 |  | 2025-07-12 | [5 empty] | 2025-08-15 |  | CASE_LIST | 1 | 1 | site | DAS | 2025-08-15 | site | 2 | 3 | -1 | 2 | 15.4 | 1 | 15.4 | HITACHI(HE) |  | 1 | 3 | 2 | 4 | Flow 4: Port → WH → MOSB → Site | DAS | HITACHI
2656 | PRL-DAS-012-O | HVDC-ADOPT-HE-0178 | DAS | EQ-002 | 208089 | 1 | Outdoor | Transformer Accessories 8721333 | 700 | 220 | 200 | 30.8 | 1989 | 2950 | Stackable 600kg/m2 | 85042300 | SEK | 604544.6 | ANNETTE A DESGAGNES | Sweden | Norrkoping | Mina Zayed | 2024-07-17 | 2024-09-02 |  |  |  |  | 2024-09-20 |  | 2025-07-12 | [5 empty] | 2025-08-15 |  | CASE_LIST | 1 | 1 | site | DAS | 2025-08-15 | site | 2 | 3 | -1 | 2 | 15.4 | 1 | 15.4 | HITACHI(HE) |  | 1 | 3 | 2 | 4 | Flow 4: Port → WH → MOSB → Site | DAS | HITACHI
2657 | PRL-DAS-012-O | HVDC-ADOPT-HE-0178 | DAS | EQ-002 | 208090 | 1 | Outdoor | Transformer Accessories 8721333 | 700 | 220 | 200 | 30.8 | 1989 | 2950 | Stackable 600kg/m2 | 85042300 | SEK | 604544.6 | ANNETTE A DESGAGNES | Sweden | Norrkoping | Mina Zayed | 2024-07-17 | 2024-09-02 |  |  |  |  | 2024-09-20 |  | 2025-07-12 | [5 empty] | 2025-08-03 |  | CASE_LIST | 1 | 1 | site | DAS | 2025-08-03 | site | 2 | 3 | -1 | 2 | 15.4 | 1 | 15.4 | HITACHI(HE) |  | 1 | 3 | 2 | 4 | Flow 4: Port → WH → MOSB → Site | DAS | HITACHI
2658 | PRL-DAS-012-O | HVDC-ADOPT-HE-0178 | DAS | EQ-002 | 208091 | 1 | Outdoor | Transformer Accessories 8721333 | 235 | 185 | 90 | 3.9127 | 650 | 850 | Stackable 600kg/m2 | 85042300 | SEK | 604544.6 | ANNETTE A DESGAGNES | Sweden | Norrkoping | Mina Zayed | 2024-07-17 | 2024-09-02 |  |  |  |  | 2024-09-20 | [7 empty] | 2025-05-13 |  | CASE_LIST | 1 | 1 | site | DAS | 2025-05-13 | site | 1 | 2 | 0 | 2 | 4.35 | 1 | 4.35 | HITACHI(HE) |  | 1 | 2 | 1 | 2 | Flow 2: Port → WH → Site | DAS | HITACHI
2659 | PRL-DAS-012-O | HVDC-ADOPT-HE-0178 | DAS | EQ-002 | 208092 | 1 | Outdoor | Transformer Accessories 8721333 | 441 | 230 | 229 | 23.2275 | 2455 | 3150 | Stackable 600kg/m2 | 85042300 | SEK | 604544.6 | ANNETTE A DESGAGNES | Sweden | Norrkoping | Mina Zayed | 2024-07-17 | 2024-09-02 |  |  |  |  | 2024-09-20 |  | 2025-04-15 | [5 empty] | 2025-08-10 |  | CASE_LIST | 1 | 1 | site | DAS | 2025-08-10 | site | 2 | 3 | -1 | 2 | 10.14 | 1 | 10.14 | HITACHI(HE) |  | 1 | 3 | 2 | 4 | Flow 4: Port → WH → MOSB → Site | DAS | HITACHI
2660 | PRL-DAS-012-O | HVDC-ADOPT-HE-0178 | DAS | EQ-002 | 208093 | 1 | Outdoor | Transformer Accessories 8721333 | 390 | 240 | 196 | 18.3456 | 1600 | 2000 | Stackable 600kg/m2 | 85042300 | SEK | 604544.6 | ANNETTE A DESGAGNES | Sweden | Norrkoping | Mina Zayed | 2024-07-17 | 2024-09-02 |  |  |  |  | 2024-09-20 |  | 2025-05-12 | [5 empty] | 2025-08-15 |  | CASE_LIST | 1 | 1 | site | DAS | 2025-08-15 | site | 2 | 3 | -1 | 2 | 9.36 | 1 | 9.36 | HITACHI(HE) |  | 1 | 3 | 2 | 4 | Flow 4: Port → WH → MOSB → Site | DAS | HITACHI
2661 | PRL-DAS-012-O | HVDC-ADOPT-HE-0178 | DAS | EQ-002 | 208094 | 1 | Indoor | Transformer Accessories 8721333 | 402 | 203 | 255 | 20.8095 | 1600 | 2000 | Stackable 600kg/m2 | 85042300 | SEK | 604544.6 | ANNETTE A DESGAGNES | Sweden | Norrkoping | Mina Zayed | 2024-07-17 | 2024-09-02 |  | 2024-09-16 | [10 empty] | 2025-07-08 |  | CASE_LIST | 1 | 1 | site | DAS | 2025-07-08 | site | 1 | 2 | 0 | 2 | 8.16 | 1 | 8.16 | HITACHI(HE) |  | 1 | 2 | 1 | 2 | Flow 2: Port → WH → Site | DAS | HITACHI
2662 | PRL-DAS-012-O | HVDC-ADOPT-HE-0178 | DAS | EQ-002 | 208095 | 1 | Outdoor | Transformer Accessories 8721333 | 300 | 160 | 187 | 8.976 | 1591 | 1950 | Stackable 600kg/m2 | 85042300 | SEK | 604544.6 | ANNETTE A DESGAGNES | Sweden | Norrkoping | Mina Zayed | 2024-07-17 | 2024-09-02 |  |  |  |  | 2024-09-20 |  | 2025-05-12 | [5 empty] | 2025-07-11 |  | CASE_LIST | 1 | 1 | site | DAS | 2025-07-11 | site | 2 | 3 | -1 | 2 | 4.8 | 1 | 4.8 | HITACHI(HE) |  | 1 | 3 | 2 | 4 | Flow 4: Port → WH → MOSB → Site | DAS | HITACHI
2663 | PRL-DAS-012-O | HVDC-ADOPT-HE-0178 | DAS | EQ-002 | 208096 | 1 | Outdoor | Transformer Accessories 8721333 | 300 | 160 | 187 | 8.976 | 1591 | 1950 | Stackable 600kg/m2 | 85042300 | SEK | 604544.6 | ANNETTE A DESGAGNES | Sweden | Norrkoping | Mina Zayed | 2024-07-17 | 2024-09-02 |  |  |  |  | 2024-09-20 |  | 2025-05-12 | [5 empty] | 2025-07-11 |  | CASE_LIST | 1 | 1 | site | DAS | 2025-07-11 | site | 2 | 3 | -1 | 2 | 4.8 | 1 | 4.8 | HITACHI(HE) |  | 1 | 3 | 2 | 4 | Flow 4: Port → WH → MOSB → Site | DAS | HITACHI
2664 | PRL-DAS-012-O | HVDC-ADOPT-HE-0178 | DAS | EQ-002 | 208097 | 1 | Outdoor | Transformer Accessories 8721333 | 200 | 105 | 175 | 3.675 | 630 | 730 | Stackable 600kg/m2 | 85042300 | SEK | 604544.6 | ANNETTE A DESGAGNES | Sweden | Norrkoping | Mina Zayed | 2024-07-17 | 2024-09-02 |  |  |  |  | 2024-09-20 |  | 2025-04-15 | [5 empty] | 2025-07-14 |  | CASE_LIST | 1 | 1 | site | DAS | 2025-07-14 | site | 2 | 3 | -1 | 2 | 2.1 | 1 | 2.1 | HITACHI(HE) |  | 1 | 3 | 2 | 4 | Flow 4: Port → WH → MOSB → Site | DAS | HITACHI
2665 | PRL-DAS-012-O | HVDC-ADOPT-HE-0178 | DAS | EQ-002 | 208098 | 1 | Outdoor | Transformer Accessories 8721333 | 660 | 210 | 152 | 21.0672 | 1600 | 2100 | Stackable 600kg/m2 | 85042300 | SEK | 604544.6 | ANNETTE A DESGAGNES | Sweden | Norrkoping | Mina Zayed | 2024-07-17 | 2024-09-02 |  |  |  |  | 2024-09-20 | [7 empty] | 2025-05-10 |  | CASE_LIST | 1 | 1 | site | DAS | 2025-05-10 | site | 1 | 2 | 0 | 2 | 13.86 | 1 | 13.86 | HITACHI(HE) |  | 1 | 2 | 1 | 2 | Flow 2: Port → WH → Site | DAS | HITACHI
2666 | PRL-DAS-012-O | HVDC-ADOPT-HE-0178 | DAS | EQ-002 | 208099 | 1 | Outdoor | Transformer Accessories 8721333 | 171 | 172 | 146 | 4.2942 | 371 | 571 | Stackable 600kg/m2 | 85042300 | SEK | 604544.6 | ANNETTE A DESGAGNES | Sweden | Norrkoping | Mina Zayed | 2024-07-17 | 2024-09-02 |  |  |  |  | 2024-09-20 |  | 2025-07-10 | [5 empty] | 2025-07-27 |  | CASE_LIST | 1 | 1 | site | DAS | 2025-07-27 | site | 2 | 3 | -1 | 2 | 2.94 | 1 | 2.94 | HITACHI(HE) |  | 1 | 3 | 2 | 4 | Flow 4: Port → WH → MOSB → Site | DAS | HITACHI
2667 | PRL-DAS-012-O | HVDC-ADOPT-HE-0178 | DAS | EQ-002 | 208100 | 1 | Outdoor | Transformer Accessories 8721333 | 136 | 136 | 111 | 2.0531 | 50 | 145 | Stackable 600kg/m2 | 85042300 | SEK | 604544.6 | ANNETTE A DESGAGNES | Sweden | Norrkoping | Mina Zayed | 2024-07-17 | 2024-09-02 |  |  |  |  | 2024-09-20 |  | 2025-06-18 | [5 empty] | 2025-06-27 |  | CASE_LIST | 1 | 1 | site | DAS | 2025-06-27 | site | 2 | 3 | -1 | 2 | 1.85 | 1 | 1.85 | HITACHI(HE) |  | 1 | 3 | 2 | 4 | Flow 4: Port → WH → MOSB → Site | DAS | HITACHI
2668 | PRL-DAS-012-O | HVDC-ADOPT-HE-0178 | DAS | EQ-002 | 208101 | 1 | Outdoor | Transformer Accessories 8721333 | 136 | 136 | 111 | 2.0531 | 20 | 145 | Stackable 600kg/m2 | 85042300 | SEK | 604544.6 | ANNETTE A DESGAGNES | Sweden | Norrkoping | Mina Zayed | 2024-07-17 | 2024-09-02 |  |  |  |  | 2024-09-20 |  | 2025-06-18 | [5 empty] | 2025-06-27 |  | CASE_LIST | 1 | 1 | site | DAS | 2025-06-27 | site | 2 | 3 | -1 | 2 | 1.85 | 1 | 1.85 | HITACHI(HE) |  | 1 | 3 | 2 | 4 | Flow 4: Port → WH → MOSB → Site | DAS | HITACHI
2669 | PRL-DAS-012-O | HVDC-ADOPT-HE-0178 | DAS | EQ-002 | 208102 | 1 | Outdoor | Transformer Accessories 8721333 | 80 | 60 | 53 | 0.2544 | 10 | 23 | Stackable 600kg/m2 | 85042300 | SEK | 604544.6 | ANNETTE A DESGAGNES | Sweden | Norrkoping | Mina Zayed | 2024-07-17 | 2024-09-02 |  |  |  |  | 2024-09-20 | [7 empty] | 2025-04-21 |  | CASE_LIST | 1 | 1 | site | DAS | 2025-04-21 | site | 1 | 2 | 0 | 2 | 0.48 | 1 | 0.48 | HITACHI(HE) |  | 1 | 2 | 1 | 2 | Flow 2: Port → WH → Site | DAS | HITACHI
2670 | PRL-DAS-012-O | HVDC-ADOPT-HE-0178 | DAS | EQ-002 | 208103 | 1 | Outdoor | Transformer Accessories 8721333 | 80 | 60 | 53 | 0.2544 | 110 | 123 | Stackable 600kg/m3 | 85042300 | SEK | 604544.6 | ANNETTE A DESGAGNES | Sweden | Norrkoping | Mina Zayed | 2024-07-17 | 2024-09-02 |  |  |  |  | 2024-09-20 | [7 empty] | 2025-04-21 |  | CASE_LIST | 1 | 1 | site | DAS | 2025-04-21 | site | 1 | 2 | 0 | 2 | 0.48 | 1 | 0.48 | HITACHI(HE) |  | 1 | 2 | 1 | 2 | Flow 2: Port → WH → Site | DAS | HITACHI
2671 | PRL-DAS-012-O | HVDC-ADOPT-HE-0178 | DAS | EQ-002 | 208107 | 1 | Outdoor | Transformer 8721334 | 690 | 392 | 489 | 132.2647 | 169742 | 169742 | Not stackable | 85042300 | SEK | 40353354 | ANNETTE A DESGAGNES | Sweden | Norrkoping | Mina Zayed | 2024-07-17 | 2024-09-02 | [5 empty] | 2024-09-02 | [6 empty] | 2025-07-16 |  | CASE_LIST | 1 | 1 | site | DAS | 2025-07-16 | site | 1 | 2 | 0 | 2 | 27.05 | 0 | 27.05 | HITACHI(HE) |  | 1 | 2 | 1 | 2 | Flow 2: Port → WH → Site | DAS | HITACHI
2672 | PRL-DAS-012-O | HVDC-ADOPT-HE-0178 | DAS | EQ-002 | 208108 | 1 | Outdoor | Transformer Accessories 8721334 | 80 | 60 | 53 | 0.2544 | 37 | 50 | Stackable 600kg/m2 | 85042300 | SEK | 604544.6 | ANNETTE A DESGAGNES | Sweden | Norrkoping | Mina Zayed | 2024-07-17 | 2024-09-02 |  |  |  |  | 2024-09-21 | [7 empty] | 2025-04-21 |  | CASE_LIST | 1 | 1 | site | DAS | 2025-04-21 | site | 1 | 2 | 0 | 2 | 0.48 | 1 | 0.48 | HITACHI(HE) |  | 1 | 2 | 1 | 2 | Flow 2: Port → WH → Site | DAS | HITACHI
2673 | PRL-DAS-012-O | HVDC-ADOPT-HE-0178 | DAS | EQ-002 | 208109 | 1 | Indoor | Transformer Accessories 8721334 (DGD) | 40 | 30 | 40 | 0.048 | 10 | 12 | Stackable 600kg/m2 | 85042300 | SEK | 604544.6 | ANNETTE A DESGAGNES | Sweden | Norrkoping | Mina Zayed | 2024-07-17 | 2024-09-02 | [6 empty] | 2024-09-12 | [5 empty] | 2025-07-11 |  | CASE_LIST | 1 | 1 | site | DAS | 2025-07-11 | site | 1 | 2 | 0 | 2 | 0.12 | 1 | 0.12 | HITACHI(HE) |  | 1 | 2 | 1 | 3 | Flow 3: Port → MOSB → Site | DAS | HITACHI
2674 | PRL-DAS-012-O | HVDC-ADOPT-HE-0178 | DAS | EQ-002 | 208110 | 1 | Outdoor | Transformer Accessories 8721334 | 930 | 99 | 133 | 12.2453 | 2740 | 3650 | Stackable 600kg/m2 | 85042300 | SEK | 604544.6 | ANNETTE A DESGAGNES | Sweden | Norrkoping | Mina Zayed | 2024-07-17 | 2024-09-02 |  |  |  |  | 2024-09-21 | [7 empty] | 2025-04-30 |  | CASE_LIST | 1 | 1 | site | DAS | 2025-04-30 | site | 1 | 2 | 0 | 2 | 9.21 | 1 | 9.21 | HITACHI(HE) |  | 1 | 2 | 1 | 2 | Flow 2: Port → WH → Site | DAS | HITACHI
2675 | PRL-DAS-012-O | HVDC-ADOPT-HE-0178 | DAS | EQ-002 | 208111 | 1 | Outdoor | Transformer Accessories 8721334 | 930 | 99 | 133 | 12.2453 | 2740 | 3650 | Stackable 600kg/m2 | 85042300 | SEK | 604544.6 | ANNETTE A DESGAGNES | Sweden | Norrkoping | Mina Zayed | 2024-07-17 | 2024-09-02 |  |  |  |  | 2024-09-21 | [7 empty] | 2025-04-30 |  | CASE_LIST | 1 | 1 | site | DAS | 2025-04-30 | site | 1 | 2 | 0 | 2 | 9.21 | 1 | 9.21 | HITACHI(HE) |  | 1 | 2 | 1 | 2 | Flow 2: Port → WH → Site | DAS | HITACHI
2676 | PRL-DAS-012-O | HVDC-ADOPT-HE-0178 | DAS | EQ-002 | 208112 | 1 | Outdoor | Transformer Accessories 8721334 | 315 | 56 | 65 | 1.1466 | 290 | 385 | Stackable 600kg/m2 | 85042300 | SEK | 604544.6 | ANNETTE A DESGAGNES | Sweden | Norrkoping | Mina Zayed | 2024-07-17 | 2024-09-02 |  |  |  |  | 2024-09-21 | [7 empty] | 2025-05-10 |  | CASE_LIST | 1 | 1 | site | DAS | 2025-05-10 | site | 1 | 2 | 0 | 2 | 1.76 | 1 | 1.76 | HITACHI(HE) |  | 1 | 2 | 1 | 2 | Flow 2: Port → WH → Site | DAS | HITACHI
2677 | PRL-DAS-012-O | HVDC-ADOPT-HE-0178 | DAS | EQ-002 | 208113 | 1 | Outdoor | Transformer Accessories 8721334 | 194 | 44 | 51 | 0.43534 | 115 | 161 | Stackable 600kg/m2 | 85042300 | SEK | 604544.6 | ANNETTE A DESGAGNES | Sweden | Norrkoping | Mina Zayed | 2024-07-17 | 2024-09-02 |  |  |  |  | 2024-09-21 |  | 2025-07-10 | [5 empty] | 2025-07-27 |  | CASE_LIST | 1 | 1 | site | DAS | 2025-07-27 | site | 2 | 3 | -1 | 2 | 0.85 | 1 | 0.85 | HITACHI(HE) |  | 1 | 3 | 2 | 4 | Flow 4: Port → WH → MOSB → Site | DAS | HITACHI
2678 | PRL-DAS-012-O | HVDC-ADOPT-HE-0178 | DAS | EQ-002 | 208114 | 1 | Outdoor | Transformer Accessories 8721334 | 700 | 220 | 200 | 30.8 | 1989 | 2950 | Stackable 600kg/m2 | 85042300 | SEK | 604544.6 | ANNETTE A DESGAGNES | Sweden | Norrkoping | Mina Zayed | 2024-07-17 | 2024-09-02 |  |  |  |  | 2024-09-21 |  | 2025-07-12 | [5 empty] | 2025-08-15 |  | CASE_LIST | 1 | 1 | site | DAS | 2025-08-15 | site | 2 | 3 | -1 | 2 | 15.4 | 1 | 15.4 | HITACHI(HE) |  | 1 | 3 | 2 | 4 | Flow 4: Port → WH → MOSB → Site | DAS | HITACHI
2679 | PRL-DAS-012-O | HVDC-ADOPT-HE-0178 | DAS | EQ-002 | 208115 | 1 | Outdoor | Transformer Accessories 8721334 | 700 | 220 | 200 | 30.8 | 1989 | 2950 | Stackable 600kg/m2 | 85042300 | SEK | 604544.6 | ANNETTE A DESGAGNES | Sweden | Norrkoping | Mina Zayed | 2024-07-17 | 2024-09-02 |  |  |  |  | 2024-09-21 |  | 2025-07-12 | [5 empty] | 2025-08-15 |  | CASE_LIST | 1 | 1 | site | DAS | 2025-08-15 | site | 2 | 3 | -1 | 2 | 15.4 | 1 | 15.4 | HITACHI(HE) |  | 1 | 3 | 2 | 4 | Flow 4: Port → WH → MOSB → Site | DAS | HITACHI
2680 | PRL-DAS-012-O | HVDC-ADOPT-HE-0178 | DAS | EQ-002 | 208116 | 1 | Outdoor | Transformer Accessories 8721334 | 700 | 220 | 200 | 30.8 | 1989 | 2950 | Stackable 600kg/m2 | 85042300 | SEK | 604544.6 | ANNETTE A DESGAGNES | Sweden | Norrkoping | Mina Zayed | 2024-07-17 | 2024-09-02 |  |  |  |  | 2024-09-21 |  | 2025-07-10 | [5 empty] | 2025-08-08 |  | CASE_LIST | 1 | 1 | site | DAS | 2025-08-08 | site | 2 | 3 | -1 | 2 | 15.4 | 1 | 15.4 | HITACHI(HE) |  | 1 | 3 | 2 | 4 | Flow 4: Port → WH → MOSB → Site | DAS | HITACHI
2681 | PRL-DAS-012-O | HVDC-ADOPT-HE-0178 | DAS | EQ-002 | 208117 | 1 | Outdoor | Transformer Accessories 8721334 | 700 | 220 | 200 | 30.8 | 1989 | 2950 | Stackable 600kg/m2 | 85042300 | SEK | 604544.6 | ANNETTE A DESGAGNES | Sweden | Norrkoping | Mina Zayed | 2024-07-17 | 2024-09-02 |  |  |  |  | 2024-09-21 |  | 2025-07-11 | [5 empty] | 2025-08-15 |  | CASE_LIST | 1 | 1 | site | DAS | 2025-08-15 | site | 2 | 3 | -1 | 2 | 15.4 | 1 | 15.4 | HITACHI(HE) |  | 1 | 3 | 2 | 4 | Flow 4: Port → WH → MOSB → Site | DAS | HITACHI
2682 | PRL-DAS-012-O | HVDC-ADOPT-HE-0178 | DAS | EQ-002 | 208118 | 1 | Outdoor | Transformer Accessories 8721334 | 235 | 185 | 90 | 3.9127 | 650 | 850 | Stackable 600kg/m2 | 85042300 | SEK | 604544.6 | ANNETTE A DESGAGNES | Sweden | Norrkoping | Mina Zayed | 2024-07-17 | 2024-09-02 |  |  |  |  | 2024-09-21 | [7 empty] | 2025-05-13 |  | CASE_LIST | 1 | 1 | site | DAS | 2025-05-13 | site | 1 | 2 | 0 | 2 | 4.35 | 1 | 4.35 | HITACHI(HE) |  | 1 | 2 | 1 | 2 | Flow 2: Port → WH → Site | DAS | HITACHI
2683 | PRL-DAS-012-O | HVDC-ADOPT-HE-0178 | DAS | EQ-002 | 208119 | 1 | Outdoor | Transformer Accessories 8721334 | 441 | 230 | 229 | 23.2275 | 2455 | 3150 | Stackable 600kg/m2 | 85042300 | SEK | 604544.6 | ANNETTE A DESGAGNES | Sweden | Norrkoping | Mina Zayed | 2024-07-17 | 2024-09-02 |  |  |  |  | 2024-09-21 |  | 2025-04-15 | [5 empty] | 2025-08-10 |  | CASE_LIST | 1 | 1 | site | DAS | 2025-08-10 | site | 2 | 3 | -1 | 2 | 10.14 | 1 | 10.14 | HITACHI(HE) |  | 1 | 3 | 2 | 4 | Flow 4: Port → WH → MOSB → Site | DAS | HITACHI
2684 | PRL-DAS-012-O | HVDC-ADOPT-HE-0178 | DAS | EQ-002 | 208120 | 1 | Outdoor | Transformer Accessories 8721334 | 390 | 240 | 196 | 18.3456 | 1600 | 2000 | Stackable 600kg/m2 | 85042300 | SEK | 604544.6 | ANNETTE A DESGAGNES | Sweden | Norrkoping | Mina Zayed | 2024-07-17 | 2024-09-02 |  |  |  |  | 2024-09-21 |  | 2025-05-12 | [5 empty] | 2025-08-15 |  | CASE_LIST | 1 | 1 | site | DAS | 2025-08-15 | site | 2 | 3 | -1 | 2 | 9.36 | 1 | 9.36 | HITACHI(HE) |  | 1 | 3 | 2 | 4 | Flow 4: Port → WH → MOSB → Site | DAS | HITACHI
2685 | PRL-DAS-012-O | HVDC-ADOPT-HE-0178 | DAS | EQ-002 | 208121 | 1 | Indoor | Transformer Accessories 8721334 | 402 | 203 | 255 | 20.8095 | 1600 | 2000 | Stackable 600kg/m2 | 85042300 | SEK | 604544.6 | ANNETTE A DESGAGNES | Sweden | Norrkoping | Mina Zayed | 2024-07-17 | 2024-09-02 |  | 2024-09-16 | [10 empty] | 2025-07-21 |  | CASE_LIST | 1 | 1 | site | DAS | 2025-07-21 | site | 1 | 2 | 0 | 2 | 8.16 | 1 | 8.16 | HITACHI(HE) |  | 1 | 2 | 1 | 2 | Flow 2: Port → WH → Site | DAS | HITACHI
2686 | PRL-DAS-012-O | HVDC-ADOPT-HE-0178 | DAS | EQ-002 | 208122 | 1 | Outdoor | Transformer Accessories 8721334 | 300 | 160 | 187 | 8.976 | 1591 | 1950 | Stackable 600kg/m2 | 85042300 | SEK | 604544.6 | ANNETTE A DESGAGNES | Sweden | Norrkoping | Mina Zayed | 2024-07-17 | 2024-09-02 |  |  |  |  | 2024-09-21 |  | 2025-05-12 | [5 empty] | 2025-07-11 |  | CASE_LIST | 1 | 1 | site | DAS | 2025-07-11 | site | 2 | 3 | -1 | 2 | 4.8 | 1 | 4.8 | HITACHI(HE) |  | 1 | 3 | 2 | 4 | Flow 4: Port → WH → MOSB → Site | DAS | HITACHI
2687 | PRL-DAS-012-O | HVDC-ADOPT-HE-0178 | DAS | EQ-002 | 208123 | 1 | Outdoor | Transformer Accessories 8721334 | 300 | 160 | 187 | 8.976 | 1591 | 1950 | Stackable 600kg/m2 | 85042300 | SEK | 604544.6 | ANNETTE A DESGAGNES | Sweden | Norrkoping | Mina Zayed | 2024-07-17 | 2024-09-02 |  |  |  |  | 2024-09-21 |  | 2025-05-12 | [5 empty] | 2025-07-11 |  | CASE_LIST | 1 | 1 | site | DAS | 2025-07-11 | site | 2 | 3 | -1 | 2 | 4.8 | 1 | 4.8 | HITACHI(HE) |  | 1 | 3 | 2 | 4 | Flow 4: Port → WH → MOSB → Site | DAS | HITACHI
2688 | PRL-DAS-012-O | HVDC-ADOPT-HE-0178 | DAS | EQ-002 | 208124 | 1 | Outdoor | Transformer Accessories 8721334 | 200 | 104 | 175 | 3.64 | 630 | 730 | Stackable 600kg/m2 | 85042300 | SEK | 604544.6 | ANNETTE A DESGAGNES | Sweden | Norrkoping | Mina Zayed | 2024-07-17 | 2024-09-02 |  |  |  |  | 2024-09-21 |  | 2025-04-15 | [5 empty] | 2025-07-11 |  | CASE_LIST | 1 | 1 | site | DAS | 2025-07-11 | site | 2 | 3 | -1 | 2 | 2.08 | 1 | 2.08 | HITACHI(HE) |  | 1 | 3 | 2 | 4 | Flow 4: Port → WH → MOSB → Site | DAS | HITACHI
2689 | PRL-DAS-012-O | HVDC-ADOPT-HE-0178 | DAS | EQ-002 | 208125 | 1 | Outdoor | Transformer Accessories 8721334 | 660 | 210 | 152 | 21.0672 | 1600 | 2100 | Stackable 600kg/m2 | 85042300 | SEK | 604544.6 | ANNETTE A DESGAGNES | Sweden | Norrkoping | Mina Zayed | 2024-07-17 | 2024-09-02 |  |  |  |  | 2024-09-21 | [7 empty] | 2025-05-10 |  | CASE_LIST | 1 | 1 | site | DAS | 2025-05-10 | site | 1 | 2 | 0 | 2 | 13.86 | 1 | 13.86 | HITACHI(HE) |  | 1 | 2 | 1 | 2 | Flow 2: Port → WH → Site | DAS | HITACHI
2690 | PRL-DAS-012-O | HVDC-ADOPT-HE-0178 | DAS | EQ-002 | 208126 | 1 | Outdoor | Transformer Accessories 8721334 | 171 | 172 | 146 | 4.2942 | 375 | 575 | Stackable 600kg/m2 | 85042300 | SEK | 604544.6 | ANNETTE A DESGAGNES | Sweden | Norrkoping | Mina Zayed | 2024-07-17 | 2024-09-02 |  |  |  |  | 2024-09-21 |  | 2025-07-10 | [5 empty] | 2025-07-16 |  | CASE_LIST | 1 | 1 | site | DAS | 2025-07-16 | site | 2 | 3 | -1 | 2 | 2.94 | 1 | 2.94 | HITACHI(HE) |  | 1 | 3 | 2 | 4 | Flow 4: Port → WH → MOSB → Site | DAS | HITACHI
2691 | PRL-DAS-012-O | HVDC-ADOPT-HE-0178 | DAS | EQ-002 | 208127 | 1 | Outdoor | Transformer Accessories 8721334 | 136 | 136 | 111 | 2.0531 | 50 | 145 | Stackable 600kg/m2 | 85042300 | SEK | 604544.6 | ANNETTE A DESGAGNES | Sweden | Norrkoping | Mina Zayed | 2024-07-17 | 2024-09-02 |  |  |  |  | 2024-09-21 |  | 2025-06-18 | [5 empty] | 2025-06-27 |  | CASE_LIST | 1 | 1 | site | DAS | 2025-06-27 | site | 2 | 3 | -1 | 2 | 1.85 | 1 | 1.85 | HITACHI(HE) |  | 1 | 3 | 2 | 4 | Flow 4: Port → WH → MOSB → Site | DAS | HITACHI
2692 | PRL-DAS-012-O | HVDC-ADOPT-HE-0178 | DAS | EQ-002 | 208128 | 1 | Outdoor | Transformer Accessories 8721334 | 136 | 136 | 111 | 2.0531 | 50 | 145 | Stackable 600kg/m2 | 85042300 | SEK | 604544.6 | ANNETTE A DESGAGNES | Sweden | Norrkoping | Mina Zayed | 2024-07-17 | 2024-09-02 |  |  |  |  | 2024-09-21 |  | 2025-06-18 | [5 empty] | 2025-06-27 |  | CASE_LIST | 1 | 1 | site | DAS | 2025-06-27 | site | 2 | 3 | -1 | 2 | 1.85 | 1 | 1.85 | HITACHI(HE) |  | 1 | 3 | 2 | 4 | Flow 4: Port → WH → MOSB → Site | DAS | HITACHI
2693 | PRL-DAS-012-O | HVDC-ADOPT-HE-0178 | DAS | EQ-002 | 208129 | 1 | Outdoor | Transformer Accessories 8721334 | 80 | 60 | 53 | 0.2544 | 10 | 23 | Stackable 600kg/m2 | 85042300 | SEK | 604544.6 | ANNETTE A DESGAGNES | Sweden | Norrkoping | Mina Zayed | 2024-07-17 | 2024-09-02 |  |  |  |  | 2024-09-21 | [7 empty] | 2025-04-21 |  | CASE_LIST | 1 | 1 | site | DAS | 2025-04-21 | site | 1 | 2 | 0 | 2 | 0.48 | 1 | 0.48 | HITACHI(HE) |  | 1 | 2 | 1 | 2 | Flow 2: Port → WH → Site | DAS | HITACHI
2694 | PRL-DAS-012-O | HVDC-ADOPT-HE-0178 | DAS | EQ-002 | 208134 | 1 | Outdoor | Transformer 8721335 | 690 | 392 | 489 | 132.2647 | 169742 | 169742 | Not stackable | 85042300 | SEK | 40353354 | ANNETTE A DESGAGNES | Sweden | Norrkoping | Mina Zayed | 2024-07-17 | 2024-09-02 | [5 empty] | 2024-09-02 | [6 empty] | 2025-07-16 |  | CASE_LIST | 1 | 1 | site | DAS | 2025-07-16 | site | 1 | 2 | 0 | 2 | 27.05 | 0 | 27.05 | HITACHI(HE) |  | 1 | 2 | 1 | 2 | Flow 2: Port → WH → Site | DAS | HITACHI
2695 | PRL-DAS-012-O | HVDC-ADOPT-HE-0178 | DAS | EQ-002 | 208135 | 1 | Outdoor | Transformer Accessories 8721335 | 80 | 60 | 53 | 0.2544 | 35 | 48 | Stackable 600kg/m2 | 85042300 | SEK | 604544.6 | ANNETTE A DESGAGNES | Sweden | Norrkoping | Mina Zayed | 2024-07-17 | 2024-09-02 |  |  |  |  | 2024-09-21 | [7 empty] | 2025-04-21 |  | CASE_LIST | 1 | 1 | site | DAS | 2025-04-21 | site | 1 | 2 | 0 | 2 | 0.48 | 1 | 0.48 | HITACHI(HE) |  | 1 | 2 | 1 | 2 | Flow 2: Port → WH → Site | DAS | HITACHI
2696 | PRL-DAS-012-O | HVDC-ADOPT-HE-0178 | DAS | EQ-002 | 208136 | 1 | Indoor | Transformer Accessories 8721335 (DGD) | 40 | 30 | 40 | 0.048 | 10 | 12 | Stackable 600kg/m2 | 85042300 | SEK | 604544.6 | ANNETTE A DESGAGNES | Sweden | Norrkoping | Mina Zayed | 2024-07-17 | 2024-09-02 | [6 empty] | 2024-09-12 | [5 empty] | 2025-07-11 |  | CASE_LIST | 1 | 1 | site | DAS | 2025-07-11 | site | 1 | 2 | 0 | 2 | 0.12 | 1 | 0.12 | HITACHI(HE) |  | 1 | 2 | 1 | 3 | Flow 3: Port → MOSB → Site | DAS | HITACHI
2697 | PRL-DAS-012-O | HVDC-ADOPT-HE-0178 | DAS | EQ-002 | 208137 | 1 | Outdoor | Transformer Accessories 8721335 | 930 | 99 | 133 | 12.2453 | 2740 | 3650 | Stackable 600kg/m2 | 85042300 | SEK | 604544.6 | ANNETTE A DESGAGNES | Sweden | Norrkoping | Mina Zayed | 2024-07-17 | 2024-09-02 |  |  |  |  | 2024-09-21 | [7 empty] | 2025-04-30 |  | CASE_LIST | 1 | 1 | site | DAS | 2025-04-30 | site | 1 | 2 | 0 | 2 | 9.21 | 1 | 9.21 | HITACHI(HE) |  | 1 | 2 | 1 | 2 | Flow 2: Port → WH → Site | DAS | HITACHI
2698 | PRL-DAS-012-O | HVDC-ADOPT-HE-0178 | DAS | EQ-002 | 208138 | 1 | Outdoor | Transformer Accessories 8721335 | 930 | 99 | 133 | 12.2453 | 2740 | 3650 | Stackable 600kg/m2 | 85042300 | SEK | 604544.6 | ANNETTE A DESGAGNES | Sweden | Norrkoping | Mina Zayed | 2024-07-17 | 2024-09-02 |  |  |  |  | 2024-09-21 | [7 empty] | 2025-04-30 |  | CASE_LIST | 1 | 1 | site | DAS | 2025-04-30 | site | 1 | 2 | 0 | 2 | 9.21 | 1 | 9.21 | HITACHI(HE) |  | 1 | 2 | 1 | 2 | Flow 2: Port → WH → Site | DAS | HITACHI
2699 | PRL-DAS-012-O | HVDC-ADOPT-HE-0178 | DAS | EQ-002 | 208139 | 1 | Outdoor | Transformer Accessories 8721335 | 315 | 56 | 65 | 1.1466 | 290 | 385 | Stackable 600kg/m2 | 85042300 | SEK | 604544.6 | ANNETTE A DESGAGNES | Sweden | Norrkoping | Mina Zayed | 2024-07-17 | 2024-09-02 |  |  |  |  | 2024-09-21 | [7 empty] | 2025-05-10 |  | CASE_LIST | 1 | 1 | site | DAS | 2025-05-10 | site | 1 | 2 | 0 | 2 | 1.76 | 1 | 1.76 | HITACHI(HE) |  | 1 | 2 | 1 | 2 | Flow 2: Port → WH → Site | DAS | HITACHI
2700 | PRL-DAS-012-O | HVDC-ADOPT-HE-0178 | DAS | EQ-002 | 208140 | 1 | Outdoor | Transformer Accessories 8721335 | 194 | 44 | 51 | 0.43534 | 115 | 161 | Stackable 600kg/m2 | 85042300 | SEK | 604544.6 | ANNETTE A DESGAGNES | Sweden | Norrkoping | Mina Zayed | 2024-07-17 | 2024-09-02 |  |  |  |  | 2024-09-21 |  | 2025-07-10 | [5 empty] | 2025-07-27 |  | CASE_LIST | 1 | 1 | site | DAS | 2025-07-27 | site | 2 | 3 | -1 | 2 | 0.85 | 1 | 0.85 | HITACHI(HE) |  | 1 | 3 | 2 | 4 | Flow 4: Port → WH → MOSB → Site | DAS | HITACHI
2701 | PRL-DAS-012-O | HVDC-ADOPT-HE-0178 | DAS | EQ-002 | 208141 | 1 | Outdoor | Transformer Accessories 8721335 | 700 | 220 | 200 | 30.8 | 1989 | 2950 | Stackable 600kg/m2 | 85042300 | SEK | 604544.6 | ANNETTE A DESGAGNES | Sweden | Norrkoping | Mina Zayed | 2024-07-17 | 2024-09-02 |  |  |  |  | 2024-09-21 |  | 2025-07-13 | [5 empty] | 2025-08-15 |  | CASE_LIST | 1 | 1 | site | DAS | 2025-08-15 | site | 2 | 3 | -1 | 2 | 15.4 | 1 | 15.4 | HITACHI(HE) |  | 1 | 3 | 2 | 4 | Flow 4: Port → WH → MOSB → Site | DAS | HITACHI
2702 | PRL-DAS-012-O | HVDC-ADOPT-HE-0178 | DAS | EQ-002 | 208142 | 1 | Outdoor | Transformer Accessories 8721335 | 700 | 220 | 200 | 30.8 | 1989 | 2950 | Stackable 600kg/m2 | 85042300 | SEK | 604544.6 | ANNETTE A DESGAGNES | Sweden | Norrkoping | Mina Zayed | 2024-07-17 | 2024-09-02 |  |  |  |  | 2024-09-21 |  | 2025-07-05 | [5 empty] | 2025-08-15 |  | CASE_LIST | 1 | 1 | site | DAS | 2025-08-15 | site | 2 | 3 | -1 | 2 | 15.4 | 1 | 15.4 | HITACHI(HE) |  | 1 | 3 | 2 | 4 | Flow 4: Port → WH → MOSB → Site | DAS | HITACHI
2703 | PRL-DAS-012-O | HVDC-ADOPT-HE-0178 | DAS | EQ-002 | 208143 | 1 | Outdoor | Transformer Accessories 8721335 | 700 | 220 | 200 | 30.8 | 1989 | 2950 | Stackable 600kg/m2 | 85042300 | SEK | 604544.6 | ANNETTE A DESGAGNES | Sweden | Norrkoping | Mina Zayed | 2024-07-17 | 2024-09-02 |  |  |  |  | 2024-09-21 |  | 2025-07-05 | [5 empty] | 2025-08-15 |  | CASE_LIST | 1 | 1 | site | DAS | 2025-08-15 | site | 2 | 3 | -1 | 2 | 15.4 | 1 | 15.4 | HITACHI(HE) |  | 1 | 3 | 2 | 4 | Flow 4: Port → WH → MOSB → Site | DAS | HITACHI
2704 | PRL-DAS-012-O | HVDC-ADOPT-HE-0178 | DAS | EQ-002 | 208144 | 1 | Outdoor | Transformer Accessories 8721335 | 700 | 220 | 200 | 30.8 | 1989 | 2950 | Stackable 600kg/m2 | 85042300 | SEK | 604544.6 | ANNETTE A DESGAGNES | Sweden | Norrkoping | Mina Zayed | 2024-07-17 | 2024-09-02 |  |  |  |  | 2024-09-21 |  | 2025-07-04 | [5 empty] | 2025-08-15 |  | CASE_LIST | 1 | 1 | site | DAS | 2025-08-15 | site | 2 | 3 | -1 | 2 | 15.4 | 1 | 15.4 | HITACHI(HE) |  | 1 | 3 | 2 | 4 | Flow 4: Port → WH → MOSB → Site | DAS | HITACHI
2705 | PRL-DAS-012-O | HVDC-ADOPT-HE-0178 | DAS | EQ-002 | 208145 | 1 | Outdoor | Transformer Accessories 8721335 | 235 | 185 | 90 | 3.9127 | 650 | 850 | Stackable 600kg/m2 | 85042300 | SEK | 604544.6 | ANNETTE A DESGAGNES | Sweden | Norrkoping | Mina Zayed | 2024-07-17 | 2024-09-02 |  |  |  |  | 2024-09-21 | [7 empty] | 2025-05-13 |  | CASE_LIST | 1 | 1 | site | DAS | 2025-05-13 | site | 1 | 2 | 0 | 2 | 4.35 | 1 | 4.35 | HITACHI(HE) |  | 1 | 2 | 1 | 2 | Flow 2: Port → WH → Site | DAS | HITACHI
2706 | PRL-DAS-012-O | HVDC-ADOPT-HE-0178 | DAS | EQ-002 | 208146 | 1 | Outdoor | Transformer Accessories 8721335 | 441 | 230 | 229 | 23.2275 | 2455 | 3150 | Stackable 600kg/m2 | 85042300 | SEK | 604544.6 | ANNETTE A DESGAGNES | Sweden | Norrkoping | Mina Zayed | 2024-07-17 | 2024-09-02 |  |  |  |  | 2024-09-21 |  | 2025-04-15 | [5 empty] | 2025-07-20 |  | CASE_LIST | 1 | 1 | site | DAS | 2025-07-20 | site | 2 | 3 | -1 | 2 | 10.14 | 1 | 10.14 | HITACHI(HE) |  | 1 | 3 | 2 | 4 | Flow 4: Port → WH → MOSB → Site | DAS | HITACHI
2707 | PRL-DAS-012-O | HVDC-ADOPT-HE-0178 | DAS | EQ-002 | 208147 | 1 | Outdoor | Transformer Accessories 8721335 | 390 | 240 | 196 | 18.3456 | 1600 | 2000 | Stackable 600kg/m2 | 85042300 | SEK | 604544.6 | ANNETTE A DESGAGNES | Sweden | Norrkoping | Mina Zayed | 2024-07-17 | 2024-09-02 |  |  |  |  | 2024-09-21 |  | 2025-05-12 | [5 empty] | 2025-08-15 |  | CASE_LIST | 1 | 1 | site | DAS | 2025-08-15 | site | 2 | 3 | -1 | 2 | 9.36 | 1 | 9.36 | HITACHI(HE) |  | 1 | 3 | 2 | 4 | Flow 4: Port → WH → MOSB → Site | DAS | HITACHI
2708 | PRL-DAS-012-O | HVDC-ADOPT-HE-0178 | DAS | EQ-002 | 208148 | 1 | Indoor | Transformer Accessories 8721335 | 402 | 203 | 255 | 20.8095 | 1600 | 2000 | Stackable 600kg/m2 | 85042300 | SEK | 604544.6 | ANNETTE A DESGAGNES | Sweden | Norrkoping | Mina Zayed | 2024-07-17 | 2024-09-02 |  | 2024-09-16 | [10 empty] | 2025-07-21 |  | CASE_LIST | 1 | 1 | site | DAS | 2025-07-21 | site | 1 | 2 | 0 | 2 | 8.16 | 1 | 8.16 | HITACHI(HE) |  | 1 | 2 | 1 | 2 | Flow 2: Port → WH → Site | DAS | HITACHI
2709 | PRL-DAS-012-O | HVDC-ADOPT-HE-0178 | DAS | EQ-002 | 208149 | 1 | Outdoor | Transformer Accessories 8721335 | 300 | 160 | 187 | 8.976 | 1591 | 1950 | Stackable 600kg/m2 | 85042300 | SEK | 604544.6 | ANNETTE A DESGAGNES | Sweden | Norrkoping | Mina Zayed | 2024-07-17 | 2024-09-02 |  |  |  |  | 2024-09-21 |  | 2025-05-12 | [5 empty] | 2025-07-11 |  | CASE_LIST | 1 | 1 | site | DAS | 2025-07-11 | site | 2 | 3 | -1 | 2 | 4.8 | 1 | 4.8 | HITACHI(HE) |  | 1 | 3 | 2 | 4 | Flow 4: Port → WH → MOSB → Site | DAS | HITACHI
2710 | PRL-DAS-012-O | HVDC-ADOPT-HE-0178 | DAS | EQ-002 | 208150 | 1 | Outdoor | Transformer Accessories 8721335 | 300 | 160 | 187 | 8.976 | 1591 | 1950 | Stackable 600kg/m2 | 85042300 | SEK | 604544.6 | ANNETTE A DESGAGNES | Sweden | Norrkoping | Mina Zayed | 2024-07-17 | 2024-09-02 |  |  |  |  | 2024-09-21 |  | 2025-05-12 | [5 empty] | 2025-07-12 |  | CASE_LIST | 1 | 1 | site | DAS | 2025-07-12 | site | 2 | 3 | -1 | 2 | 4.8 | 1 | 4.8 | HITACHI(HE) |  | 1 | 3 | 2 | 4 | Flow 4: Port → WH → MOSB → Site | DAS | HITACHI
2711 | PRL-DAS-012-O | HVDC-ADOPT-HE-0178 | DAS | EQ-002 | 208151 | 1 | Outdoor | Transformer Accessories 8721335 | 200 | 105 | 175 | 3.675 | 630 | 730 | Stackable 600kg/m2 | 85042300 | SEK | 604544.6 | ANNETTE A DESGAGNES | Sweden | Norrkoping | Mina Zayed | 2024-07-17 | 2024-09-02 |  |  |  |  | 2024-09-21 |  | 2025-04-15 | [5 empty] | 2025-07-20 |  | CASE_LIST | 1 | 1 | site | DAS | 2025-07-20 | site | 2 | 3 | -1 | 2 | 2.1 | 1 | 2.1 | HITACHI(HE) |  | 1 | 3 | 2 | 4 | Flow 4: Port → WH → MOSB → Site | DAS | HITACHI
2712 | PRL-DAS-012-O | HVDC-ADOPT-HE-0178 | DAS | EQ-002 | 208152 | 1 | Outdoor | Transformer Accessories 8721335 | 660 | 210 | 152 | 21.0672 | 1600 | 2100 | Stackable 600kg/m2 | 85042300 | SEK | 604544.6 | ANNETTE A DESGAGNES | Sweden | Norrkoping | Mina Zayed | 2024-07-17 | 2024-09-02 |  |  |  |  | 2024-09-21 | [7 empty] | 2025-05-10 |  | CASE_LIST | 1 | 1 | site | DAS | 2025-05-10 | site | 1 | 2 | 0 | 2 | 13.86 | 1 | 13.86 | HITACHI(HE) |  | 1 | 2 | 1 | 2 | Flow 2: Port → WH → Site | DAS | HITACHI
2713 | PRL-DAS-012-O | HVDC-ADOPT-HE-0178 | DAS | EQ-002 | 208153 | 1 | Outdoor | Transformer Accessories 8721335 | 171 | 172 | 146 | 4.2942 | 375 | 575 | Stackable 600kg/m2 | 85042300 | SEK | 604544.6 | ANNETTE A DESGAGNES | Sweden | Norrkoping | Mina Zayed | 2024-07-17 | 2024-09-02 |  |  |  |  | 2024-09-21 |  | 2025-07-04 | [5 empty] | 2025-07-14 |  | CASE_LIST | 1 | 1 | site | DAS | 2025-07-14 | site | 2 | 3 | -1 | 2 | 2.94 | 1 | 2.94 | HITACHI(HE) |  | 1 | 3 | 2 | 4 | Flow 4: Port → WH → MOSB → Site | DAS | HITACHI
2714 | PRL-DAS-012-O | HVDC-ADOPT-HE-0178 | DAS | EQ-002 | 208154 | 1 | Outdoor | Transformer Accessories 8721335 | 136 | 136 | 111 | 2.0531 | 50 | 145 | Stackable 600kg/m2 | 85042300 | SEK | 604544.6 | ANNETTE A DESGAGNES | Sweden | Norrkoping | Mina Zayed | 2024-07-17 | 2024-09-02 |  |  |  |  | 2024-09-21 |  | 2025-06-18 | [5 empty] | 2025-06-27 |  | CASE_LIST | 1 | 1 | site | DAS | 2025-06-27 | site | 2 | 3 | -1 | 2 | 1.85 | 1 | 1.85 | HITACHI(HE) |  | 1 | 3 | 2 | 4 | Flow 4: Port → WH → MOSB → Site | DAS | HITACHI
2715 | PRL-DAS-012-O | HVDC-ADOPT-HE-0178 | DAS | EQ-002 | 208155 | 1 | Outdoor | Transformer Accessories 8721335 | 136 | 136 | 111 | 2.0531 | 50 | 145 | Stackable 600kg/m2 | 85042300 | SEK | 604544.6 | ANNETTE A DESGAGNES | Sweden | Norrkoping | Mina Zayed | 2024-07-17 | 2024-09-02 |  |  |  |  | 2024-09-21 |  | 2025-06-18 | [5 empty] | 2025-06-27 |  | CASE_LIST | 1 | 1 | site | DAS | 2025-06-27 | site | 2 | 3 | -1 | 2 | 1.85 | 1 | 1.85 | HITACHI(HE) |  | 1 | 3 | 2 | 4 | Flow 4: Port → WH → MOSB → Site | DAS | HITACHI
2716 | PRL-DAS-012-O | HVDC-ADOPT-HE-0178 | DAS | EQ-002 | 208156 | 1 | Outdoor | Transformer Accessories 8721335 | 80 | 60 | 53 | 0.2544 | 10 | 23 | Stackable 600kg/m2 | 85042300 | SEK | 604544.6 | ANNETTE A DESGAGNES | Sweden | Norrkoping | Mina Zayed | 2024-07-17 | 2024-09-02 |  |  |  |  | 2024-09-21 | [7 empty] | 2025-04-21 |  | CASE_LIST | 1 | 1 | site | DAS | 2025-04-21 | site | 1 | 2 | 0 | 2 | 0.48 | 1 | 0.48 | HITACHI(HE) |  | 1 | 2 | 1 | 2 | Flow 2: Port → WH → Site | DAS | HITACHI
2717 | PRL-DAS-012-O | HVDC-ADOPT-HE-0178 | DAS | EQ-002 | 208181 | 1 | Outdoor | Transformer 8721336 | 690 | 392 | 489 | 132.2647 | 169742 | 169742 | Not stackable | 85042300 | SEK | 40353354 | ANNETTE A DESGAGNES | Sweden | Norrkoping | Mina Zayed | 2024-07-17 | 2024-09-02 | [5 empty] | 2024-09-02 | [6 empty] | 2025-07-25 |  | CASE_LIST | 1 | 1 | site | DAS | 2025-07-25 | site | 1 | 2 | 0 | 2 | 27.05 | 0 | 27.05 | HITACHI(HE) |  | 1 | 2 | 1 | 2 | Flow 2: Port → WH → Site | DAS | HITACHI
2718 | PRL-DAS-012-O | HVDC-ADOPT-HE-0178 | DAS | EQ-002 | 208182 | 1 | Outdoor | Transformer Accessories 8721336 | 80 | 60 | 53 | 0.2544 | 40 | 50 | Stackable 600kg/m2 | 85042300 | SEK | 560463.2 | ANNETTE A DESGAGNES | Sweden | Norrkoping | Mina Zayed | 2024-07-17 | 2024-09-02 |  |  |  |  | 2024-09-21 | [7 empty] | 2025-04-21 |  | CASE_LIST | 1 | 1 | site | DAS | 2025-04-21 | site | 1 | 2 | 0 | 2 | 0.48 | 1 | 0.48 | HITACHI(HE) |  | 1 | 2 | 1 | 2 | Flow 2: Port → WH → Site | DAS | HITACHI
2719 | PRL-DAS-012-O | HVDC-ADOPT-HE-0178 | DAS | EQ-002 | 208183 | 1 | Indoor | Transformer Accessories 8721336 (DGD) | 40 | 30 | 40 | 0.048 | 10 | 12 | Stackable 600kg/m2 | 85042300 | SEK | 560463.2 | ANNETTE A DESGAGNES | Sweden | Norrkoping | Mina Zayed | 2024-07-17 | 2024-09-02 | [6 empty] | 2024-09-12 | [5 empty] | 2025-07-11 |  | CASE_LIST | 1 | 1 | site | DAS | 2025-07-11 | site | 1 | 2 | 0 | 2 | 0.12 | 1 | 0.12 | HITACHI(HE) |  | 1 | 2 | 1 | 3 | Flow 3: Port → MOSB → Site | DAS | HITACHI
2720 | PRL-DAS-012-O | HVDC-ADOPT-HE-0178 | DAS | EQ-002 | 208184 | 1 | Outdoor | Transformer Accessories 8721336 | 930 | 99 | 133 | 12.2453 | 2740 | 3650 | Stackable 600kg/m2 | 85042300 | SEK | 560463.2 | ANNETTE A DESGAGNES | Sweden | Norrkoping | Mina Zayed | 2024-07-17 | 2024-09-02 |  |  |  |  | 2024-09-21 | [7 empty] | 2025-05-03 |  | CASE_LIST | 1 | 1 | site | DAS | 2025-05-03 | site | 1 | 2 | 0 | 2 | 9.21 | 1 | 9.21 | HITACHI(HE) |  | 1 | 2 | 1 | 2 | Flow 2: Port → WH → Site | DAS | HITACHI
2721 | PRL-DAS-012-O | HVDC-ADOPT-HE-0178 | DAS | EQ-002 | 208185 | 1 | Outdoor | Transformer Accessories 8721336 | 930 | 99 | 133 | 12.2453 | 2740 | 3650 | Stackable 600kg/m2 | 85042300 | SEK | 560463.2 | ANNETTE A DESGAGNES | Sweden | Norrkoping | Mina Zayed | 2024-07-17 | 2024-09-02 |  |  |  |  | 2024-09-21 | [7 empty] | 2025-04-30 |  | CASE_LIST | 1 | 1 | site | DAS | 2025-04-30 | site | 1 | 2 | 0 | 2 | 9.21 | 1 | 9.21 | HITACHI(HE) |  | 1 | 2 | 1 | 2 | Flow 2: Port → WH → Site | DAS | HITACHI
2722 | PRL-DAS-012-O | HVDC-ADOPT-HE-0178 | DAS | EQ-002 | 208186 | 1 | Outdoor | Transformer Accessories 8721336 | 315 | 56 | 65 | 1.1466 | 290 | 385 | Stackable 600kg/m2 | 85042300 | SEK | 560463.2 | ANNETTE A DESGAGNES | Sweden | Norrkoping | Mina Zayed | 2024-07-17 | 2024-09-02 |  |  |  |  | 2024-09-21 | [7 empty] | 2025-05-10 |  | CASE_LIST | 1 | 1 | site | DAS | 2025-05-10 | site | 1 | 2 | 0 | 2 | 1.76 | 1 | 1.76 | HITACHI(HE) |  | 1 | 2 | 1 | 2 | Flow 2: Port → WH → Site | DAS | HITACHI
2723 | PRL-DAS-012-O | HVDC-ADOPT-HE-0178 | DAS | EQ-002 | 208187 | 1 | Outdoor | Transformer Accessories 8721336 | 194 | 44 | 51 | 0.43534 | 115 | 161 | Stackable 600kg/m2 | 85042300 | SEK | 560463.2 | ANNETTE A DESGAGNES | Sweden | Norrkoping | Mina Zayed | 2024-07-17 | 2024-09-02 |  |  |  |  | 2024-09-21 |  | 2025-07-10 | [5 empty] | 2025-07-27 |  | CASE_LIST | 1 | 1 | site | DAS | 2025-07-27 | site | 2 | 3 | -1 | 2 | 0.85 | 1 | 0.85 | HITACHI(HE) |  | 1 | 3 | 2 | 4 | Flow 4: Port → WH → MOSB → Site | DAS | HITACHI
2724 | PRL-DAS-012-O | HVDC-ADOPT-HE-0178 | DAS | EQ-002 | 208188 | 1 | Outdoor | Transformer Accessories 8721336 | 700 | 220 | 200 | 30.8 | 1989 | 2950 | Stackable 600kg/m2 | 85042300 | SEK | 560463.2 | ANNETTE A DESGAGNES | Sweden | Norrkoping | Mina Zayed | 2024-07-17 | 2024-09-02 |  |  |  |  | 2024-09-21 |  | 2025-07-11 | [5 empty] | 2025-08-15 |  | CASE_LIST | 1 | 1 | site | DAS | 2025-08-15 | site | 2 | 3 | -1 | 2 | 15.4 | 1 | 15.4 | HITACHI(HE) |  | 1 | 3 | 2 | 4 | Flow 4: Port → WH → MOSB → Site | DAS | HITACHI
2725 | PRL-DAS-012-O | HVDC-ADOPT-HE-0178 | DAS | EQ-002 | 208189 | 1 | Outdoor | Transformer Accessories 8721336 | 700 | 220 | 200 | 30.8 | 1989 | 2950 | Stackable 600kg/m2 | 85042300 | SEK | 560463.2 | ANNETTE A DESGAGNES | Sweden | Norrkoping | Mina Zayed | 2024-07-17 | 2024-09-02 |  |  |  |  | 2024-09-21 |  | 2025-07-11 | [5 empty] | 2025-08-15 |  | CASE_LIST | 1 | 1 | site | DAS | 2025-08-15 | site | 2 | 3 | -1 | 2 | 15.4 | 1 | 15.4 | HITACHI(HE) |  | 1 | 3 | 2 | 4 | Flow 4: Port → WH → MOSB → Site | DAS | HITACHI
2726 | PRL-DAS-012-O | HVDC-ADOPT-HE-0178 | DAS | EQ-002 | 208190 | 1 | Outdoor | Transformer Accessories 8721336 | 700 | 220 | 200 | 30.8 | 1989 | 2950 | Stackable 600kg/m2 | 85042300 | SEK | 560463.2 | ANNETTE A DESGAGNES | Sweden | Norrkoping | Mina Zayed | 2024-07-17 | 2024-09-02 |  |  |  |  | 2024-09-21 |  | 2025-07-11 | [5 empty] | 2025-08-15 |  | CASE_LIST | 1 | 1 | site | DAS | 2025-08-15 | site | 2 | 3 | -1 | 2 | 15.4 | 1 | 15.4 | HITACHI(HE) |  | 1 | 3 | 2 | 4 | Flow 4: Port → WH → MOSB → Site | DAS | HITACHI
2727 | PRL-DAS-012-O | HVDC-ADOPT-HE-0178 | DAS | EQ-002 | 208191 | 1 | Outdoor | Transformer Accessories 8721336 | 700 | 220 | 200 | 30.8 | 1989 | 2950 | Stackable 600kg/m2 | 85042300 | SEK | 560463.2 | ANNETTE A DESGAGNES | Sweden | Norrkoping | Mina Zayed | 2024-07-17 | 2024-09-02 |  |  |  |  | 2024-09-21 |  | 2025-07-10 | [5 empty] | 2025-08-15 |  | CASE_LIST | 1 | 1 | site | DAS | 2025-08-15 | site | 2 | 3 | -1 | 2 | 15.4 | 1 | 15.4 | HITACHI(HE) |  | 1 | 3 | 2 | 4 | Flow 4: Port → WH → MOSB → Site | DAS | HITACHI
2728 | PRL-DAS-012-O | HVDC-ADOPT-HE-0178 | DAS | EQ-002 | 208192 | 1 | Outdoor | Transformer Accessories 8721336 | 235 | 185 | 90 | 3.9127 | 650 | 850 | Stackable 600kg/m2 | 85042300 | SEK | 560463.2 | ANNETTE A DESGAGNES | Sweden | Norrkoping | Mina Zayed | 2024-07-17 | 2024-09-02 |  |  |  |  | 2024-09-21 | [7 empty] | 2025-05-13 |  | CASE_LIST | 1 | 1 | site | DAS | 2025-05-13 | site | 1 | 2 | 0 | 2 | 4.35 | 1 | 4.35 | HITACHI(HE) |  | 1 | 2 | 1 | 2 | Flow 2: Port → WH → Site | DAS | HITACHI
2729 | PRL-DAS-012-O | HVDC-ADOPT-HE-0178 | DAS | EQ-002 | 208193 | 1 | Outdoor | Transformer Accessories 8721336 | 441 | 230 | 229 | 23.2275 | 2455 | 3150 | Stackable 600kg/m2 | 85042300 | SEK | 560463.2 | ANNETTE A DESGAGNES | Sweden | Norrkoping | Mina Zayed | 2024-07-17 | 2024-09-02 |  |  |  |  | 2024-09-21 |  | 2025-04-15 | [5 empty] | 2025-07-20 |  | CASE_LIST | 1 | 1 | site | DAS | 2025-07-20 | site | 2 | 3 | -1 | 2 | 10.14 | 1 | 10.14 | HITACHI(HE) |  | 1 | 3 | 2 | 4 | Flow 4: Port → WH → MOSB → Site | DAS | HITACHI
2730 | PRL-DAS-012-O | HVDC-ADOPT-HE-0178 | DAS | EQ-002 | 208194 | 1 | Outdoor | Transformer Accessories 8721336 | 390 | 240 | 196 | 18.3456 | 1600 | 2000 | Stackable 600kg/m2 | 85042300 | SEK | 560463.2 | ANNETTE A DESGAGNES | Sweden | Norrkoping | Mina Zayed | 2024-07-17 | 2024-09-02 |  |  |  |  | 2024-09-21 |  | 2025-05-17 | [5 empty] | 2025-08-15 |  | CASE_LIST | 1 | 1 | site | DAS | 2025-08-15 | site | 2 | 3 | -1 | 2 | 9.36 | 1 | 9.36 | HITACHI(HE) |  | 1 | 3 | 2 | 4 | Flow 4: Port → WH → MOSB → Site | DAS | HITACHI
2731 | PRL-DAS-012-O | HVDC-ADOPT-HE-0178 | DAS | EQ-002 | 208195 | 1 | Indoor | Transformer Accessories 8721336 | 402 | 203 | 255 | 20.8095 | 1600 | 2000 | Stackable 600kg/m2 | 85042300 | SEK | 560463.2 | ANNETTE A DESGAGNES | Sweden | Norrkoping | Mina Zayed | 2024-07-17 | 2024-09-02 |  | 2024-09-16 | [10 empty] | 2025-07-21 |  | CASE_LIST | 1 | 1 | site | DAS | 2025-07-21 | site | 1 | 2 | 0 | 2 | 8.16 | 1 | 8.16 | HITACHI(HE) |  | 1 | 2 | 1 | 2 | Flow 2: Port → WH → Site | DAS | HITACHI
2732 | PRL-DAS-012-O | HVDC-ADOPT-HE-0178 | DAS | EQ-002 | 208196 | 1 | Outdoor | Transformer Accessories 8721336 | 300 | 160 | 187 | 8.976 | 1591 | 1950 | Stackable 600kg/m2 | 85042300 | SEK | 560463.2 | ANNETTE A DESGAGNES | Sweden | Norrkoping | Mina Zayed | 2024-07-17 | 2024-09-02 |  |  |  |  | 2024-09-21 |  | 2025-05-12 | [5 empty] | 2025-07-11 |  | CASE_LIST | 1 | 1 | site | DAS | 2025-07-11 | site | 2 | 3 | -1 | 2 | 4.8 | 1 | 4.8 | HITACHI(HE) |  | 1 | 3 | 2 | 4 | Flow 4: Port → WH → MOSB → Site | DAS | HITACHI
2733 | PRL-DAS-012-O | HVDC-ADOPT-HE-0178 | DAS | EQ-002 | 208197 | 1 | Outdoor | Transformer Accessories 8721336 | 300 | 160 | 187 | 8.976 | 1591 | 1950 | Stackable 600kg/m2 | 85042300 | SEK | 560463.2 | ANNETTE A DESGAGNES | Sweden | Norrkoping | Mina Zayed | 2024-07-17 | 2024-09-02 |  |  |  |  | 2024-09-21 |  | 2025-05-12 | [5 empty] | 2025-07-11 |  | CASE_LIST | 1 | 1 | site | DAS | 2025-07-11 | site | 2 | 3 | -1 | 2 | 4.8 | 1 | 4.8 | HITACHI(HE) |  | 1 | 3 | 2 | 4 | Flow 4: Port → WH → MOSB → Site | DAS | HITACHI
2734 | PRL-DAS-012-O | HVDC-ADOPT-HE-0178 | DAS | EQ-002 | 208198 | 1 | Outdoor | Transformer Accessories 8721336 | 200 | 105 | 175 | 3.675 | 630 | 730 | Stackable 600kg/m2 | 85042300 | SEK | 560463.2 | ANNETTE A DESGAGNES | Sweden | Norrkoping | Mina Zayed | 2024-07-17 | 2024-09-02 |  |  |  |  | 2024-09-21 |  | 2025-04-15 | [5 empty] | 2025-07-14 |  | CASE_LIST | 1 | 1 | site | DAS | 2025-07-14 | site | 2 | 3 | -1 | 2 | 2.1 | 1 | 2.1 | HITACHI(HE) |  | 1 | 3 | 2 | 4 | Flow 4: Port → WH → MOSB → Site | DAS | HITACHI
2735 | PRL-DAS-012-O | HVDC-ADOPT-HE-0178 | DAS | EQ-002 | 208199 | 1 | Outdoor | Transformer Accessories 8721336 | 660 | 210 | 152 | 21.0672 | 1600 | 2100 | Stackable 600kg/m2 | 85042300 | SEK | 560463.2 | ANNETTE A DESGAGNES | Sweden | Norrkoping | Mina Zayed | 2024-07-17 | 2024-09-02 |  |  |  |  | 2024-09-21 | [7 empty] | 2025-05-10 |  | CASE_LIST | 1 | 1 | site | DAS | 2025-05-10 | site | 1 | 2 | 0 | 2 | 13.86 | 1 | 13.86 | HITACHI(HE) |  | 1 | 2 | 1 | 2 | Flow 2: Port → WH → Site | DAS | HITACHI
2736 | PRL-DAS-012-O | HVDC-ADOPT-HE-0178 | DAS | EQ-002 | 208200 | 1 | Outdoor | Transformer Accessories 8721336 | 171 | 172 | 146 | 4.2942 | 375 | 575 | Stackable 600kg/m2 | 85042300 | SEK | 560463.2 | ANNETTE A DESGAGNES | Sweden | Norrkoping | Mina Zayed | 2024-07-17 | 2024-09-02 |  |  |  |  | 2024-09-21 |  | 2025-07-10 | [5 empty] | 2025-07-27 |  | CASE_LIST | 1 | 1 | site | DAS | 2025-07-27 | site | 2 | 3 | -1 | 2 | 2.94 | 1 | 2.94 | HITACHI(HE) |  | 1 | 3 | 2 | 4 | Flow 4: Port → WH → MOSB → Site | DAS | HITACHI
2737 | PRL-DAS-012-O | HVDC-ADOPT-HE-0178 | DAS | EQ-002 | 208201 | 1 | Outdoor | Transformer Accessories 8721336 | 136 | 136 | 111 | 2.0531 | 50 | 145 | Stackable 600kg/m2 | 85042300 | SEK | 560463.2 | ANNETTE A DESGAGNES | Sweden | Norrkoping | Mina Zayed | 2024-07-17 | 2024-09-02 |  |  |  |  | 2024-09-21 |  | 2025-06-18 | [5 empty] | 2025-06-24 |  | CASE_LIST | 1 | 1 | site | DAS | 2025-06-24 | site | 2 | 3 | -1 | 2 | 1.85 | 1 | 1.85 | HITACHI(HE) |  | 1 | 3 | 2 | 4 | Flow 4: Port → WH → MOSB → Site | DAS | HITACHI
2738 | PRL-DAS-012-O | HVDC-ADOPT-HE-0178 | DAS | EQ-002 | 208202 | 1 | Outdoor | Transformer Accessories 8721336 | 136 | 136 | 111 | 2.0531 | 50 | 145 | Stackable 600kg/m2 | 85042300 | SEK | 560463.2 | ANNETTE A DESGAGNES | Sweden | Norrkoping | Mina Zayed | 2024-07-17 | 2024-09-02 |  |  |  |  | 2024-09-21 |  | 2025-06-18 | [5 empty] | 2025-06-24 |  | CASE_LIST | 1 | 1 | site | DAS | 2025-06-24 | site | 2 | 3 | -1 | 2 | 1.85 | 1 | 1.85 | HITACHI(HE) |  | 1 | 3 | 2 | 4 | Flow 4: Port → WH → MOSB → Site | DAS | HITACHI
2739 | PRL-DAS-012-O | HVDC-ADOPT-HE-0178 | DAS | EQ-002 | 208203 | 1 | Outdoor | Transformer Accessories 8721336 | 80 | 60 | 53 | 0.2544 | 10 | 23 | Stackable 600kg/m2 | 85042300 | SEK | 560463.2 | ANNETTE A DESGAGNES | Sweden | Norrkoping | Mina Zayed | 2024-07-17 | 2024-09-02 |  |  |  |  | 2024-09-21 | [7 empty] | 2025-04-21 |  | CASE_LIST | 1 | 1 | site | DAS | 2025-04-21 | site | 1 | 2 | 0 | 2 | 0.48 | 1 | 0.48 | HITACHI(HE) |  | 1 | 2 | 1 | 2 | Flow 2: Port → WH → Site | DAS | HITACHI
2740 | PRL-DAS-012-O | HVDC-ADOPT-HE-0178 | DAS | EQ-002 | 208204 | 1 | Outdoor | Transformer Accessories 8721336 | 80 | 60 | 70 | 0.336 | 29 | 49 | Stackable 600kg/m2 | 85042300 | SEK | 560463.2 | ANNETTE A DESGAGNES | Sweden | Norrkoping | Mina Zayed | 2024-07-17 | 2024-09-02 |  |  |  |  | 2024-09-21 | [7 empty] | 2025-04-21 |  | CASE_LIST | 1 | 1 | site | DAS | 2025-04-21 | site | 1 | 2 | 0 | 2 | 0.48 | 1 | 0.48 | HITACHI(HE) |  | 1 | 2 | 1 | 2 | Flow 2: Port → WH → Site | DAS | HITACHI
2741 | PRL-DAS-012-O | HVDC-ADOPT-HE-0178 | DAS | EQ-002 | 208205 | 1 | Outdoor | Transformer Accessories 8721336 | 120 | 80 | 63 | 0.6048 | 185 | 210 | Stackable 600kg/m2 | 85042300 | SEK | 560463.2 | ANNETTE A DESGAGNES | Sweden | Norrkoping | Mina Zayed | 2024-07-17 | 2024-09-02 |  |  |  |  | 2024-09-21 |  | 2025-06-13 | [5 empty] | 2025-06-17 |  | CASE_LIST | 1 | 1 | site | DAS | 2025-06-17 | site | 2 | 3 | -1 | 2 | 0.96 | 1 | 0.96 | HITACHI(HE) |  | 1 | 3 | 2 | 4 | Flow 4: Port → WH → MOSB → Site | DAS | HITACHI
2936 | PRL-ZAK-002-O Lot 10 | HVDC-ADOPT-HE-0177 | AGI | EQ-001 | 364481 | 1 | Outdoor Covered | Ferrite Assembly | 120 | 80 | 75 | 0.72 | 70 | 95 | Stackable x4 | 85044083 | SEK | 320200 | Americana | Sweden | Gothenburg | Khalifa port | 2024-06-27 | 2024-08-14 |  |  |  |  | 2024-08-29 | [9 empty] | CASE_LIST | 1 |  | warehouse | DSV Outdoor | 2024-08-29 | warehouse | 1 | 1 | -1 | 0 | 0.96 | 4 | 0.96 | HITACHI(HE) |  | 0 | 1 | 1 | 2 | Flow 2: Port → WH → Site | DSV Outdoor | HITACHI
2937 | PRL-ZAK-002-O Lot 10 | HVDC-ADOPT-HE-0177 | AGI | EQ-001 | 364482 | 1 | Outdoor Covered | Ferrite Assembly | 120 | 80 | 75 | 0.72 | 70 | 95 | Stackable x4 | 85044083 | SEK | 320200 | Americana | Sweden | Gothenburg | Khalifa port | 2024-06-27 | 2024-08-14 |  |  |  |  | 2024-08-29 | [9 empty] | CASE_LIST | 1 |  | warehouse | DSV Outdoor | 2024-08-29 | warehouse | 1 | 1 | -1 | 0 | 0.96 | 4 | 0.96 | HITACHI(HE) |  | 0 | 1 | 1 | 2 | Flow 2: Port → WH → Site | DSV Outdoor | HITACHI
2938 | PRL-ZAK-002-O Lot 10 | HVDC-ADOPT-HE-0177 | AGI | EQ-001 | 364483 | 1 | Outdoor Covered | Ferrite Assembly | 120 | 80 | 75 | 0.72 | 70 | 95 | Stackable x4 | 85044083 | SEK | 320200 | Americana | Sweden | Gothenburg | Khalifa port | 2024-06-27 | 2024-08-14 |  |  |  |  | 2024-08-29 | [9 empty] | CASE_LIST | 1 |  | warehouse | DSV Outdoor | 2024-08-29 | warehouse | 1 | 1 | -1 | 0 | 0.96 | 4 | 0.96 | HITACHI(HE) |  | 0 | 1 | 1 | 2 | Flow 2: Port → WH → Site | DSV Outdoor | HITACHI
2939 | PRL-ZAK-002-O Lot 10 | HVDC-ADOPT-HE-0177 | AGI | EQ-001 | 364484 | 1 | Outdoor Covered | PVDF Pipe typ 1 | 238 | 183 | 55 | 2.3955 | 305 | 445 | Stackable x3 | 85044083 | SEK | 320200 | Americana | Sweden | Gothenburg | Khalifa port | 2024-06-27 | 2024-08-14 |  |  |  |  | 2024-08-28 | [9 empty] | CASE_LIST | 1 |  | warehouse | DSV Outdoor | 2024-08-28 | warehouse | 1 | 1 | -1 | 0 | 4.36 | 3 | 4.36 | HITACHI(HE) |  | 0 | 1 | 1 | 2 | Flow 2: Port → WH → Site | DSV Outdoor | HITACHI
2940 | PRL-ZAK-002-O Lot 10 | HVDC-ADOPT-HE-0177 | AGI | EQ-001 | 364485 | 1 | Outdoor Covered | PVDF Pipe typ 1 | 238 | 183 | 55 | 2.3955 | 305 | 445 | Stackable x3 | 85044083 | SEK | 320200 | Americana | Sweden | Gothenburg | Khalifa port | 2024-06-27 | 2024-08-14 |  |  |  |  | 2024-08-28 | [9 empty] | CASE_LIST | 1 |  | warehouse | DSV Outdoor | 2024-08-28 | warehouse | 1 | 1 | -1 | 0 | 4.36 | 3 | 4.36 | HITACHI(HE) |  | 0 | 1 | 1 | 2 | Flow 2: Port → WH → Site | DSV Outdoor | HITACHI
2941 | PRL-ZAK-002-O Lot 10 | HVDC-ADOPT-HE-0177 | AGI | EQ-001 | 364486 | 1 | Outdoor Covered | PVDF Pipe typ 1 | 238 | 183 | 55 | 2.3955 | 305 | 445 | Stackable x3 | 85044083 | SEK | 320200 | Americana | Sweden | Gothenburg | Khalifa port | 2024-06-27 | 2024-08-14 |  |  |  |  | 2024-08-28 | [9 empty] | CASE_LIST | 1 |  | warehouse | DSV Outdoor | 2024-08-28 | warehouse | 1 | 1 | -1 | 0 | 4.36 | 3 | 4.36 | HITACHI(HE) |  | 0 | 1 | 1 | 2 | Flow 2: Port → WH → Site | DSV Outdoor | HITACHI
2942 | PRL-ZAK-002-O Lot 10 | HVDC-ADOPT-HE-0177 | AGI | EQ-001 | 364491 | 1 | Outdoor Covered | Laminate stud assemblies 1 | 315 | 106 | 124 | 4.1404 | 1525 | 1725 | Stackable x2 | 85044083 | SEK | 320200 | Americana | Sweden | Gothenburg | Khalifa port | 2024-06-27 | 2024-08-14 |  |  |  |  | 2024-08-29 | [9 empty] | CASE_LIST | 1 |  | warehouse | DSV Outdoor | 2024-08-29 | warehouse | 1 | 1 | -1 | 0 | 3.34 | 2 | 3.34 | HITACHI(HE) |  | 0 | 1 | 1 | 2 | Flow 2: Port → WH → Site | DSV Outdoor | HITACHI
2943 | PRL-ZAK-002-O Lot 10 | HVDC-ADOPT-HE-0177 | AGI | EQ-001 | 364503 | 1 | Outdoor Covered | Laminate stud assemblies 3 | 240 | 183 | 58 | 2.5474 | 690 | 790 | Stackable x2 | 85044083 | SEK | 320200 | Americana | Sweden | Gothenburg | Khalifa port | 2024-06-27 | 2024-08-14 |  |  |  |  | 2024-08-28 | [9 empty] | CASE_LIST | 1 |  | warehouse | DSV Outdoor | 2024-08-28 | warehouse | 1 | 1 | -1 | 0 | 4.39 | 2 | 4.39 | HITACHI(HE) |  | 0 | 1 | 1 | 2 | Flow 2: Port → WH → Site | DSV Outdoor | HITACHI
2944 | PRL-ZAK-002-O Lot 10 | HVDC-ADOPT-HE-0177 | AGI | EQ-001 | 364504 | 1 | Outdoor Covered | Identity and rating plate | 57 | 37 | 47 | 0.099123 | 6 | 16 | Stackable x4 | 85044083 | SEK | 320200 | Americana | Sweden | Gothenburg | Khalifa port | 2024-06-27 | 2024-08-14 |  |  |  |  | 2024-08-29 | [9 empty] | CASE_LIST | 1 |  | warehouse | DSV Outdoor | 2024-08-29 | warehouse | 1 | 1 | -1 | 0 | 0.21 | 4 | 0.21 | HITACHI(HE) |  | 0 | 1 | 1 | 2 | Flow 2: Port → WH → Site | DSV Outdoor | HITACHI
2945 | PRL-ZAK-002-O Lot 10 | HVDC-ADOPT-HE-0177 | AGI | EQ-001 | 364506 | 1 | Outdoor Covered | Terminal shield | 338 | 197 | 94 | 6.2591 | 220 | 640 | Stackable x2 | 85044083 | SEK | 320200 | Americana | Sweden | Gothenburg | Khalifa port | 2024-06-27 | 2024-08-14 |  |  |  |  | 2024-08-28 | [9 empty] | CASE_LIST | 1 |  | warehouse | DSV Outdoor | 2024-08-28 | warehouse | 1 | 1 | -1 | 0 | 6.66 | 2 | 6.66 | HITACHI(HE) |  | 0 | 1 | 1 | 2 | Flow 2: Port → WH → Site | DSV Outdoor | HITACHI
2946 | PRL-ZAK-002-O Lot 10 | HVDC-ADOPT-HE-0177 | AGI | EQ-001 | 364507 | 1 | Outdoor Covered | Terminal shield | 338 | 197 | 141 | 9.3886 | 220 | 640 | Stackable x2 | 85044083 | SEK | 320200 | Americana | Sweden | Gothenburg | Khalifa port | 2024-06-27 | 2024-08-14 |  |  |  |  | 2024-08-28 | [9 empty] | CASE_LIST | 1 |  | warehouse | DSV Outdoor | 2024-08-28 | warehouse | 1 | 1 | -1 | 0 | 6.66 | 2 | 6.66 | HITACHI(HE) |  | 0 | 1 | 1 | 2 | Flow 2: Port → WH → Site | DSV Outdoor | HITACHI
2947 | PRL-ZAK-002-O Lot 10 | HVDC-ADOPT-HE-0177 | AGI | EQ-001 | 364508 | 1 | Outdoor Covered | Terminal shield | 338 | 197 | 94 | 6.2591 | 220 | 640 | Stackable x2 | 85044083 | SEK | 320200 | Americana | Sweden | Gothenburg | Khalifa port | 2024-06-27 | 2024-08-14 |  |  |  |  | 2024-08-29 | [9 empty] | CASE_LIST | 1 |  | warehouse | DSV Outdoor | 2024-08-29 | warehouse | 1 | 1 | -1 | 0 | 6.66 | 2 | 6.66 | HITACHI(HE) |  | 0 | 1 | 1 | 2 | Flow 2: Port → WH → Site | DSV Outdoor | HITACHI
2948 | PRL-ZAK-002-O Lot 10 | HVDC-ADOPT-HE-0177 | AGI | EQ-001 | 364509 | 1 | Outdoor Covered | Light guide channels rod pack 1 | 158 | 58 | 52 | 0.47653 | 80 | 105 | Stackable x3 | 85044083 | SEK | 320200 | Americana | Sweden | Gothenburg | Khalifa port | 2024-06-27 | 2024-08-14 |  |  |  |  | 2024-08-29 | [5 empty] | 2025-10-17 |  |  |  | CASE_LIST | 1 | 1 | site | MIR | 2025-10-17 | site | 1 | 2 | 0 | 2 | 0.92 | 3 | 0.92 | HITACHI(HE) |  | 1 | 2 | 1 | 2 | Flow 2: Port → WH → Site | MIR | HITACHI
2949 | PRL-ZAK-002-O Lot 10 | HVDC-ADOPT-HE-0177 | AGI | EQ-001 | 364510 | 1 | Outdoor Covered | Light guide channels rod pack 1 | 158 | 58 | 52 | 0.47653 | 80 | 105 | Stackable x3 | 85044083 | SEK | 320200 | Americana | Sweden | Gothenburg | Khalifa port | 2024-06-27 | 2024-08-14 |  |  |  |  | 2024-08-29 | [5 empty] | 2025-10-17 |  |  |  | CASE_LIST | 1 | 1 | site | MIR | 2025-10-17 | site | 1 | 2 | 0 | 2 | 0.92 | 3 | 0.92 | HITACHI(HE) |  | 1 | 2 | 1 | 2 | Flow 2: Port → WH → Site | MIR | HITACHI
2950 | PRL-ZAK-002-O Lot 10 | HVDC-ADOPT-HE-0177 | AGI | EQ-001 | 364402 | 1 | Outdoor Covered | Nutls bolts and washers | 120 | 80 | 50 | 0.48 | 475 | 500 | Stackable x3 | 85044083 | SEK | 320200 | Americana | Sweden | Gothenburg | Khalifa port | 2024-06-27 | 2024-08-14 |  |  |  |  | 2024-08-29 |  | 2025-10-21 | [7 empty] | CASE_LIST | 1 |  | warehouse | MOSB | 2025-10-21 | warehouse | 2 | 2 | -2 | 0 | 0.96 | 3 | 0.96 | HITACHI(HE) |  | 0 | 2 | 2 | 5 | Flow 5: Mixed / Waiting / Incomplete leg | MOSB | HITACHI
2951 | PRL-ZAK-002-O Lot 10 | HVDC-ADOPT-HE-0177 | AGI | EQ-001 | 364848 | 1 | Outdoor Covered | Nutls bolts and washers | 120 | 80 | 50 | 0.48 | 475 | 500 | Stackable x3 | 85044083 | SEK | 320200 | Americana | Sweden | Gothenburg | Khalifa port | 2024-06-27 | 2024-08-14 |  |  |  |  | 2024-08-29 |  | 2025-10-21 | [7 empty] | CASE_LIST | 1 |  | warehouse | MOSB | 2025-10-21 | warehouse | 2 | 2 | -2 | 0 | 0.96 | 3 | 0.96 | HITACHI(HE) |  | 0 | 2 | 2 | 5 | Flow 5: Mixed / Waiting / Incomplete leg | MOSB | HITACHI
2952 | PRL-ZAK-002-O Lot 10 | HVDC-ADOPT-HE-0177 | AGI | EQ-001 | 364849 | 1 | Outdoor Covered | Nutls bolts and washers | 120 | 80 | 50 | 0.48 | 475 | 500 | Stackable x3 | 85044083 | SEK | 320200 | Americana | Sweden | Gothenburg | Khalifa port | 2024-06-27 | 2024-08-14 |  |  |  |  | 2024-08-29 |  | 2025-10-21 | [7 empty] | CASE_LIST | 1 |  | warehouse | MOSB | 2025-10-21 | warehouse | 2 | 2 | -2 | 0 | 0.96 | 3 | 0.96 | HITACHI(HE) |  | 0 | 2 | 2 | 5 | Flow 5: Mixed / Waiting / Incomplete leg | MOSB | HITACHI
2953 | PRL-ZAK-002-O Lot 10 | HVDC-ADOPT-HE-0177 | AGI | EQ-001 | 364850 | 1 | Outdoor Covered | Nutls bolts and washers | 120 | 80 | 50 | 0.48 | 475 | 500 | Stackable x3 | 85044083 | SEK | 320200 | Americana | Sweden | Gothenburg | Khalifa port | 2024-06-27 | 2024-08-14 |  |  |  |  | 2024-08-29 |  | 2025-10-21 | [7 empty] | CASE_LIST | 1 |  | warehouse | MOSB | 2025-10-21 | warehouse | 2 | 2 | -2 | 0 | 0.96 | 3 | 0.96 | HITACHI(HE) |  | 0 | 2 | 2 | 5 | Flow 5: Mixed / Waiting / Incomplete leg | MOSB | HITACHI
2954 | PRL-ZAK-002-O Lot 10 | HVDC-ADOPT-HE-0177 | AGI | EQ-001 | 364572 | 1 | Outdoor Covered | Small items assembly | 120 | 80 | 75 | 0.72 | 315 | 340 | Stackable x4 | 85044083 | SEK | 320200 | Americana | Sweden | Gothenburg | Khalifa port | 2024-06-27 | 2024-08-14 |  |  |  |  | 2024-08-29 | [9 empty] | CASE_LIST | 1 |  | warehouse | DSV Outdoor | 2024-08-29 | warehouse | 1 | 1 | -1 | 0 | 0.96 | 4 | 0.96 | HITACHI(HE) |  | 0 | 1 | 1 | 2 | Flow 2: Port → WH → Site | DSV Outdoor | HITACHI
2955 | PRL-ZAK-002-O Lot 10 | HVDC-ADOPT-HE-0177 | AGI | EQ-001 | 364573 | 1 | Outdoor Covered | Small items assembly | 120 | 80 | 75 | 0.72 | 315 | 340 | Stackable x4 | 85044083 | SEK | 320200 | Americana | Sweden | Gothenburg | Khalifa port | 2024-06-27 | 2024-08-14 |  |  |  |  | 2024-08-29 | [9 empty] | CASE_LIST | 1 |  | warehouse | DSV Outdoor | 2024-08-29 | warehouse | 1 | 1 | -1 | 0 | 0.96 | 4 | 0.96 | HITACHI(HE) |  | 0 | 1 | 1 | 2 | Flow 2: Port → WH → Site | DSV Outdoor | HITACHI
2956 | PRL-ZAK-002-O Lot 10 | HVDC-ADOPT-HE-0177 | AGI | EQ-001 | 364574 | 1 | Outdoor Covered | Small items assembly | 120 | 80 | 75 | 0.72 | 315 | 340 | Stackable x4 | 85044083 | SEK | 320200 | Americana | Sweden | Gothenburg | Khalifa port | 2024-06-27 | 2024-08-14 |  |  |  |  | 2024-08-28 | [9 empty] | CASE_LIST | 1 |  | warehouse | DSV Outdoor | 2024-08-28 | warehouse | 1 | 1 | -1 | 0 | 0.96 | 4 | 0.96 | HITACHI(HE) |  | 0 | 1 | 1 | 2 | Flow 2: Port → WH → Site | DSV Outdoor | HITACHI
2957 | PRL-ZAK-002-O Lot 10 | HVDC-ADOPT-HE-0177 | AGI | EQ-001 | 365510 | 1 | Outdoor Covered | Small items assembly | 120 | 80 | 75 | 0.72 | 315 | 340 | Stackable x4 | 85044083 | SEK | 320200 | Americana | Sweden | Gothenburg | Khalifa port | 2024-06-27 | 2024-08-14 |  |  |  |  | 2024-08-28 | [9 empty] | CASE_LIST | 1 |  | warehouse | DSV Outdoor | 2024-08-28 | warehouse | 1 | 1 | -1 | 0 | 0.96 | 4 | 0.96 | HITACHI(HE) |  | 0 | 1 | 1 | 2 | Flow 2: Port → WH → Site | DSV Outdoor | HITACHI
2958 | PRL-ZAK-002-O Lot 10 | HVDC-ADOPT-HE-0177 | AGI | EQ-001 | 365511 | 1 | Outdoor Covered | Small items assembly | 120 | 80 | 75 | 0.72 | 315 | 340 | Stackable x4 | 85044083 | SEK | 320200 | Americana | Sweden | Gothenburg | Khalifa port | 2024-06-27 | 2024-08-14 |  |  |  |  | 2024-08-28 | [9 empty] | CASE_LIST | 1 |  | warehouse | DSV Outdoor | 2024-08-28 | warehouse | 1 | 1 | -1 | 0 | 0.96 | 4 | 0.96 | HITACHI(HE) |  | 0 | 1 | 1 | 2 | Flow 2: Port → WH → Site | DSV Outdoor | HITACHI
2959 | PRL-ZAK-002-O Lot 10 | HVDC-ADOPT-HE-0177 | AGI | EQ-001 | 365512 | 1 | Outdoor Covered | Small items assembly | 120 | 80 | 75 | 0.72 | 315 | 340 | Stackable x4 | 85044083 | SEK | 320200 | Americana | Sweden | Gothenburg | Khalifa port | 2024-06-27 | 2024-08-14 |  |  |  |  | 2024-08-28 | [9 empty] | CASE_LIST | 1 |  | warehouse | DSV Outdoor | 2024-08-28 | warehouse | 1 | 1 | -1 | 0 | 0.96 | 4 | 0.96 | HITACHI(HE) |  | 0 | 1 | 1 | 2 | Flow 2: Port → WH → Site | DSV Outdoor | HITACHI
2960 | PRL-ZAK-002-O Lot 10 | HVDC-ADOPT-HE-0177 | AGI | EQ-001 | 365514 | 1 | Outdoor Covered | L-beam of laminate | 120 | 80 | 75 | 0.72 | 280 | 305 | Stackable x3 | 85044083 | SEK | 320200 | Americana | Sweden | Gothenburg | Khalifa port | 2024-06-27 | 2024-08-14 |  |  |  |  | 2024-08-28 | [9 empty] | CASE_LIST | 1 |  | warehouse | DSV Outdoor | 2024-08-28 | warehouse | 1 | 1 | -1 | 0 | 0.96 | 3 | 0.96 | HITACHI(HE) |  | 0 | 1 | 1 | 2 | Flow 2: Port → WH → Site | DSV Outdoor | HITACHI
2961 | PRL-ZAK-002-O Lot 10 | HVDC-ADOPT-HE-0177 | AGI | EQ-001 | 364842 | 1 | Outdoor Covered | L-beam of laminate | 120 | 80 | 75 | 0.72 | 280 | 305 | Stackable x3 | 85044083 | SEK | 320200 | Americana | Sweden | Gothenburg | Khalifa port | 2024-06-27 | 2024-08-14 |  |  |  |  | 2024-08-28 | [9 empty] | CASE_LIST | 1 |  | warehouse | DSV Outdoor | 2024-08-28 | warehouse | 1 | 1 | -1 | 0 | 0.96 | 3 | 0.96 | HITACHI(HE) |  | 0 | 1 | 1 | 2 | Flow 2: Port → WH → Site | DSV Outdoor | HITACHI
2962 | PRL-ZAK-002-O Lot 10 | HVDC-ADOPT-HE-0177 | AGI | EQ-001 | 364843 | 1 | Outdoor Covered | L-beam of laminate | 120 | 80 | 75 | 0.72 | 280 | 305 | Stackable x3 | 85044083 | SEK | 320200 | Americana | Sweden | Gothenburg | Khalifa port | 2024-06-27 | 2024-08-14 |  |  |  |  | 2024-08-28 | [9 empty] | CASE_LIST | 1 |  | warehouse | DSV Outdoor | 2024-08-28 | warehouse | 1 | 1 | -1 | 0 | 0.96 | 3 | 0.96 | HITACHI(HE) |  | 0 | 1 | 1 | 2 | Flow 2: Port → WH → Site | DSV Outdoor | HITACHI
2963 | PRL-ZAK-002-O Lot 10 | HVDC-ADOPT-HE-0177 | AGI | EQ-001 | 364844 | 1 | Outdoor Covered | Top connection | 120 | 80 | 75 | 0.72 | 361 | 386 | Stackable x3 | 85044083 | SEK | 320200 | Americana | Sweden | Gothenburg | Khalifa port | 2024-06-27 | 2024-08-14 |  |  |  |  | 2024-08-28 | [9 empty] | CASE_LIST | 1 |  | warehouse | DSV Outdoor | 2024-08-28 | warehouse | 1 | 1 | -1 | 0 | 0.96 | 3 | 0.96 | HITACHI(HE) |  | 0 | 1 | 1 | 2 | Flow 2: Port → WH → Site | DSV Outdoor | HITACHI
2964 | PRL-ZAK-002-O Lot 10 | HVDC-ADOPT-HE-0177 | AGI | EQ-001 | 364845 | 1 | Outdoor Covered | Top connection | 120 | 80 | 75 | 0.72 | 361 | 386 | Stackable x3 | 85044083 | SEK | 320200 | Americana | Sweden | Gothenburg | Khalifa port | 2024-06-27 | 2024-08-14 |  |  |  |  | 2024-08-28 | [9 empty] | CASE_LIST | 1 |  | warehouse | DSV Outdoor | 2024-08-28 | warehouse | 1 | 1 | -1 | 0 | 0.96 | 3 | 0.96 | HITACHI(HE) |  | 0 | 1 | 1 | 2 | Flow 2: Port → WH → Site | DSV Outdoor | HITACHI
2965 | PRL-ZAK-002-O Lot 10 | HVDC-ADOPT-HE-0177 | AGI | EQ-001 | 364846 | 1 | Outdoor Covered | Top connection | 120 | 80 | 75 | 0.72 | 361 | 386 | Stackable x3 | 85044083 | SEK | 320200 | Americana | Sweden | Gothenburg | Khalifa port | 2024-06-27 | 2024-08-14 |  |  |  |  | 2024-08-28 | [9 empty] | CASE_LIST | 1 |  | warehouse | DSV Outdoor | 2024-08-28 | warehouse | 1 | 1 | -1 | 0 | 0.96 | 3 | 0.96 | HITACHI(HE) |  | 0 | 1 | 1 | 2 | Flow 2: Port → WH → Site | DSV Outdoor | HITACHI
2966 | PRL-ZAK-002-O Lot 10 | HVDC-ADOPT-HE-0177 | AGI | EQ-001 | 364633 | 1 | Outdoor Covered | Side shield holders | 355 | 95 | 99 | 3.3388 | 944 | 1126 | Stackable x2 | 85044083 | SEK | 320200 | Americana | Sweden | Gothenburg | Khalifa port | 2024-06-27 | 2024-08-14 |  |  |  |  | 2024-08-28 | [9 empty] | CASE_LIST | 1 |  | warehouse | DSV Outdoor | 2024-08-28 | warehouse | 1 | 1 | -1 | 0 | 3.37 | 2 | 3.37 | HITACHI(HE) |  | 0 | 1 | 1 | 2 | Flow 2: Port → WH → Site | DSV Outdoor | HITACHI
2967 | PRL-ZAK-002-O Lot 10 | HVDC-ADOPT-HE-0177 | AGI | EQ-001 | 364634 | 1 | Outdoor Covered | Side shield holders | 355 | 95 | 99 | 3.3388 | 944 | 1126 | Stackable x2 | 85044083 | SEK | 320200 | Americana | Sweden | Gothenburg | Khalifa port | 2024-06-27 | 2024-08-14 |  |  |  |  | 2024-08-28 | [9 empty] | CASE_LIST | 1 |  | warehouse | DSV Outdoor | 2024-08-28 | warehouse | 1 | 1 | -1 | 0 | 3.37 | 2 | 3.37 | HITACHI(HE) |  | 0 | 1 | 1 | 2 | Flow 2: Port → WH → Site | DSV Outdoor | HITACHI
2968 | PRL-ZAK-002-O Lot 10 | HVDC-ADOPT-HE-0177 | AGI | EQ-001 | 364637 | 1 | Outdoor Covered | Side shield holders | 355 | 95 | 99 | 3.3388 | 944 | 1126 | Stackable x2 | 85044083 | SEK | 320200 | Americana | Sweden | Gothenburg | Khalifa port | 2024-06-27 | 2024-08-14 |  |  |  |  | 2024-08-28 | [9 empty] | CASE_LIST | 1 |  | warehouse | DSV Outdoor | 2024-08-28 | warehouse | 1 | 1 | -1 | 0 | 3.37 | 2 | 3.37 | HITACHI(HE) |  | 0 | 1 | 1 | 2 | Flow 2: Port → WH → Site | DSV Outdoor | HITACHI
2969 | PRL-ZAK-002-O Lot 10 | HVDC-ADOPT-HE-0177 | AGI | EQ-001 | 364638 | 1 | Outdoor Covered | Side shield holders | 355 | 95 | 99 | 3.3388 | 944 | 1126 | Stackable x2 | 85044083 | SEK | 320200 | Americana | Sweden | Gothenburg | Khalifa port | 2024-06-27 | 2024-08-14 |  |  |  |  | 2024-08-28 | [9 empty] | CASE_LIST | 1 |  | warehouse | DSV Outdoor | 2024-08-28 | warehouse | 1 | 1 | -1 | 0 | 3.37 | 2 | 3.37 | HITACHI(HE) |  | 0 | 1 | 1 | 2 | Flow 2: Port → WH → Site | DSV Outdoor | HITACHI
2970 | PRL-ZAK-002-O Lot 10 | HVDC-ADOPT-HE-0177 | AGI | EQ-001 | 364639 | 1 | Outdoor Covered | Side shield holders | 355 | 95 | 99 | 3.3388 | 944 | 1126 | Stackable x2 | 85044083 | SEK | 320200 | Americana | Sweden | Gothenburg | Khalifa port | 2024-06-27 | 2024-08-14 |  |  |  |  | 2024-08-28 | [9 empty] | CASE_LIST | 1 |  | warehouse | DSV Outdoor | 2024-08-28 | warehouse | 1 | 1 | -1 | 0 | 3.37 | 2 | 3.37 | HITACHI(HE) |  | 0 | 1 | 1 | 2 | Flow 2: Port → WH → Site | DSV Outdoor | HITACHI
2971 | PRL-ZAK-002-O Lot 10 | HVDC-ADOPT-HE-0177 | AGI | EQ-001 | 364640 | 1 | Outdoor Covered | Side shield holders | 355 | 95 | 99 | 3.3388 | 944 | 1126 | Stackable x2 | 85044083 | SEK | 320200 | Americana | Sweden | Gothenburg | Khalifa port | 2024-06-27 | 2024-08-14 |  |  |  |  | 2024-08-28 | [9 empty] | CASE_LIST | 1 |  | warehouse | DSV Outdoor | 2024-08-28 | warehouse | 1 | 1 | -1 | 0 | 3.37 | 2 | 3.37 | HITACHI(HE) |  | 0 | 1 | 1 | 2 | Flow 2: Port → WH → Site | DSV Outdoor | HITACHI
2972 | PRL-ZAK-002-O Lot 10 | HVDC-ADOPT-HE-0177 | AGI | EQ-001 | 364641 | 1 | Outdoor Covered | Side shield holders | 355 | 95 | 99 | 3.3388 | 944 | 1126 | Stackable x2 | 85044083 | SEK | 320200 | Americana | Sweden | Gothenburg | Khalifa port | 2024-06-27 | 2024-08-14 |  |  |  |  | 2024-08-28 | [9 empty] | CASE_LIST | 1 |  | warehouse | DSV Outdoor | 2024-08-28 | warehouse | 1 | 1 | -1 | 0 | 3.37 | 2 | 3.37 | HITACHI(HE) |  | 0 | 1 | 1 | 2 | Flow 2: Port → WH → Site | DSV Outdoor | HITACHI
2973 | PRL-ZAK-002-O Lot 10 | HVDC-ADOPT-HE-0177 | AGI | EQ-001 | 364190 | 1 | Outdoor Covered | Corona Rings | 114 | 110 | 118 | 1.4797 | 200 | 248 | Stackable x3 | 85044083 | SEK | 320200 | Americana | Sweden | Gothenburg | Khalifa port | 2024-06-27 | 2024-08-14 |  |  |  |  | 2024-08-28 | [9 empty] | CASE_LIST | 1 |  | warehouse | DSV Outdoor | 2024-08-28 | warehouse | 1 | 1 | -1 | 0 | 1.25 | 3 | 1.25 | HITACHI(HE) |  | 0 | 1 | 1 | 2 | Flow 2: Port → WH → Site | DSV Outdoor | HITACHI
2974 | PRL-ZAK-002-O Lot 10 | HVDC-ADOPT-HE-0177 | AGI | EQ-001 | 364195 | 1 | Outdoor Covered | Corona Rings | 113 | 80 | 110 | 0.9944 | 189 | 229 | Stackable x3 | 85044083 | SEK | 320200 | Americana | Sweden | Gothenburg | Khalifa port | 2024-06-27 | 2024-08-14 |  |  |  |  | 2024-08-28 | [9 empty] | CASE_LIST | 1 |  | warehouse | DSV Outdoor | 2024-08-28 | warehouse | 1 | 1 | -1 | 0 | 0.9 | 3 | 0.9 | HITACHI(HE) |  | 0 | 1 | 1 | 2 | Flow 2: Port → WH → Site | DSV Outdoor | HITACHI
2975 | PRL-ZAK-002-O Lot 10 | HVDC-ADOPT-HE-0177 | AGI | EQ-001 | 364196 | 1 | Outdoor Covered | Corona Rings | 113 | 80 | 110 | 0.9944 | 189 | 229 | Stackable x3 | 85044083 | SEK | 320200 | Americana | Sweden | Gothenburg | Khalifa port | 2024-06-27 | 2024-08-14 |  |  |  |  | 2024-08-28 | [9 empty] | CASE_LIST | 1 |  | warehouse | DSV Outdoor | 2024-08-28 | warehouse | 1 | 1 | -1 | 0 | 0.9 | 3 | 0.9 | HITACHI(HE) |  | 0 | 1 | 1 | 2 | Flow 2: Port → WH → Site | DSV Outdoor | HITACHI
2976 | PRL-ZAK-002-O Lot 10 | HVDC-ADOPT-HE-0177 | AGI | EQ-001 | 364197 | 1 | Outdoor Covered | Corona Rings | 113 | 80 | 110 | 0.9944 | 189 | 229 | Stackable x3 | 85044083 | SEK | 320200 | Americana | Sweden | Gothenburg | Khalifa port | 2024-06-27 | 2024-08-14 |  |  |  |  | 2024-08-28 | [9 empty] | CASE_LIST | 1 |  | warehouse | DSV Outdoor | 2024-08-28 | warehouse | 1 | 1 | -1 | 0 | 0.9 | 3 | 0.9 | HITACHI(HE) |  | 0 | 1 | 1 | 2 | Flow 2: Port → WH → Site | DSV Outdoor | HITACHI
2977 | PRL-ZAK-002-O Lot 10 | HVDC-ADOPT-HE-0177 | AGI | EQ-001 | 364653 | 1 | Outdoor Covered | PEX pipes | 265 | 129 | 68 | 2.3246 | 25 | 195 | Stackable x3 | 85044083 | SEK | 320200 | Americana | Sweden | Gothenburg | Khalifa port | 2024-06-27 | 2024-08-14 |  |  |  |  | 2024-08-29 | [9 empty] | CASE_LIST | 1 |  | warehouse | DSV Outdoor | 2024-08-29 | warehouse | 1 | 1 | -1 | 0 | 3.42 | 3 | 3.42 | HITACHI(HE) |  | 0 | 1 | 1 | 2 | Flow 2: Port → WH → Site | DSV Outdoor | HITACHI
2978 | PRL-ZAK-002-O Lot 10 | HVDC-ADOPT-HE-0177 | AGI | EQ-001 | 364654 | 1 | Outdoor Covered | PEX pipes | 265 | 129 | 68 | 2.3246 | 25 | 195 | Stackable x3 | 85044083 | SEK | 320200 | Americana | Sweden | Gothenburg | Khalifa port | 2024-06-27 | 2024-08-14 |  |  |  |  | 2024-08-29 | [9 empty] | CASE_LIST | 1 |  | warehouse | DSV Outdoor | 2024-08-29 | warehouse | 1 | 1 | -1 | 0 | 3.42 | 3 | 3.42 | HITACHI(HE) |  | 0 | 1 | 1 | 2 | Flow 2: Port → WH → Site | DSV Outdoor | HITACHI
2979 | PRL-ZAK-002-O Lot 10 | HVDC-ADOPT-HE-0177 | AGI | EQ-001 | 364655 | 1 | Outdoor Covered | PEX pipes | 265 | 129 | 68 | 2.3246 | 25 | 195 | Stackable x3 | 85044083 | SEK | 320200 | Americana | Sweden | Gothenburg | Khalifa port | 2024-06-27 | 2024-08-14 |  |  |  |  | 2024-08-29 | [9 empty] | CASE_LIST | 1 |  | warehouse | DSV Outdoor | 2024-08-29 | warehouse | 1 | 1 | -1 | 0 | 3.42 | 3 | 3.42 | HITACHI(HE) |  | 0 | 1 | 1 | 2 | Flow 2: Port → WH → Site | DSV Outdoor | HITACHI
2980 | PRL-ZAK-002-O Lot 10 | HVDC-ADOPT-HE-0177 | AGI | EQ-001 | 364656 | 1 | Outdoor Covered | PEX pipes | 265 | 129 | 68 | 2.3246 | 25 | 195 | Stackable x3 | 85044083 | SEK | 320200 | Americana | Sweden | Gothenburg | Khalifa port | 2024-06-27 | 2024-08-14 |  |  |  |  | 2024-08-29 | [9 empty] | CASE_LIST | 1 |  | warehouse | DSV Outdoor | 2024-08-29 | warehouse | 1 | 1 | -1 | 0 | 3.42 | 3 | 3.42 | HITACHI(HE) |  | 0 | 1 | 1 | 2 | Flow 2: Port → WH → Site | DSV Outdoor | HITACHI
2981 | PRL-ZAK-002-O Lot 10 | HVDC-ADOPT-HE-0177 | AGI | EQ-001 | 364657 | 1 | Outdoor Covered | PEX pipes | 265 | 129 | 68 | 2.3246 | 25 | 195 | Stackable x3 | 85044083 | SEK | 320200 | Americana | Sweden | Gothenburg | Khalifa port | 2024-06-27 | 2024-08-14 |  |  |  |  | 2024-08-29 | [9 empty] | CASE_LIST | 1 |  | warehouse | DSV Outdoor | 2024-08-29 | warehouse | 1 | 1 | -1 | 0 | 3.42 | 3 | 3.42 | HITACHI(HE) |  | 0 | 1 | 1 | 2 | Flow 2: Port → WH → Site | DSV Outdoor | HITACHI
2982 | PRL-ZAK-002-O Lot 10 | HVDC-ADOPT-HE-0177 | AGI | EQ-001 | 364658 | 1 | Outdoor Covered | PEX pipes | 265 | 129 | 68 | 2.3246 | 25 | 195 | Stackable x3 | 85044083 | SEK | 320200 | Americana | Sweden | Gothenburg | Khalifa port | 2024-06-27 | 2024-08-14 |  |  |  |  | 2024-08-29 | [9 empty] | CASE_LIST | 1 |  | warehouse | DSV Outdoor | 2024-08-29 | warehouse | 1 | 1 | -1 | 0 | 3.42 | 3 | 3.42 | HITACHI(HE) |  | 0 | 1 | 1 | 2 | Flow 2: Port → WH → Site | DSV Outdoor | HITACHI
2983 | PRL-ZAK-002-O Lot 10 | HVDC-ADOPT-HE-0177 | AGI | EQ-001 | 364659 | 1 | Outdoor Covered | PEX pipes | 265 | 129 | 68 | 2.3246 | 25 | 195 | Stackable x3 | 85044083 | SEK | 320200 | Americana | Sweden | Gothenburg | Khalifa port | 2024-06-27 | 2024-08-14 |  |  |  |  | 2024-08-28 | [9 empty] | CASE_LIST | 1 |  | warehouse | DSV Outdoor | 2024-08-28 | warehouse | 1 | 1 | -1 | 0 | 3.42 | 3 | 3.42 | HITACHI(HE) |  | 0 | 1 | 1 | 2 | Flow 2: Port → WH → Site | DSV Outdoor | HITACHI
2984 | PRL-ZAK-002-O Lot 10 | HVDC-ADOPT-HE-0177 | AGI | EQ-001 | 364661 | 1 | Outdoor Covered | PEX pipes | 265 | 129 | 68 | 2.3246 | 25 | 195 | Stackable x3 | 85044083 | SEK | 320200 | Americana | Sweden | Gothenburg | Khalifa port | 2024-06-27 | 2024-08-14 |  |  |  |  | 2024-08-28 | [9 empty] | CASE_LIST | 1 |  | warehouse | DSV Outdoor | 2024-08-28 | warehouse | 1 | 1 | -1 | 0 | 3.42 | 3 | 3.42 | HITACHI(HE) |  | 0 | 1 | 1 | 2 | Flow 2: Port → WH → Site | DSV Outdoor | HITACHI
2985 | PRL-ZAK-002-O Lot 10 | HVDC-ADOPT-HE-0177 | AGI | EQ-001 | 364662 | 1 | Outdoor Covered | PEX pipes | 265 | 129 | 68 | 2.3246 | 25 | 195 | Stackable x3 | 85044083 | SEK | 320200 | Americana | Sweden | Gothenburg | Khalifa port | 2024-06-27 | 2024-08-14 |  |  |  |  | 2024-08-28 | [9 empty] | CASE_LIST | 1 |  | warehouse | DSV Outdoor | 2024-08-28 | warehouse | 1 | 1 | -1 | 0 | 3.42 | 3 | 3.42 | HITACHI(HE) |  | 0 | 1 | 1 | 2 | Flow 2: Port → WH → Site | DSV Outdoor | HITACHI
2986 | PRL-ZAK-002-O Lot 10 | HVDC-ADOPT-HE-0177 | AGI | EQ-001 | 364663 | 1 | Outdoor Covered | PEX pipes | 265 | 129 | 68 | 2.3246 | 25 | 195 | Stackable x3 | 85044083 | SEK | 320200 | Americana | Sweden | Gothenburg | Khalifa port | 2024-06-27 | 2024-08-14 |  |  |  |  | 2024-08-28 | [9 empty] | CASE_LIST | 1 |  | warehouse | DSV Outdoor | 2024-08-28 | warehouse | 1 | 1 | -1 | 0 | 3.42 | 3 | 3.42 | HITACHI(HE) |  | 0 | 1 | 1 | 2 | Flow 2: Port → WH → Site | DSV Outdoor | HITACHI
2987 | PRL-ZAK-002-O Lot 10 | HVDC-ADOPT-HE-0177 | AGI | EQ-001 | 364664 | 1 | Outdoor Covered | PEX pipes | 265 | 129 | 68 | 2.3246 | 25 | 195 | Stackable x3 | 85044083 | SEK | 320200 | Americana | Sweden | Gothenburg | Khalifa port | 2024-06-27 | 2024-08-14 |  |  |  |  | 2024-08-28 | [9 empty] | CASE_LIST | 1 |  | warehouse | DSV Outdoor | 2024-08-28 | warehouse | 1 | 1 | -1 | 0 | 3.42 | 3 | 3.42 | HITACHI(HE) |  | 0 | 1 | 1 | 2 | Flow 2: Port → WH → Site | DSV Outdoor | HITACHI
2988 | PRL-ZAK-002-O Lot 10 | HVDC-ADOPT-HE-0177 | AGI | EQ-001 | 364668 | 1 | Outdoor Covered | Light guide channels and laminate rod - pack 2 | 158 | 58 | 52 | 0.47653 | 110 | 135 | Stackable x2 | 85044083 | SEK | 320200 | Americana | Sweden | Gothenburg | Khalifa port | 2024-06-27 | 2024-08-14 |  |  |  |  | 2024-08-28 | [9 empty] | CASE_LIST | 1 |  | warehouse | DSV Outdoor | 2024-08-28 | warehouse | 1 | 1 | -1 | 0 | 0.92 | 2 | 0.92 | HITACHI(HE) |  | 0 | 1 | 1 | 2 | Flow 2: Port → WH → Site | DSV Outdoor | HITACHI
2989 | PRL-ZAK-002-O Lot 10 | HVDC-ADOPT-HE-0177 | AGI | EQ-001 | 364669 | 1 | Outdoor Covered | Light guide channels and laminate rod - pack 2 | 158 | 58 | 52 | 0.47653 | 110 | 135 | Stackable x2 | 85044083 | SEK | 320200 | Americana | Sweden | Gothenburg | Khalifa port | 2024-06-27 | 2024-08-14 |  |  |  |  | 2024-08-28 | [9 empty] | CASE_LIST | 1 |  | warehouse | DSV Outdoor | 2024-08-28 | warehouse | 1 | 1 | -1 | 0 | 0.92 | 2 | 0.92 | HITACHI(HE) |  | 0 | 1 | 1 | 2 | Flow 2: Port → WH → Site | DSV Outdoor | HITACHI
2990 | PRL-ZAK-002-O Lot 10 | HVDC-ADOPT-HE-0177 | AGI | EQ-001 | 364682 | 1 | Outdoor Covered | Bottom shield | 426 | 231 | 255 | 25.0935 | 400 | 1144 | Stackable x1 | 85044083 | SEK | 320200 | Americana | Sweden | Gothenburg | Khalifa port | 2024-06-27 | 2024-08-14 |  |  |  |  | 2024-08-28 | [9 empty] | CASE_LIST | 1 |  | warehouse | DSV Outdoor | 2024-08-28 | warehouse | 1 | 1 | -1 | 0 | 9.84 | 1 | 9.84 | HITACHI(HE) |  | 0 | 1 | 1 | 2 | Flow 2: Port → WH → Site | DSV Outdoor | HITACHI
2991 | PRL-ZAK-002-O Lot 10 | HVDC-ADOPT-HE-0177 | AGI | EQ-001 | 364683 | 1 | Outdoor Covered | Bottom shield | 426 | 231 | 255 | 25.0935 | 400 | 1144 | Stackable x1 | 85044083 | SEK | 320200 | Americana | Sweden | Gothenburg | Khalifa port | 2024-06-27 | 2024-08-14 |  |  |  |  | 2024-08-28 | [9 empty] | CASE_LIST | 1 |  | warehouse | DSV Outdoor | 2024-08-28 | warehouse | 1 | 1 | -1 | 0 | 9.84 | 1 | 9.84 | HITACHI(HE) |  | 0 | 1 | 1 | 2 | Flow 2: Port → WH → Site | DSV Outdoor | HITACHI
2992 | PRL-ZAK-002-O Lot 10 | HVDC-ADOPT-HE-0177 | AGI | EQ-001 | 364699 | 1 | Outdoor Covered | Side shield pair 1 | 420 | 205 | 140 | 12.054 | 590 | 1031 | Stackable x2 | 85044083 | SEK | 320200 | Americana | Sweden | Gothenburg | Khalifa port | 2024-06-27 | 2024-08-14 |  |  |  |  | 2024-08-29 | [9 empty] | CASE_LIST | 1 |  | warehouse | DSV Outdoor | 2024-08-29 | warehouse | 1 | 1 | -1 | 0 | 8.61 | 2 | 8.61 | HITACHI(HE) |  | 0 | 1 | 1 | 2 | Flow 2: Port → WH → Site | DSV Outdoor | HITACHI
2993 | PRL-ZAK-002-O Lot 10 | HVDC-ADOPT-HE-0177 | AGI | EQ-001 | 364701 | 1 | Outdoor Covered | Side shield pair 1 | 420 | 205 | 140 | 12.054 | 590 | 1031 | Stackable x2 | 85044083 | SEK | 320200 | Americana | Sweden | Gothenburg | Khalifa port | 2024-06-27 | 2024-08-14 |  |  |  |  | 2024-08-29 | [9 empty] | CASE_LIST | 1 |  | warehouse | DSV Outdoor | 2024-08-29 | warehouse | 1 | 1 | -1 | 0 | 8.61 | 2 | 8.61 | HITACHI(HE) |  | 0 | 1 | 1 | 2 | Flow 2: Port → WH → Site | DSV Outdoor | HITACHI
2994 | PRL-ZAK-002-O Lot 10 | HVDC-ADOPT-HE-0177 | AGI | EQ-001 | 364702 | 1 | Outdoor Covered | Side shield pair 1 | 420 | 205 | 140 | 12.054 | 590 | 1031 | Stackable x2 | 85044083 | SEK | 320200 | Americana | Sweden | Gothenburg | Khalifa port | 2024-06-27 | 2024-08-14 |  |  |  |  | 2024-08-28 | [9 empty] | CASE_LIST | 1 |  | warehouse | DSV Outdoor | 2024-08-28 | warehouse | 1 | 1 | -1 | 0 | 8.61 | 2 | 8.61 | HITACHI(HE) |  | 0 | 1 | 1 | 2 | Flow 2: Port → WH → Site | DSV Outdoor | HITACHI
2995 | PRL-ZAK-002-O Lot 10 | HVDC-ADOPT-HE-0177 | AGI | EQ-001 | 364705 | 1 | Outdoor Covered | Side shield pair 1 | 420 | 205 | 140 | 12.054 | 590 | 1031 | Stackable x2 | 85044083 | SEK | 320200 | Americana | Sweden | Gothenburg | Khalifa port | 2024-06-27 | 2024-08-14 |  |  |  |  | 2024-08-28 | [9 empty] | CASE_LIST | 1 |  | warehouse | DSV Outdoor | 2024-08-28 | warehouse | 1 | 1 | -1 | 0 | 8.61 | 2 | 8.61 | HITACHI(HE) |  | 0 | 1 | 1 | 2 | Flow 2: Port → WH → Site | DSV Outdoor | HITACHI
2996 | PRL-ZAK-002-O Lot 10 | HVDC-ADOPT-HE-0177 | AGI | EQ-001 | 364706 | 1 | Outdoor Covered | Side shield pair 1 | 420 | 205 | 140 | 12.054 | 590 | 1031 | Stackable x2 | 85044083 | SEK | 320200 | Americana | Sweden | Gothenburg | Khalifa port | 2024-06-27 | 2024-08-14 |  |  |  |  | 2024-08-28 | [9 empty] | CASE_LIST | 1 |  | warehouse | DSV Outdoor | 2024-08-28 | warehouse | 1 | 1 | -1 | 0 | 8.61 | 2 | 8.61 | HITACHI(HE) |  | 0 | 1 | 1 | 2 | Flow 2: Port → WH → Site | DSV Outdoor | HITACHI
2997 | PRL-ZAK-002-O Lot 10 | HVDC-ADOPT-HE-0177 | AGI | EQ-001 | 364708 | 1 | Outdoor Covered | Side shield pair 1 | 420 | 205 | 140 | 12.054 | 590 | 1031 | Stackable x2 | 85044083 | SEK | 320200 | Americana | Sweden | Gothenburg | Khalifa port | 2024-06-27 | 2024-08-14 |  |  |  |  | 2024-08-28 | [9 empty] | CASE_LIST | 1 |  | warehouse | DSV Outdoor | 2024-08-28 | warehouse | 1 | 1 | -1 | 0 | 8.61 | 2 | 8.61 | HITACHI(HE) |  | 0 | 1 | 1 | 2 | Flow 2: Port → WH → Site | DSV Outdoor | HITACHI
2998 | PRL-ZAK-002-O Lot 10 | HVDC-ADOPT-HE-0177 | AGI | EQ-001 | 364709 | 1 | Outdoor Covered | Side shield pair 1 | 420 | 205 | 140 | 12.054 | 590 | 1031 | Stackable x2 | 85044083 | SEK | 320200 | Americana | Sweden | Gothenburg | Khalifa port | 2024-06-27 | 2024-08-14 |  |  |  |  | 2024-08-29 | [9 empty] | CASE_LIST | 1 |  | warehouse | DSV Outdoor | 2024-08-29 | warehouse | 1 | 1 | -1 | 0 | 8.61 | 2 | 8.61 | HITACHI(HE) |  | 0 | 1 | 1 | 2 | Flow 2: Port → WH → Site | DSV Outdoor | HITACHI
2999 | PRL-ZAK-002-O Lot 10 | HVDC-ADOPT-HE-0177 | AGI | EQ-001 | 364710 | 1 | Outdoor Covered | Side shield pair 1 | 420 | 205 | 140 | 12.054 | 590 | 1031 | Stackable x2 | 85044083 | SEK | 320200 | Americana | Sweden | Gothenburg | Khalifa port | 2024-06-27 | 2024-08-14 |  |  |  |  | 2024-08-29 | [9 empty] | CASE_LIST | 1 |  | warehouse | DSV Outdoor | 2024-08-29 | warehouse | 1 | 1 | -1 | 0 | 8.61 | 2 | 8.61 | HITACHI(HE) |  | 0 | 1 | 1 | 2 | Flow 2: Port → WH → Site | DSV Outdoor | HITACHI
3000 | PRL-ZAK-002-O Lot 10 | HVDC-ADOPT-HE-0177 | AGI | EQ-001 | 364711 | 1 | Outdoor Covered | Side shield pair 1 | 420 | 205 | 140 | 12.054 | 590 | 1031 | Stackable x2 | 85044083 | SEK | 320200 | Americana | Sweden | Gothenburg | Khalifa port | 2024-06-27 | 2024-08-14 |  |  |  |  | 2024-08-29 | [9 empty] | CASE_LIST | 1 |  | warehouse | DSV Outdoor | 2024-08-29 | warehouse | 1 | 1 | -1 | 0 | 8.61 | 2 | 8.61 | HITACHI(HE) |  | 0 | 1 | 1 | 2 | Flow 2: Port → WH → Site | DSV Outdoor | HITACHI
3001 | PRL-ZAK-002-O Lot 10 | HVDC-ADOPT-HE-0177 | AGI | EQ-001 | 364712 | 1 | Outdoor Covered | Side shield pair 1 | 420 | 205 | 140 | 12.054 | 590 | 1031 | Stackable x2 | 85044083 | SEK | 320200 | Americana | Sweden | Gothenburg | Khalifa port | 2024-06-27 | 2024-08-14 |  |  |  |  | 2024-08-29 | [9 empty] | CASE_LIST | 1 |  | warehouse | DSV Outdoor | 2024-08-29 | warehouse | 1 | 1 | -1 | 0 | 8.61 | 2 | 8.61 | HITACHI(HE) |  | 0 | 1 | 1 | 2 | Flow 2: Port → WH → Site | DSV Outdoor | HITACHI
3002 | PRL-ZAK-002-O Lot 10 | HVDC-ADOPT-HE-0177 | AGI | EQ-001 | 364713 | 1 | Outdoor Covered | Side shield pair 1 | 420 | 205 | 140 | 12.054 | 590 | 1031 | Stackable x2 | 85044083 | SEK | 320200 | Americana | Sweden | Gothenburg | Khalifa port | 2024-06-27 | 2024-08-14 |  |  |  |  | 2024-08-28 | [9 empty] | CASE_LIST | 1 |  | warehouse | DSV Outdoor | 2024-08-28 | warehouse | 1 | 1 | -1 | 0 | 8.61 | 2 | 8.61 | HITACHI(HE) |  | 0 | 1 | 1 | 2 | Flow 2: Port → WH → Site | DSV Outdoor | HITACHI
3003 | PRL-ZAK-002-O Lot 10 | HVDC-ADOPT-HE-0177 | AGI | EQ-001 | 364714 | 1 | Outdoor Covered | Side shield pair 1 | 420 | 205 | 140 | 12.054 | 590 | 1031 | Stackable x2 | 85044083 | SEK | 320200 | Americana | Sweden | Gothenburg | Khalifa port | 2024-06-27 | 2024-08-14 |  |  |  |  | 2024-08-28 | [9 empty] | CASE_LIST | 1 |  | warehouse | DSV Outdoor | 2024-08-28 | warehouse | 1 | 1 | -1 | 0 | 8.61 | 2 | 8.61 | HITACHI(HE) |  | 0 | 1 | 1 | 2 | Flow 2: Port → WH → Site | DSV Outdoor | HITACHI
3004 | PRL-ZAK-002-O Lot 10 | HVDC-ADOPT-HE-0177 | AGI | EQ-001 | 364715 | 1 | Outdoor Covered | Side shield pair 1 | 420 | 205 | 140 | 12.054 | 590 | 1031 | Stackable x2 | 85044083 | SEK | 320200 | Americana | Sweden | Gothenburg | Khalifa port | 2024-06-27 | 2024-08-14 |  |  |  |  | 2024-08-28 | [9 empty] | CASE_LIST | 1 |  | warehouse | DSV Outdoor | 2024-08-28 | warehouse | 1 | 1 | -1 | 0 | 8.61 | 2 | 8.61 | HITACHI(HE) |  | 0 | 1 | 1 | 2 | Flow 2: Port → WH → Site | DSV Outdoor | HITACHI
3005 | PRL-ZAK-002-O Lot 10 | HVDC-ADOPT-HE-0177 | AGI | EQ-001 | 364716 | 1 | Outdoor Covered | Side shield pair 1 | 420 | 205 | 140 | 12.054 | 590 | 1031 | Stackable x2 | 85044083 | SEK | 320200 | Americana | Sweden | Gothenburg | Khalifa port | 2024-06-27 | 2024-08-14 |  |  |  |  | 2024-08-28 | [9 empty] | CASE_LIST | 1 |  | warehouse | DSV Outdoor | 2024-08-28 | warehouse | 1 | 1 | -1 | 0 | 8.61 | 2 | 8.61 | HITACHI(HE) |  | 0 | 1 | 1 | 2 | Flow 2: Port → WH → Site | DSV Outdoor | HITACHI
3006 | PRL-ZAK-002-O Lot 10 | HVDC-ADOPT-HE-0177 | AGI | EQ-001 | 364717 | 1 | Outdoor Covered | Side shield pair 1 | 420 | 205 | 140 | 12.054 | 590 | 1031 | Stackable x2 | 85044083 | SEK | 320200 | Americana | Sweden | Gothenburg | Khalifa port | 2024-06-27 | 2024-08-14 |  |  |  |  | 2024-08-28 | [9 empty] | CASE_LIST | 1 |  | warehouse | DSV Outdoor | 2024-08-28 | warehouse | 1 | 1 | -1 | 0 | 8.61 | 2 | 8.61 | HITACHI(HE) |  | 0 | 1 | 1 | 2 | Flow 2: Port → WH → Site | DSV Outdoor | HITACHI
3007 | PRL-ZAK-002-O Lot 10 | HVDC-ADOPT-HE-0177 | AGI | EQ-001 | 364718 | 1 | Outdoor Covered | Side shield pair 1 | 420 | 205 | 140 | 12.054 | 590 | 1031 | Stackable x2 | 85044083 | SEK | 320200 | Americana | Sweden | Gothenburg | Khalifa port | 2024-06-27 | 2024-08-14 |  |  |  |  | 2024-08-28 | [9 empty] | CASE_LIST | 1 |  | warehouse | DSV Outdoor | 2024-08-28 | warehouse | 1 | 1 | -1 | 0 | 8.61 | 2 | 8.61 | HITACHI(HE) |  | 0 | 1 | 1 | 2 | Flow 2: Port → WH → Site | DSV Outdoor | HITACHI
3008 | PRL-ZAK-002-O Lot 10 | HVDC-ADOPT-HE-0177 | AGI | EQ-001 | 364720 | 1 | Outdoor Covered | Side shield pair 1 | 420 | 205 | 140 | 12.054 | 590 | 1031 | Stackable x2 | 85044083 | SEK | 320200 | Americana | Sweden | Gothenburg | Khalifa port | 2024-06-27 | 2024-08-14 |  |  |  |  | 2024-08-28 | [9 empty] | CASE_LIST | 1 |  | warehouse | DSV Outdoor | 2024-08-28 | warehouse | 1 | 1 | -1 | 0 | 8.61 | 2 | 8.61 | HITACHI(HE) |  | 0 | 1 | 1 | 2 | Flow 2: Port → WH → Site | DSV Outdoor | HITACHI
3009 | PRL-ZAK-002-O Lot 10 | HVDC-ADOPT-HE-0177 | AGI | EQ-001 | 364722 | 1 | Outdoor Covered | Side shield pair 1 | 420 | 205 | 140 | 12.054 | 590 | 1031 | Stackable x2 | 85044083 | SEK | 320200 | Americana | Sweden | Gothenburg | Khalifa port | 2024-06-27 | 2024-08-14 |  |  |  |  | 2024-08-28 | [9 empty] | CASE_LIST | 1 |  | warehouse | DSV Outdoor | 2024-08-28 | warehouse | 1 | 1 | -1 | 0 | 8.61 | 2 | 8.61 | HITACHI(HE) |  | 0 | 1 | 1 | 2 | Flow 2: Port → WH → Site | DSV Outdoor | HITACHI
3010 | PRL-ZAK-002-O Lot 10 | HVDC-ADOPT-HE-0177 | AGI | EQ-001 | 364729 | 1 | Outdoor Covered | Side shield pair 1 | 420 | 205 | 140 | 12.054 | 590 | 1031 | Stackable x2 | 85044083 | SEK | 320200 | Americana | Sweden | Gothenburg | Khalifa port | 2024-06-27 | 2024-08-14 |  |  |  |  | 2024-08-28 | [9 empty] | CASE_LIST | 1 |  | warehouse | DSV Outdoor | 2024-08-28 | warehouse | 1 | 1 | -1 | 0 | 8.61 | 2 | 8.61 | HITACHI(HE) |  | 0 | 1 | 1 | 2 | Flow 2: Port → WH → Site | DSV Outdoor | HITACHI
3011 | PRL-ZAK-002-O Lot 10 | HVDC-ADOPT-HE-0177 | AGI | EQ-001 | 364730 | 1 | Outdoor Covered | Side shield pair 1 | 420 | 205 | 140 | 12.054 | 590 | 1031 | Stackable x2 | 85044083 | SEK | 320200 | Americana | Sweden | Gothenburg | Khalifa port | 2024-06-27 | 2024-08-14 |  |  |  |  | 2024-08-28 | [9 empty] | CASE_LIST | 1 |  | warehouse | DSV Outdoor | 2024-08-28 | warehouse | 1 | 1 | -1 | 0 | 8.61 | 2 | 8.61 | HITACHI(HE) |  | 0 | 1 | 1 | 2 | Flow 2: Port → WH → Site | DSV Outdoor | HITACHI
3012 | PRL-ZAK-002-O Lot 10 | HVDC-ADOPT-HE-0177 | AGI | EQ-001 | 364731 | 1 | Outdoor Covered | Side shield pair 1 | 420 | 205 | 140 | 12.054 | 590 | 1031 | Stackable x2 | 85044083 | SEK | 320200 | Americana | Sweden | Gothenburg | Khalifa port | 2024-06-27 | 2024-08-14 |  |  |  |  | 2024-08-28 | [9 empty] | CASE_LIST | 1 |  | warehouse | DSV Outdoor | 2024-08-28 | warehouse | 1 | 1 | -1 | 0 | 8.61 | 2 | 8.61 | HITACHI(HE) |  | 0 | 1 | 1 | 2 | Flow 2: Port → WH → Site | DSV Outdoor | HITACHI
3013 | PRL-ZAK-002-O Lot 10 | HVDC-ADOPT-HE-0177 | AGI | EQ-001 | 364732 | 1 | Outdoor Covered | Side shield pair 1 | 420 | 205 | 140 | 12.054 | 590 | 1031 | Stackable x2 | 85044083 | SEK | 320200 | Americana | Sweden | Gothenburg | Khalifa port | 2024-06-27 | 2024-08-14 |  |  |  |  | 2024-08-28 | [9 empty] | CASE_LIST | 1 |  | warehouse | DSV Outdoor | 2024-08-28 | warehouse | 1 | 1 | -1 | 0 | 8.61 | 2 | 8.61 | HITACHI(HE) |  | 0 | 1 | 1 | 2 | Flow 2: Port → WH → Site | DSV Outdoor | HITACHI
3014 | PRL-ZAK-002-O Lot 10 | HVDC-ADOPT-HE-0177 | AGI | EQ-001 | 364734 | 1 | Outdoor Covered | Side shield pair 1 | 420 | 205 | 140 | 12.054 | 590 | 1031 | Stackable x2 | 85044083 | SEK | 320200 | Americana | Sweden | Gothenburg | Khalifa port | 2024-06-27 | 2024-08-14 |  |  |  |  | 2024-08-29 | [9 empty] | CASE_LIST | 1 |  | warehouse | DSV Outdoor | 2024-08-29 | warehouse | 1 | 1 | -1 | 0 | 8.61 | 2 | 8.61 | HITACHI(HE) |  | 0 | 1 | 1 | 2 | Flow 2: Port → WH → Site | DSV Outdoor | HITACHI
3015 | PRL-ZAK-002-O Lot 10 | HVDC-ADOPT-HE-0177 | AGI | EQ-001 | 364735 | 1 | Outdoor Covered | Side shield pair 1 | 420 | 205 | 140 | 12.054 | 590 | 1031 | Stackable x2 | 85044083 | SEK | 320200 | Americana | Sweden | Gothenburg | Khalifa port | 2024-06-27 | 2024-08-14 |  |  |  |  | 2024-08-29 | [9 empty] | CASE_LIST | 1 |  | warehouse | DSV Outdoor | 2024-08-29 | warehouse | 1 | 1 | -1 | 0 | 8.61 | 2 | 8.61 | HITACHI(HE) |  | 0 | 1 | 1 | 2 | Flow 2: Port → WH → Site | DSV Outdoor | HITACHI
3016 | PRL-ZAK-002-O Lot 10 | HVDC-ADOPT-HE-0177 | AGI | EQ-001 | 364736 | 1 | Outdoor Covered | Side shield pair 1 | 420 | 205 | 140 | 12.054 | 590 | 1031 | Stackable x2 | 85044083 | SEK | 320200 | Americana | Sweden | Gothenburg | Khalifa port | 2024-06-27 | 2024-08-14 |  |  |  |  | 2024-08-29 | [9 empty] | CASE_LIST | 1 |  | warehouse | DSV Outdoor | 2024-08-29 | warehouse | 1 | 1 | -1 | 0 | 8.61 | 2 | 8.61 | HITACHI(HE) |  | 0 | 1 | 1 | 2 | Flow 2: Port → WH → Site | DSV Outdoor | HITACHI
3017 | PRL-ZAK-002-O Lot 10 | HVDC-ADOPT-HE-0177 | AGI | EQ-001 | 364738 | 1 | Outdoor Covered | Side shield pair 1 | 420 | 205 | 140 | 12.054 | 590 | 1031 | Stackable x2 | 85044083 | SEK | 320200 | Americana | Sweden | Gothenburg | Khalifa port | 2024-06-27 | 2024-08-14 |  |  |  |  | 2024-08-29 | [9 empty] | CASE_LIST | 1 |  | warehouse | DSV Outdoor | 2024-08-29 | warehouse | 1 | 1 | -1 | 0 | 8.61 | 2 | 8.61 | HITACHI(HE) |  | 0 | 1 | 1 | 2 | Flow 2: Port → WH → Site | DSV Outdoor | HITACHI
3018 | PRL-ZAK-002-O Lot 10 | HVDC-ADOPT-HE-0177 | AGI | EQ-001 | 364739 | 1 | Outdoor Covered | Side shield pair 1 | 420 | 205 | 140 | 12.054 | 590 | 1031 | Stackable x2 | 85044083 | SEK | 320200 | Americana | Sweden | Gothenburg | Khalifa port | 2024-06-27 | 2024-08-14 |  |  |  |  | 2024-08-28 | [9 empty] | CASE_LIST | 1 |  | warehouse | DSV Outdoor | 2024-08-28 | warehouse | 1 | 1 | -1 | 0 | 8.61 | 2 | 8.61 | HITACHI(HE) |  | 0 | 1 | 1 | 2 | Flow 2: Port → WH → Site | DSV Outdoor | HITACHI
3019 | PRL-ZAK-002-O Lot 10 | HVDC-ADOPT-HE-0177 | AGI | EQ-001 | 364740 | 1 | Outdoor Covered | Side shield pair 1 | 420 | 205 | 140 | 12.054 | 590 | 1031 | Stackable x2 | 85044083 | SEK | 320200 | Americana | Sweden | Gothenburg | Khalifa port | 2024-06-27 | 2024-08-14 |  |  |  |  | 2024-08-28 | [9 empty] | CASE_LIST | 1 |  | warehouse | DSV Outdoor | 2024-08-28 | warehouse | 1 | 1 | -1 | 0 | 8.61 | 2 | 8.61 | HITACHI(HE) |  | 0 | 1 | 1 | 2 | Flow 2: Port → WH → Site | DSV Outdoor | HITACHI
3020 | PRL-ZAK-002-O Lot 10 | HVDC-ADOPT-HE-0177 | AGI | EQ-001 | 364741 | 1 | Outdoor Covered | Side shield pair 1 | 420 | 205 | 140 | 12.054 | 590 | 1031 | Stackable x2 | 85044083 | SEK | 320200 | Americana | Sweden | Gothenburg | Khalifa port | 2024-06-27 | 2024-08-14 |  |  |  |  | 2024-08-29 | [9 empty] | CASE_LIST | 1 |  | warehouse | DSV Outdoor | 2024-08-29 | warehouse | 1 | 1 | -1 | 0 | 8.61 | 2 | 8.61 | HITACHI(HE) |  | 0 | 1 | 1 | 2 | Flow 2: Port → WH → Site | DSV Outdoor | HITACHI
3021 | PRL-ZAK-002-O Lot 10 | HVDC-ADOPT-HE-0177 | AGI | EQ-001 | 364742 | 1 | Outdoor Covered | Side shield pair 1 | 420 | 205 | 140 | 12.054 | 590 | 1031 | Stackable x2 | 85044083 | SEK | 320200 | Americana | Sweden | Gothenburg | Khalifa port | 2024-06-27 | 2024-08-14 |  |  |  |  | 2024-08-29 | [9 empty] | CASE_LIST | 1 |  | warehouse | DSV Outdoor | 2024-08-29 | warehouse | 1 | 1 | -1 | 0 | 8.61 | 2 | 8.61 | HITACHI(HE) |  | 0 | 1 | 1 | 2 | Flow 2: Port → WH → Site | DSV Outdoor | HITACHI
3022 | PRL-ZAK-002-O Lot 10 | HVDC-ADOPT-HE-0177 | AGI | EQ-001 | 364835 | 1 | Outdoor Covered | Pneumatic routing outside valve | 257 | 121 | 103 | 3.203 | 319 | 510 | Stackable x2 | 85044083 | SEK | 320200 | Americana | Sweden | Gothenburg | Khalifa port | 2024-06-27 | 2024-08-14 |  |  |  |  | 2024-08-28 |  | 2025-07-29 | [6 empty] | 2025-08-23 | CASE_LIST | 1 | 1 | site | AGI | 2025-08-23 | site | 2 | 3 | -1 | 2 | 3.11 | 2 | 3.11 | HITACHI(HE) |  | 1 | 3 | 2 | 4 | Flow 4: Port → WH → MOSB → Site | AGI | HITACHI
3023 | PRL-ZAK-002-O Lot 10 | HVDC-ADOPT-HE-0177 | AGI | EQ-001 | 364836 | 1 | Outdoor Covered | Pneumatic routing outside valve | 257 | 121 | 103 | 3.203 | 319 | 510 | Stackable x2 | 85044083 | SEK | 320200 | Americana | Sweden | Gothenburg | Khalifa port | 2024-06-27 | 2024-08-14 |  |  |  |  | 2024-08-28 |  | 2025-07-29 | [6 empty] | 2025-08-23 | CASE_LIST | 1 | 1 | site | AGI | 2025-08-23 | site | 2 | 3 | -1 | 2 | 3.11 | 2 | 3.11 | HITACHI(HE) |  | 1 | 3 | 2 | 4 | Flow 4: Port → WH → MOSB → Site | AGI | HITACHI
2897 | PRL-ZAK-002-O Lot 9 | HVDC-ADOPT-HE-0176 | AGI | EQ-001 | 365101 | 1 | Indoor | Layer - 12 Cells | 365 | 233 | 172 | 14.6277 | 4500 | 5000 | Stackable x1 | 85044083 | SEK | 2079511 | Americana | Sweden | Gothenburg | Khalifa port | 2024-06-27 | 2024-08-14 |  | 2024-08-31 | [12 empty] | CASE_LIST | 1 |  | warehouse | DSV Indoor | 2024-08-31 | warehouse | 1 | 1 | -1 | 0 | 8.5 | 1 | 8.5 | HITACHI(HE) |  | 0 | 1 | 1 | 2 | Flow 2: Port → WH → Site | DSV Indoor | HITACHI
2898 | PRL-ZAK-002-O Lot 9 | HVDC-ADOPT-HE-0176 | AGI | EQ-001 | 365102 | 1 | Indoor | Layer - 12 Cells | 365 | 233 | 172 | 14.6277 | 4500 | 5000 | Stackable x1 | 85044083 | SEK | 2079511 | Americana | Sweden | Gothenburg | Khalifa port | 2024-06-27 | 2024-08-14 |  | 2024-08-31 | [12 empty] | CASE_LIST | 1 |  | warehouse | DSV Indoor | 2024-08-31 | warehouse | 1 | 1 | -1 | 0 | 8.5 | 1 | 8.5 | HITACHI(HE) |  | 0 | 1 | 1 | 2 | Flow 2: Port → WH → Site | DSV Indoor | HITACHI
2899 | PRL-ZAK-002-O Lot 9 | HVDC-ADOPT-HE-0176 | AGI | EQ-001 | 365103 | 1 | Indoor | Layer - 12 Cells | 365 | 233 | 172 | 14.6277 | 4500 | 5000 | Stackable x1 | 85044083 | SEK | 2079511 | Americana | Sweden | Gothenburg | Khalifa port | 2024-06-27 | 2024-08-14 |  | 2024-08-31 | [12 empty] | CASE_LIST | 1 |  | warehouse | DSV Indoor | 2024-08-31 | warehouse | 1 | 1 | -1 | 0 | 8.5 | 1 | 8.5 | HITACHI(HE) |  | 0 | 1 | 1 | 2 | Flow 2: Port → WH → Site | DSV Indoor | HITACHI
2900 | PRL-ZAK-002-O Lot 9 | HVDC-ADOPT-HE-0176 | AGI | EQ-001 | 365105 | 1 | Indoor | Layer - 12 Cells | 365 | 233 | 172 | 14.6277 | 4500 | 5000 | Stackable x1 | 85044083 | SEK | 2079511 | Americana | Sweden | Gothenburg | Khalifa port | 2024-06-27 | 2024-08-14 |  |  | 2024-08-26 | [11 empty] | CASE_LIST | 1 |  | warehouse | DSV Al Markaz | 2024-08-26 | warehouse | 1 | 1 | -1 | 0 | 8.5 | 1 | 8.5 | HITACHI(HE) |  | 0 | 1 | 1 | 2 | Flow 2: Port → WH → Site | DSV Al Markaz | HITACHI
2901 | PRL-ZAK-002-O Lot 9 | HVDC-ADOPT-HE-0176 | AGI | EQ-001 | 365108 | 1 | Indoor | Layer - 12 Cells | 365 | 233 | 172 | 14.6277 | 4500 | 5000 | Stackable x2 | 85044083 | SEK | 2079511 | Americana | Sweden | Gothenburg | Khalifa port | 2024-06-27 | 2024-08-14 |  |  | 2024-08-26 | [11 empty] | CASE_LIST | 1 |  | warehouse | DSV Al Markaz | 2024-08-26 | warehouse | 1 | 1 | -1 | 0 | 8.5 | 2 | 8.5 | HITACHI(HE) |  | 0 | 1 | 1 | 2 | Flow 2: Port → WH → Site | DSV Al Markaz | HITACHI
2902 | PRL-ZAK-002-O Lot 9 | HVDC-ADOPT-HE-0176 | AGI | EQ-001 | 365138 | 1 | Indoor | Layer - 12 Cells | 365 | 233 | 172 | 14.6277 | 4500 | 5000 | Stackable x3 | 85044083 | SEK | 2079511 | Americana | Sweden | Gothenburg | Khalifa port | 2024-06-27 | 2024-08-14 |  | 2024-08-31 | [12 empty] | CASE_LIST | 1 |  | warehouse | DSV Indoor | 2024-08-31 | warehouse | 1 | 1 | -1 | 0 | 8.5 | 3 | 8.5 | HITACHI(HE) |  | 0 | 1 | 1 | 2 | Flow 2: Port → WH → Site | DSV Indoor | HITACHI
2903 | PRL-ZAK-002-O Lot 9 | HVDC-ADOPT-HE-0176 | AGI | EQ-001 | 365139 | 1 | Indoor | Layer - 12 Cells | 365 | 233 | 172 | 14.6277 | 4500 | 5000 | Stackable x3 | 85044083 | SEK | 2079511 | Americana | Sweden | Gothenburg | Khalifa port | 2024-06-27 | 2024-08-14 |  | 2024-08-31 | [12 empty] | CASE_LIST | 1 |  | warehouse | DSV Indoor | 2024-08-31 | warehouse | 1 | 1 | -1 | 0 | 8.5 | 3 | 8.5 | HITACHI(HE) |  | 0 | 1 | 1 | 2 | Flow 2: Port → WH → Site | DSV Indoor | HITACHI
2904 | PRL-ZAK-002-O Lot 9 | HVDC-ADOPT-HE-0176 | AGI | EQ-001 | 365141 | 1 | Indoor | Layer - 12 Cells | 365 | 233 | 172 | 14.6277 | 4500 | 5000 | Stackable x3 | 85044083 | SEK | 2079511 | Americana | Sweden | Gothenburg | Khalifa port | 2024-06-27 | 2024-08-14 |  | 2024-08-31 | [12 empty] | CASE_LIST | 1 |  | warehouse | DSV Indoor | 2024-08-31 | warehouse | 1 | 1 | -1 | 0 | 8.5 | 3 | 8.5 | HITACHI(HE) |  | 0 | 1 | 1 | 2 | Flow 2: Port → WH → Site | DSV Indoor | HITACHI
2905 | PRL-ZAK-002-O Lot 9 | HVDC-ADOPT-HE-0176 | AGI | EQ-001 | 365145 | 1 | Indoor | Layer - 12 Cells | 365 | 233 | 172 | 14.6277 | 4500 | 5000 | Stackable x3 | 85044083 | SEK | 2079511 | Americana | Sweden | Gothenburg | Khalifa port | 2024-06-27 | 2024-08-14 |  | 2024-08-31 | [12 empty] | CASE_LIST | 1 |  | warehouse | DSV Indoor | 2024-08-31 | warehouse | 1 | 1 | -1 | 0 | 8.5 | 3 | 8.5 | HITACHI(HE) |  | 0 | 1 | 1 | 2 | Flow 2: Port → WH → Site | DSV Indoor | HITACHI
2906 | PRL-ZAK-002-O Lot 9 | HVDC-ADOPT-HE-0176 | AGI | EQ-001 | 365152 | 1 | Indoor | Layer - 12 Cells | 365 | 233 | 172 | 14.6277 | 4500 | 5000 | Stackable x1 | 85044083 | SEK | 2079511 | Americana | Sweden | Gothenburg | Khalifa port | 2024-06-27 | 2024-08-14 |  | 2024-08-31 | [12 empty] | CASE_LIST | 1 |  | warehouse | DSV Indoor | 2024-08-31 | warehouse | 1 | 1 | -1 | 0 | 8.5 | 1 | 8.5 | HITACHI(HE) |  | 0 | 1 | 1 | 2 | Flow 2: Port → WH → Site | DSV Indoor | HITACHI
2907 | PRL-ZAK-002-O Lot 9 | HVDC-ADOPT-HE-0176 | AGI | EQ-001 | 365155 | 1 | Indoor | Layer - 12 Cells | 365 | 233 | 172 | 14.6277 | 4500 | 5000 | Stackable x3 | 85044083 | SEK | 2079511 | Americana | Sweden | Gothenburg | Khalifa port | 2024-06-27 | 2024-08-14 |  | 2024-08-31 | [12 empty] | CASE_LIST | 1 |  | warehouse | DSV Indoor | 2024-08-31 | warehouse | 1 | 1 | -1 | 0 | 8.5 | 3 | 8.5 | HITACHI(HE) |  | 0 | 1 | 1 | 2 | Flow 2: Port → WH → Site | DSV Indoor | HITACHI
2908 | PRL-ZAK-002-O Lot 9 | HVDC-ADOPT-HE-0176 | AGI | EQ-001 | 365157 | 1 | Indoor | Layer - 12 Cells | 365 | 233 | 172 | 14.6277 | 4500 | 5000 | Stackable x3 | 85044083 | SEK | 2079511 | Americana | Sweden | Gothenburg | Khalifa port | 2024-06-27 | 2024-08-14 |  | 2024-08-31 | [12 empty] | CASE_LIST | 1 |  | warehouse | DSV Indoor | 2024-08-31 | warehouse | 1 | 1 | -1 | 0 | 8.5 | 3 | 8.5 | HITACHI(HE) |  | 0 | 1 | 1 | 2 | Flow 2: Port → WH → Site | DSV Indoor | HITACHI
2909 | PRL-ZAK-002-O Lot 9 | HVDC-ADOPT-HE-0176 | AGI | EQ-001 | 365176 | 1 | Indoor | Layer - 12 Cells | 365 | 233 | 172 | 14.6277 | 4500 | 5000 | Stackable x3 | 85044083 | SEK | 2079511 | Americana | Sweden | Gothenburg | Khalifa port | 2024-06-27 | 2024-08-14 |  |  | 2024-08-26 | [11 empty] | CASE_LIST | 1 |  | warehouse | DSV Al Markaz | 2024-08-26 | warehouse | 1 | 1 | -1 | 0 | 8.5 | 3 | 8.5 | HITACHI(HE) |  | 0 | 1 | 1 | 2 | Flow 2: Port → WH → Site | DSV Al Markaz | HITACHI
2910 | PRL-ZAK-002-O Lot 9 | HVDC-ADOPT-HE-0176 | AGI | EQ-001 | 365177 | 1 | Indoor | Layer - 12 Cells | 365 | 233 | 172 | 14.6277 | 4500 | 5000 | Stackable x3 | 85044083 | SEK | 2079511 | Americana | Sweden | Gothenburg | Khalifa port | 2024-06-27 | 2024-08-14 |  |  | 2024-08-26 | [11 empty] | CASE_LIST | 1 |  | warehouse | DSV Al Markaz | 2024-08-26 | warehouse | 1 | 1 | -1 | 0 | 8.5 | 3 | 8.5 | HITACHI(HE) |  | 0 | 1 | 1 | 2 | Flow 2: Port → WH → Site | DSV Al Markaz | HITACHI
2911 | PRL-ZAK-002-O Lot 9 | HVDC-ADOPT-HE-0176 | AGI | EQ-001 | 365181 | 1 | Indoor | Layer - 12 Cells | 365 | 233 | 172 | 14.6277 | 4500 | 5000 | Stackable x2 | 85044083 | SEK | 2079511 | Americana | Sweden | Gothenburg | Khalifa port | 2024-06-27 | 2024-08-14 |  | 2024-08-31 | [12 empty] | CASE_LIST | 1 |  | warehouse | DSV Indoor | 2024-08-31 | warehouse | 1 | 1 | -1 | 0 | 8.5 | 2 | 8.5 | HITACHI(HE) |  | 0 | 1 | 1 | 2 | Flow 2: Port → WH → Site | DSV Indoor | HITACHI
2912 | PRL-ZAK-002-O Lot 9 | HVDC-ADOPT-HE-0176 | AGI | EQ-001 | 365182 | 1 | Indoor | Layer - 12 Cells | 365 | 233 | 172 | 14.6277 | 4500 | 5000 | Stackable x1 | 85044083 | SEK | 2079511 | Americana | Sweden | Gothenburg | Khalifa port | 2024-06-27 | 2024-08-14 |  | 2024-08-31 | [12 empty] | CASE_LIST | 1 |  | warehouse | DSV Indoor | 2024-08-31 | warehouse | 1 | 1 | -1 | 0 | 8.5 | 1 | 8.5 | HITACHI(HE) |  | 0 | 1 | 1 | 2 | Flow 2: Port → WH → Site | DSV Indoor | HITACHI
2913 | PRL-ZAK-002-O Lot 9 | HVDC-ADOPT-HE-0176 | AGI | EQ-001 | 365183 | 1 | Indoor | Layer - 12 Cells | 365 | 233 | 172 | 14.6277 | 4500 | 5000 | Stackable x3 | 85044083 | SEK | 2079511 | Americana | Sweden | Gothenburg | Khalifa port | 2024-06-27 | 2024-08-14 |  | 2024-08-31 | [12 empty] | CASE_LIST | 1 |  | warehouse | DSV Indoor | 2024-08-31 | warehouse | 1 | 1 | -1 | 0 | 8.5 | 3 | 8.5 | HITACHI(HE) |  | 0 | 1 | 1 | 2 | Flow 2: Port → WH → Site | DSV Indoor | HITACHI
2914 | PRL-ZAK-002-O Lot 9 | HVDC-ADOPT-HE-0176 | AGI | EQ-001 | 365188 | 1 | Indoor | Layer - 12 Cells | 365 | 233 | 172 | 14.6277 | 4500 | 5000 | Stackable x3 | 85044083 | SEK | 2079511 | Americana | Sweden | Gothenburg | Khalifa port | 2024-06-27 | 2024-08-14 |  |  | 2024-08-26 | [11 empty] | CASE_LIST | 1 |  | warehouse | DSV Al Markaz | 2024-08-26 | warehouse | 1 | 1 | -1 | 0 | 8.5 | 3 | 8.5 | HITACHI(HE) |  | 0 | 1 | 1 | 2 | Flow 2: Port → WH → Site | DSV Al Markaz | HITACHI
2915 | PRL-ZAK-002-O Lot 9 | HVDC-ADOPT-HE-0176 | AGI | EQ-001 | 365189 | 1 | Indoor | Layer - 12 Cells | 365 | 233 | 172 | 14.6277 | 4500 | 5000 | Stackable x1 | 85044083 | SEK | 2079511 | Americana | Sweden | Gothenburg | Khalifa port | 2024-06-27 | 2024-08-14 |  | 2024-08-31 | [12 empty] | CASE_LIST | 1 |  | warehouse | DSV Indoor | 2024-08-31 | warehouse | 1 | 1 | -1 | 0 | 8.5 | 1 | 8.5 | HITACHI(HE) |  | 0 | 1 | 1 | 2 | Flow 2: Port → WH → Site | DSV Indoor | HITACHI
2916 | PRL-ZAK-002-O Lot 9 | HVDC-ADOPT-HE-0176 | AGI | EQ-001 | 365192 | 1 | Indoor | Layer - 12 Cells | 365 | 233 | 172 | 14.6277 | 4500 | 5000 | Stackable x1 | 85044083 | SEK | 2079511 | Americana | Sweden | Gothenburg | Khalifa port | 2024-06-27 | 2024-08-14 |  | 2024-08-31 | [12 empty] | CASE_LIST | 1 |  | warehouse | DSV Indoor | 2024-08-31 | warehouse | 1 | 1 | -1 | 0 | 8.5 | 1 | 8.5 | HITACHI(HE) |  | 0 | 1 | 1 | 2 | Flow 2: Port → WH → Site | DSV Indoor | HITACHI
2917 | PRL-ZAK-002-O Lot 9 | HVDC-ADOPT-HE-0176 | AGI | EQ-001 | 365193 | 1 | Indoor | Layer - 12 Cells | 365 | 233 | 172 | 14.6277 | 4500 | 5000 | Stackable x1 | 85044083 | SEK | 2079511 | Americana | Sweden | Gothenburg | Khalifa port | 2024-06-27 | 2024-08-14 |  |  | 2024-08-26 | [11 empty] | CASE_LIST | 1 |  | warehouse | DSV Al Markaz | 2024-08-26 | warehouse | 1 | 1 | -1 | 0 | 8.5 | 1 | 8.5 | HITACHI(HE) |  | 0 | 1 | 1 | 2 | Flow 2: Port → WH → Site | DSV Al Markaz | HITACHI
2918 | PRL-ZAK-002-O Lot 9 | HVDC-ADOPT-HE-0176 | AGI | EQ-001 | 365200 | 1 | Indoor | Layer - 12 Cells | 365 | 233 | 172 | 14.6277 | 4500 | 5000 | Stackable x3 | 85044083 | SEK | 2079511 | Americana | Sweden | Gothenburg | Khalifa port | 2024-06-27 | 2024-08-14 |  | 2024-08-31 | [12 empty] | CASE_LIST | 1 |  | warehouse | DSV Indoor | 2024-08-31 | warehouse | 1 | 1 | -1 | 0 | 8.5 | 3 | 8.5 | HITACHI(HE) |  | 0 | 1 | 1 | 2 | Flow 2: Port → WH → Site | DSV Indoor | HITACHI
2919 | PRL-ZAK-002-O Lot 9 | HVDC-ADOPT-HE-0176 | AGI | EQ-001 | 365211 | 1 | Indoor | Layer - 12 Cells | 365 | 233 | 172 | 14.6277 | 4500 | 5000 | Stackable x3 | 85044083 | SEK | 2079511 | Americana | Sweden | Gothenburg | Khalifa port | 2024-06-27 | 2024-08-14 |  | 2024-08-31 | [12 empty] | CASE_LIST | 1 |  | warehouse | DSV Indoor | 2024-08-31 | warehouse | 1 | 1 | -1 | 0 | 8.5 | 3 | 8.5 | HITACHI(HE) |  | 0 | 1 | 1 | 2 | Flow 2: Port → WH → Site | DSV Indoor | HITACHI
2920 | PRL-ZAK-002-O Lot 9 | HVDC-ADOPT-HE-0176 | AGI | EQ-001 | 365212 | 1 | Indoor | Layer - 12 Cells | 365 | 233 | 172 | 14.6277 | 4500 | 5000 | Stackable x3 | 85044083 | SEK | 2079511 | Americana | Sweden | Gothenburg | Khalifa port | 2024-06-27 | 2024-08-14 |  |  | 2024-08-26 | [11 empty] | CASE_LIST | 1 |  | warehouse | DSV Al Markaz | 2024-08-26 | warehouse | 1 | 1 | -1 | 0 | 8.5 | 3 | 8.5 | HITACHI(HE) |  | 0 | 1 | 1 | 2 | Flow 2: Port → WH → Site | DSV Al Markaz | HITACHI
2921 | PRL-ZAK-002-O Lot 9 | HVDC-ADOPT-HE-0176 | AGI | EQ-001 | 365235 | 1 | Indoor | Layer - 12 Cells | 365 | 233 | 172 | 14.6277 | 4500 | 5000 | Stackable x1 | 85044083 | SEK | 2079511 | Americana | Sweden | Gothenburg | Khalifa port | 2024-06-27 | 2024-08-14 |  | 2024-08-31 | [12 empty] | CASE_LIST | 1 |  | warehouse | DSV Indoor | 2024-08-31 | warehouse | 1 | 1 | -1 | 0 | 8.5 | 1 | 8.5 | HITACHI(HE) |  | 0 | 1 | 1 | 2 | Flow 2: Port → WH → Site | DSV Indoor | HITACHI
2922 | PRL-ZAK-002-O Lot 9 | HVDC-ADOPT-HE-0176 | AGI | EQ-001 | 365238 | 1 | Indoor | Layer - 12 Cells | 365 | 233 | 172 | 14.6277 | 4500 | 5000 | Stackable x1 | 85044083 | SEK | 2079511 | Americana | Sweden | Gothenburg | Khalifa port | 2024-06-27 | 2024-08-14 |  | 2024-08-31 | [12 empty] | CASE_LIST | 1 |  | warehouse | DSV Indoor | 2024-08-31 | warehouse | 1 | 1 | -1 | 0 | 8.5 | 1 | 8.5 | HITACHI(HE) |  | 0 | 1 | 1 | 2 | Flow 2: Port → WH → Site | DSV Indoor | HITACHI
2923 | PRL-ZAK-002-O Lot 9 | HVDC-ADOPT-HE-0176 | AGI | EQ-001 | 365239 | 1 | Indoor | Layer - 12 Cells | 365 | 233 | 172 | 14.6277 | 4500 | 5000 | Stackable x1 | 85044083 | SEK | 2079511 | Americana | Sweden | Gothenburg | Khalifa port | 2024-06-27 | 2024-08-14 |  | 2024-08-31 | [12 empty] | CASE_LIST | 1 |  | warehouse | DSV Indoor | 2024-08-31 | warehouse | 1 | 1 | -1 | 0 | 8.5 | 1 | 8.5 | HITACHI(HE) |  | 0 | 1 | 1 | 2 | Flow 2: Port → WH → Site | DSV Indoor | HITACHI
2924 | PRL-ZAK-002-O Lot 9 | HVDC-ADOPT-HE-0176 | AGI | EQ-001 | 365249 | 1 | Indoor | Layer - 12 Cells | 365 | 233 | 172 | 14.6277 | 4500 | 5000 | Stackable x1 | 85044083 | SEK | 2079511 | Americana | Sweden | Gothenburg | Khalifa port | 2024-06-27 | 2024-08-14 |  |  | 2024-08-26 | [11 empty] | CASE_LIST | 1 |  | warehouse | DSV Al Markaz | 2024-08-26 | warehouse | 1 | 1 | -1 | 0 | 8.5 | 1 | 8.5 | HITACHI(HE) |  | 0 | 1 | 1 | 2 | Flow 2: Port → WH → Site | DSV Al Markaz | HITACHI
2925 | PRL-ZAK-002-O Lot 9 | HVDC-ADOPT-HE-0176 | AGI | EQ-001 | 365250 | 1 | Indoor | Layer - 12 Cells | 365 | 233 | 172 | 14.6277 | 4500 | 5000 | Stackable x2 | 85044083 | SEK | 2079511 | Americana | Sweden | Gothenburg | Khalifa port | 2024-06-27 | 2024-08-14 |  |  | 2024-08-26 | [11 empty] | CASE_LIST | 1 |  | warehouse | DSV Al Markaz | 2024-08-26 | warehouse | 1 | 1 | -1 | 0 | 8.5 | 2 | 8.5 | HITACHI(HE) |  | 0 | 1 | 1 | 2 | Flow 2: Port → WH → Site | DSV Al Markaz | HITACHI
2926 | PRL-ZAK-002-O Lot 9 | HVDC-ADOPT-HE-0176 | AGI | EQ-001 | 365253 | 1 | Indoor | Layer - 12 Cells | 365 | 233 | 172 | 14.6277 | 4500 | 5000 | Stackable x2 | 85044083 | SEK | 2079511 | Americana | Sweden | Gothenburg | Khalifa port | 2024-06-27 | 2024-08-14 |  |  | 2024-08-26 | [11 empty] | CASE_LIST | 1 |  | warehouse | DSV Al Markaz | 2024-08-26 | warehouse | 1 | 1 | -1 | 0 | 8.5 | 2 | 8.5 | HITACHI(HE) |  | 0 | 1 | 1 | 2 | Flow 2: Port → WH → Site | DSV Al Markaz | HITACHI
2927 | PRL-ZAK-002-O Lot 9 | HVDC-ADOPT-HE-0176 | AGI | EQ-001 | 365255 | 1 | Indoor | Layer - 12 Cells | 365 | 233 | 172 | 14.6277 | 4500 | 5000 | Stackable x2 | 85044083 | SEK | 2079511 | Americana | Sweden | Gothenburg | Khalifa port | 2024-06-27 | 2024-08-14 |  | 2024-08-31 | [12 empty] | CASE_LIST | 1 |  | warehouse | DSV Indoor | 2024-08-31 | warehouse | 1 | 1 | -1 | 0 | 8.5 | 2 | 8.5 | HITACHI(HE) |  | 0 | 1 | 1 | 2 | Flow 2: Port → WH → Site | DSV Indoor | HITACHI
2928 | PRL-ZAK-002-O Lot 9 | HVDC-ADOPT-HE-0176 | AGI | EQ-001 | 365268 | 1 | Indoor | Layer - 12 Cells | 365 | 233 | 172 | 14.6277 | 4500 | 5000 | Stackable x3 | 85044083 | SEK | 2079511 | Americana | Sweden | Gothenburg | Khalifa port | 2024-06-27 | 2024-08-14 |  | 2024-08-31 | [12 empty] | CASE_LIST | 1 |  | warehouse | DSV Indoor | 2024-08-31 | warehouse | 1 | 1 | -1 | 0 | 8.5 | 3 | 8.5 | HITACHI(HE) |  | 0 | 1 | 1 | 2 | Flow 2: Port → WH → Site | DSV Indoor | HITACHI
2929 | PRL-ZAK-002-O Lot 9 | HVDC-ADOPT-HE-0176 | AGI | EQ-001 | 365271 | 1 | Indoor | Layer - 12 Cells | 365 | 233 | 172 | 14.6277 | 4500 | 5000 | Stackable x3 | 85044083 | SEK | 2079511 | Americana | Sweden | Gothenburg | Khalifa port | 2024-06-27 | 2024-08-14 |  | 2024-08-31 | [12 empty] | CASE_LIST | 1 |  | warehouse | DSV Indoor | 2024-08-31 | warehouse | 1 | 1 | -1 | 0 | 8.5 | 3 | 8.5 | HITACHI(HE) |  | 0 | 1 | 1 | 2 | Flow 2: Port → WH → Site | DSV Indoor | HITACHI
2930 | PRL-ZAK-002-O Lot 9 | HVDC-ADOPT-HE-0176 | AGI | EQ-001 | 365273 | 1 | Indoor | Layer - 12 Cells | 365 | 233 | 172 | 14.6277 | 4500 | 5000 | Stackable x2 | 85044083 | SEK | 2079511 | Americana | Sweden | Gothenburg | Khalifa port | 2024-06-27 | 2024-08-14 |  |  | 2024-08-26 | [11 empty] | CASE_LIST | 1 |  | warehouse | DSV Al Markaz | 2024-08-26 | warehouse | 1 | 1 | -1 | 0 | 8.5 | 2 | 8.5 | HITACHI(HE) |  | 0 | 1 | 1 | 2 | Flow 2: Port → WH → Site | DSV Al Markaz | HITACHI
2931 | PRL-ZAK-002-O Lot 9 | HVDC-ADOPT-HE-0176 | AGI | EQ-001 | 365317 | 1 | Indoor | Layer - 12 Cells | 365 | 233 | 172 | 14.6277 | 4500 | 5000 | Stackable x2 | 85044083 | SEK | 2079511 | Americana | Sweden | Gothenburg | Khalifa port | 2024-06-27 | 2024-08-14 |  | 2024-08-31 | [12 empty] | CASE_LIST | 1 |  | warehouse | DSV Indoor | 2024-08-31 | warehouse | 1 | 1 | -1 | 0 | 8.5 | 2 | 8.5 | HITACHI(HE) |  | 0 | 1 | 1 | 2 | Flow 2: Port → WH → Site | DSV Indoor | HITACHI
2932 | PRL-ZAK-002-O Lot 9 | HVDC-ADOPT-HE-0176 | AGI | EQ-001 | 365318 | 1 | Indoor | Layer - 12 Cells | 365 | 233 | 172 | 14.6277 | 4500 | 5000 | Stackable x1 | 85044083 | SEK | 2079511 | Americana | Sweden | Gothenburg | Khalifa port | 2024-06-27 | 2024-08-14 |  | 2024-08-31 | [12 empty] | CASE_LIST | 1 |  | warehouse | DSV Indoor | 2024-08-31 | warehouse | 1 | 1 | -1 | 0 | 8.5 | 1 | 8.5 | HITACHI(HE) |  | 0 | 1 | 1 | 2 | Flow 2: Port → WH → Site | DSV Indoor | HITACHI
2933 | PRL-ZAK-002-O Lot 9 | HVDC-ADOPT-HE-0176 | AGI | EQ-001 | 365319 | 1 | Indoor | Layer - 12 Cells | 365 | 233 | 172 | 14.6277 | 4500 | 5000 | Stackable x2 | 85044083 | SEK | 2079511 | Americana | Sweden | Gothenburg | Khalifa port | 2024-06-27 | 2024-08-14 |  |  | 2024-08-26 | [11 empty] | CASE_LIST | 1 |  | warehouse | DSV Al Markaz | 2024-08-26 | warehouse | 1 | 1 | -1 | 0 | 8.5 | 2 | 8.5 | HITACHI(HE) |  | 0 | 1 | 1 | 2 | Flow 2: Port → WH → Site | DSV Al Markaz | HITACHI
2934 | PRL-ZAK-002-O Lot 9 | HVDC-ADOPT-HE-0176 | AGI | EQ-001 | 365320 | 1 | Indoor | Layer - 12 Cells | 365 | 233 | 172 | 14.6277 | 4500 | 5000 | Stackable x1 | 85044083 | SEK | 2079511 | Americana | Sweden | Gothenburg | Khalifa port | 2024-06-27 | 2024-08-14 |  | 2024-08-31 | [12 empty] | CASE_LIST | 1 |  | warehouse | DSV Indoor | 2024-08-31 | warehouse | 1 | 1 | -1 | 0 | 8.5 | 1 | 8.5 | HITACHI(HE) |  | 0 | 1 | 1 | 2 | Flow 2: Port → WH → Site | DSV Indoor | HITACHI
2935 | PRL-ZAK-002-O Lot 9 | HVDC-ADOPT-HE-0176 | AGI | EQ-001 | 365321 | 1 | Indoor | Layer - 12 Cells | 365 | 233 | 172 | 14.6277 | 4500 | 5000 | Stackable x3 | 85044083 | SEK | 2079511 | Americana | Sweden | Gothenburg | Khalifa port | 2024-06-27 | 2024-08-14 |  | 2024-08-31 | [12 empty] | CASE_LIST | 1 |  | warehouse | DSV Indoor | 2024-08-31 | warehouse | 1 | 1 | -1 | 0 | 8.5 | 3 | 8.5 | HITACHI(HE) |  | 0 | 1 | 1 | 2 | Flow 2: Port → WH → Site | DSV Indoor | HITACHI
2849 | PRL-ZAK-002-O Lot 8 | HVDC-ADOPT-HE-0175 | AGI | EQ-001 | 364575 | 1 | Outdoor Covered | Top part installation - Positive | 447 | 270 | 108 | 13.0345 | 600 | 1040 | Stackable x3 | 85044083 | SEK | 320200 | Americana | Sweden | Gothenburg | Khalifa port | 2024-06-27 | 2024-08-14 |  |  |  |  | 2024-08-27 | [9 empty] | CASE_LIST | 1 |  | warehouse | DSV Outdoor | 2024-08-27 | warehouse | 1 | 1 | -1 | 0 | 12.07 | 3 | 12.07 | HITACHI(HE) |  | 0 | 1 | 1 | 2 | Flow 2: Port → WH → Site | DSV Outdoor | HITACHI
2850 | PRL-ZAK-002-O Lot 8 | HVDC-ADOPT-HE-0175 | AGI | EQ-001 | 364576 | 1 | Outdoor Covered | Top part installation - Positive | 447 | 270 | 108 | 13.0345 | 600 | 1040 | Stackable x3 | 85044083 | SEK | 320200 | Americana | Sweden | Gothenburg | Khalifa port | 2024-06-27 | 2024-08-14 |  |  |  |  | 2024-08-27 | [9 empty] | CASE_LIST | 1 |  | warehouse | DSV Outdoor | 2024-08-27 | warehouse | 1 | 1 | -1 | 0 | 12.07 | 3 | 12.07 | HITACHI(HE) |  | 0 | 1 | 1 | 2 | Flow 2: Port → WH → Site | DSV Outdoor | HITACHI
2851 | PRL-ZAK-002-O Lot 8 | HVDC-ADOPT-HE-0175 | AGI | EQ-001 | 364577 | 1 | Outdoor Covered | Top part installation - Positive | 447 | 270 | 108 | 13.0345 | 600 | 1040 | Stackable x3 | 85044083 | SEK | 320200 | Americana | Sweden | Gothenburg | Khalifa port | 2024-06-27 | 2024-08-14 |  |  |  |  | 2024-08-26 | [9 empty] | CASE_LIST | 1 |  | warehouse | DSV Outdoor | 2024-08-26 | warehouse | 1 | 1 | -1 | 0 | 12.07 | 3 | 12.07 | HITACHI(HE) |  | 0 | 1 | 1 | 2 | Flow 2: Port → WH → Site | DSV Outdoor | HITACHI
2852 | PRL-ZAK-002-O Lot 8 | HVDC-ADOPT-HE-0175 | AGI | EQ-001 | 364578 | 1 | Outdoor Covered | Top part installation - Positive | 447 | 270 | 108 | 13.0345 | 600 | 1040 | Stackable x3 | 85044083 | SEK | 320200 | Americana | Sweden | Gothenburg | Khalifa port | 2024-06-27 | 2024-08-14 |  |  |  |  | 2024-08-26 | [9 empty] | CASE_LIST | 1 |  | warehouse | DSV Outdoor | 2024-08-26 | warehouse | 1 | 1 | -1 | 0 | 12.07 | 3 | 12.07 | HITACHI(HE) |  | 0 | 1 | 1 | 2 | Flow 2: Port → WH → Site | DSV Outdoor | HITACHI
2853 | PRL-ZAK-002-O Lot 8 | HVDC-ADOPT-HE-0175 | AGI | EQ-001 | 364579 | 1 | Outdoor Covered | Top part installation - Positive | 447 | 270 | 108 | 13.0345 | 600 | 1040 | Stackable x3 | 85044083 | SEK | 320200 | Americana | Sweden | Gothenburg | Khalifa port | 2024-06-27 | 2024-08-14 |  |  |  |  | 2024-08-27 | [9 empty] | CASE_LIST | 1 |  | warehouse | DSV Outdoor | 2024-08-27 | warehouse | 1 | 1 | -1 | 0 | 12.07 | 3 | 12.07 | HITACHI(HE) |  | 0 | 1 | 1 | 2 | Flow 2: Port → WH → Site | DSV Outdoor | HITACHI
2854 | PRL-ZAK-002-O Lot 8 | HVDC-ADOPT-HE-0175 | AGI | EQ-001 | 364580 | 1 | Outdoor Covered | Top part installation - Positive | 447 | 270 | 108 | 13.0345 | 600 | 1040 | Stackable x3 | 85044083 | SEK | 320200 | Americana | Sweden | Gothenburg | Khalifa port | 2024-06-27 | 2024-08-14 |  |  |  |  | 2024-08-26 | [9 empty] | CASE_LIST | 1 |  | warehouse | DSV Outdoor | 2024-08-26 | warehouse | 1 | 1 | -1 | 0 | 12.07 | 3 | 12.07 | HITACHI(HE) |  | 0 | 1 | 1 | 2 | Flow 2: Port → WH → Site | DSV Outdoor | HITACHI
2855 | PRL-ZAK-002-O Lot 8 | HVDC-ADOPT-HE-0175 | AGI | EQ-001 | 364581 | 1 | Outdoor Covered | Top part installation - Positive | 447 | 270 | 108 | 13.0345 | 600 | 1040 | Stackable x3 | 85044083 | SEK | 320200 | Americana | Sweden | Gothenburg | Khalifa port | 2024-06-27 | 2024-08-14 |  |  |  |  | 2024-08-27 | [9 empty] | CASE_LIST | 1 |  | warehouse | DSV Outdoor | 2024-08-27 | warehouse | 1 | 1 | -1 | 0 | 12.07 | 3 | 12.07 | HITACHI(HE) |  | 0 | 1 | 1 | 2 | Flow 2: Port → WH → Site | DSV Outdoor | HITACHI
2856 | PRL-ZAK-002-O Lot 8 | HVDC-ADOPT-HE-0175 | AGI | EQ-001 | 364582 | 1 | Outdoor Covered | Top part installation - Positive | 447 | 270 | 108 | 13.0345 | 600 | 1040 | Stackable x3 | 85044083 | SEK | 320200 | Americana | Sweden | Gothenburg | Khalifa port | 2024-06-27 | 2024-08-14 |  |  |  |  | 2024-08-26 | [9 empty] | CASE_LIST | 1 |  | warehouse | DSV Outdoor | 2024-08-26 | warehouse | 1 | 1 | -1 | 0 | 12.07 | 3 | 12.07 | HITACHI(HE) |  | 0 | 1 | 1 | 2 | Flow 2: Port → WH → Site | DSV Outdoor | HITACHI
2857 | PRL-ZAK-002-O Lot 8 | HVDC-ADOPT-HE-0175 | AGI | EQ-001 | 364583 | 1 | Outdoor Covered | Top part installation - Positive | 447 | 270 | 108 | 13.0345 | 600 | 1040 | Stackable x3 | 85044083 | SEK | 320200 | Americana | Sweden | Gothenburg | Khalifa port | 2024-06-27 | 2024-08-14 |  |  |  |  | 2024-08-27 | [9 empty] | CASE_LIST | 1 |  | warehouse | DSV Outdoor | 2024-08-27 | warehouse | 1 | 1 | -1 | 0 | 12.07 | 3 | 12.07 | HITACHI(HE) |  | 0 | 1 | 1 | 2 | Flow 2: Port → WH → Site | DSV Outdoor | HITACHI
2858 | PRL-ZAK-002-O Lot 8 | HVDC-ADOPT-HE-0175 | AGI | EQ-001 | 364584 | 1 | Outdoor Covered | Top part installation - Positive | 447 | 270 | 108 | 13.0345 | 600 | 1040 | Stackable x3 | 85044083 | SEK | 320200 | Americana | Sweden | Gothenburg | Khalifa port | 2024-06-27 | 2024-08-14 |  |  |  |  | 2024-08-26 | [9 empty] | CASE_LIST | 1 |  | warehouse | DSV Outdoor | 2024-08-26 | warehouse | 1 | 1 | -1 | 0 | 12.07 | 3 | 12.07 | HITACHI(HE) |  | 0 | 1 | 1 | 2 | Flow 2: Port → WH → Site | DSV Outdoor | HITACHI
2859 | PRL-ZAK-002-O Lot 8 | HVDC-ADOPT-HE-0175 | AGI | EQ-001 | 364585 | 1 | Outdoor Covered | Top part installation - Positive | 447 | 270 | 108 | 13.0345 | 600 | 1040 | Stackable x3 | 85044083 | SEK | 320200 | Americana | Sweden | Gothenburg | Khalifa port | 2024-06-27 | 2024-08-14 |  |  |  |  | 2024-08-26 | [9 empty] | CASE_LIST | 1 |  | warehouse | DSV Outdoor | 2024-08-26 | warehouse | 1 | 1 | -1 | 0 | 12.07 | 3 | 12.07 | HITACHI(HE) |  | 0 | 1 | 1 | 2 | Flow 2: Port → WH → Site | DSV Outdoor | HITACHI
2860 | PRL-ZAK-002-O Lot 8 | HVDC-ADOPT-HE-0175 | AGI | EQ-001 | 364586 | 1 | Outdoor Covered | Top part installation - Positive | 447 | 270 | 108 | 13.0345 | 600 | 1040 | Stackable x3 | 85044083 | SEK | 320200 | Americana | Sweden | Gothenburg | Khalifa port | 2024-06-27 | 2024-08-14 |  |  |  |  | 2024-08-27 | [9 empty] | CASE_LIST | 1 |  | warehouse | DSV Outdoor | 2024-08-27 | warehouse | 1 | 1 | -1 | 0 | 12.07 | 3 | 12.07 | HITACHI(HE) |  | 0 | 1 | 1 | 2 | Flow 2: Port → WH → Site | DSV Outdoor | HITACHI
2861 | PRL-ZAK-002-O Lot 8 | HVDC-ADOPT-HE-0175 | AGI | EQ-001 | 364587 | 1 | Outdoor Covered | Top part installation - Positive | 447 | 270 | 108 | 13.0345 | 600 | 1040 | Stackable x3 | 85044083 | SEK | 320200 | Americana | Sweden | Gothenburg | Khalifa port | 2024-06-27 | 2024-08-14 |  |  |  |  | 2024-08-27 | [9 empty] | CASE_LIST | 1 |  | warehouse | DSV Outdoor | 2024-08-27 | warehouse | 1 | 1 | -1 | 0 | 12.07 | 3 | 12.07 | HITACHI(HE) |  | 0 | 1 | 1 | 2 | Flow 2: Port → WH → Site | DSV Outdoor | HITACHI
2862 | PRL-ZAK-002-O Lot 8 | HVDC-ADOPT-HE-0175 | AGI | EQ-001 | 364588 | 1 | Outdoor Covered | Top part installation - Positive | 447 | 270 | 108 | 13.0345 | 600 | 1040 | Stackable x3 | 85044083 | SEK | 320200 | Americana | Sweden | Gothenburg | Khalifa port | 2024-06-27 | 2024-08-14 |  |  |  |  | 2024-08-27 | [9 empty] | CASE_LIST | 1 |  | warehouse | DSV Outdoor | 2024-08-27 | warehouse | 1 | 1 | -1 | 0 | 12.07 | 3 | 12.07 | HITACHI(HE) |  | 0 | 1 | 1 | 2 | Flow 2: Port → WH → Site | DSV Outdoor | HITACHI
2863 | PRL-ZAK-002-O Lot 8 | HVDC-ADOPT-HE-0175 | AGI | EQ-001 | 364589 | 1 | Outdoor Covered | Top part installation - Positive | 447 | 270 | 108 | 13.0345 | 600 | 1040 | Stackable x3 | 85044083 | SEK | 320200 | Americana | Sweden | Gothenburg | Khalifa port | 2024-06-27 | 2024-08-14 |  |  |  |  | 2024-08-27 | [9 empty] | CASE_LIST | 1 |  | warehouse | DSV Outdoor | 2024-08-27 | warehouse | 1 | 1 | -1 | 0 | 12.07 | 3 | 12.07 | HITACHI(HE) |  | 0 | 1 | 1 | 2 | Flow 2: Port → WH → Site | DSV Outdoor | HITACHI
2864 | PRL-ZAK-002-O Lot 8 | HVDC-ADOPT-HE-0175 | AGI | EQ-001 | 364590 | 1 | Outdoor Covered | Top part installation - Positive | 447 | 270 | 108 | 13.0345 | 600 | 1040 | Stackable x3 | 85044083 | SEK | 320200 | Americana | Sweden | Gothenburg | Khalifa port | 2024-06-27 | 2024-08-14 |  |  |  |  | 2024-08-27 | [9 empty] | CASE_LIST | 1 |  | warehouse | DSV Outdoor | 2024-08-27 | warehouse | 1 | 1 | -1 | 0 | 12.07 | 3 | 12.07 | HITACHI(HE) |  | 0 | 1 | 1 | 2 | Flow 2: Port → WH → Site | DSV Outdoor | HITACHI
2865 | PRL-ZAK-002-O Lot 8 | HVDC-ADOPT-HE-0175 | AGI | EQ-001 | 364591 | 1 | Outdoor Covered | Top part installation - Positive | 447 | 270 | 108 | 13.0345 | 600 | 1040 | Stackable x1 | 85044083 | SEK | 320200 | Americana | Sweden | Gothenburg | Khalifa port | 2024-06-27 | 2024-08-14 |  |  |  |  | 2024-08-27 | [9 empty] | CASE_LIST | 1 |  | warehouse | DSV Outdoor | 2024-08-27 | warehouse | 1 | 1 | -1 | 0 | 12.07 | 1 | 12.07 | HITACHI(HE) |  | 0 | 1 | 1 | 2 | Flow 2: Port → WH → Site | DSV Outdoor | HITACHI
2866 | PRL-ZAK-002-O Lot 8 | HVDC-ADOPT-HE-0175 | AGI | EQ-001 | 364592 | 1 | Outdoor Covered | Top part installation - Positive | 447 | 270 | 108 | 13.0345 | 600 | 1040 | Stackable x1 | 85044083 | SEK | 320200 | Americana | Sweden | Gothenburg | Khalifa port | 2024-06-27 | 2024-08-14 |  |  |  |  | 2024-08-27 | [9 empty] | CASE_LIST | 1 |  | warehouse | DSV Outdoor | 2024-08-27 | warehouse | 1 | 1 | -1 | 0 | 12.07 | 1 | 12.07 | HITACHI(HE) |  | 0 | 1 | 1 | 2 | Flow 2: Port → WH → Site | DSV Outdoor | HITACHI
2867 | PRL-ZAK-002-O Lot 8 | HVDC-ADOPT-HE-0175 | AGI | EQ-001 | 364593 | 1 | Outdoor Covered | Top part installation - Positive | 447 | 270 | 108 | 13.0345 | 600 | 1040 | Stackable x1 | 85044083 | SEK | 320200 | Americana | Sweden | Gothenburg | Khalifa port | 2024-06-27 | 2024-08-14 |  |  |  |  | 2024-08-27 | [9 empty] | CASE_LIST | 1 |  | warehouse | DSV Outdoor | 2024-08-27 | warehouse | 1 | 1 | -1 | 0 | 12.07 | 1 | 12.07 | HITACHI(HE) |  | 0 | 1 | 1 | 2 | Flow 2: Port → WH → Site | DSV Outdoor | HITACHI
2868 | PRL-ZAK-002-O Lot 8 | HVDC-ADOPT-HE-0175 | AGI | EQ-001 | 364594 | 1 | Outdoor Covered | Top part installation - Positive | 447 | 270 | 108 | 13.0345 | 600 | 1040 | Stackable x1 | 85044083 | SEK | 320200 | Americana | Sweden | Gothenburg | Khalifa port | 2024-06-27 | 2024-08-14 |  |  |  |  | 2024-08-27 | [9 empty] | CASE_LIST | 1 |  | warehouse | DSV Outdoor | 2024-08-27 | warehouse | 1 | 1 | -1 | 0 | 12.07 | 1 | 12.07 | HITACHI(HE) |  | 0 | 1 | 1 | 2 | Flow 2: Port → WH → Site | DSV Outdoor | HITACHI
2869 | PRL-ZAK-002-O Lot 8 | HVDC-ADOPT-HE-0175 | AGI | EQ-001 | 364595 | 1 | Outdoor Covered | Top part installation - Positive | 447 | 270 | 108 | 13.0345 | 600 | 1040 | Stackable x1 | 85044083 | SEK | 320200 | Americana | Sweden | Gothenburg | Khalifa port | 2024-06-27 | 2024-08-14 |  |  |  |  | 2024-08-27 | [9 empty] | CASE_LIST | 1 |  | warehouse | DSV Outdoor | 2024-08-27 | warehouse | 1 | 1 | -1 | 0 | 12.07 | 1 | 12.07 | HITACHI(HE) |  | 0 | 1 | 1 | 2 | Flow 2: Port → WH → Site | DSV Outdoor | HITACHI
2870 | PRL-ZAK-002-O Lot 8 | HVDC-ADOPT-HE-0175 | AGI | EQ-001 | 364596 | 1 | Outdoor Covered | Top part installation - Positive | 447 | 270 | 108 | 13.0345 | 600 | 1040 | Stackable x1 | 85044083 | SEK | 320200 | Americana | Sweden | Gothenburg | Khalifa port | 2024-06-27 | 2024-08-14 |  |  |  |  | 2024-08-27 | [9 empty] | CASE_LIST | 1 |  | warehouse | DSV Outdoor | 2024-08-27 | warehouse | 1 | 1 | -1 | 0 | 12.07 | 1 | 12.07 | HITACHI(HE) |  | 0 | 1 | 1 | 2 | Flow 2: Port → WH → Site | DSV Outdoor | HITACHI
2871 | PRL-ZAK-002-O Lot 8 | HVDC-ADOPT-HE-0175 | AGI | EQ-001 | 364597 | 1 | Outdoor Covered | Top part installation - Positive | 447 | 270 | 108 | 13.0345 | 600 | 1040 | Stackable x1 | 85044083 | SEK | 320200 | Americana | Sweden | Gothenburg | Khalifa port | 2024-06-27 | 2024-08-14 |  |  |  |  | 2024-08-27 | [9 empty] | CASE_LIST | 1 |  | warehouse | DSV Outdoor | 2024-08-27 | warehouse | 1 | 1 | -1 | 0 | 12.07 | 1 | 12.07 | HITACHI(HE) |  | 0 | 1 | 1 | 2 | Flow 2: Port → WH → Site | DSV Outdoor | HITACHI
2872 | PRL-ZAK-002-O Lot 8 | HVDC-ADOPT-HE-0175 | AGI | EQ-001 | 364598 | 1 | Outdoor Covered | Top part installation - Positive | 447 | 270 | 108 | 13.0345 | 600 | 1040 | Stackable x1 | 85044083 | SEK | 320200 | Americana | Sweden | Gothenburg | Khalifa port | 2024-06-27 | 2024-08-14 |  |  |  |  | 2024-08-27 | [9 empty] | CASE_LIST | 1 |  | warehouse | DSV Outdoor | 2024-08-27 | warehouse | 1 | 1 | -1 | 0 | 12.07 | 1 | 12.07 | HITACHI(HE) |  | 0 | 1 | 1 | 2 | Flow 2: Port → WH → Site | DSV Outdoor | HITACHI
2873 | PRL-ZAK-002-O Lot 8 | HVDC-ADOPT-HE-0175 | AGI | EQ-001 | 364599 | 1 | Outdoor Covered | Top part installation - Negative | 447 | 270 | 108 | 13.0345 | 600 | 1040 | Stackable x1 | 85044083 | SEK | 320200 | Americana | Sweden | Gothenburg | Khalifa port | 2024-06-27 | 2024-08-14 |  |  |  |  | 2024-08-27 | [9 empty] | CASE_LIST | 1 |  | warehouse | DSV Outdoor | 2024-08-27 | warehouse | 1 | 1 | -1 | 0 | 12.07 | 1 | 12.07 | HITACHI(HE) |  | 0 | 1 | 1 | 2 | Flow 2: Port → WH → Site | DSV Outdoor | HITACHI
2874 | PRL-ZAK-002-O Lot 8 | HVDC-ADOPT-HE-0175 | AGI | EQ-001 | 364600 | 1 | Outdoor Covered | Top part installation - Negative | 447 | 270 | 108 | 13.0345 | 600 | 1040 | Stackable x1 | 85044083 | SEK | 320200 | Americana | Sweden | Gothenburg | Khalifa port | 2024-06-27 | 2024-08-14 |  |  |  |  | 2024-08-26 | [9 empty] | CASE_LIST | 1 |  | warehouse | DSV Outdoor | 2024-08-26 | warehouse | 1 | 1 | -1 | 0 | 12.07 | 1 | 12.07 | HITACHI(HE) |  | 0 | 1 | 1 | 2 | Flow 2: Port → WH → Site | DSV Outdoor | HITACHI
2875 | PRL-ZAK-002-O Lot 8 | HVDC-ADOPT-HE-0175 | AGI | EQ-001 | 364601 | 1 | Outdoor Covered | Top part installation - Negative | 447 | 270 | 108 | 13.0345 | 600 | 1040 | Stackable x1 | 85044083 | SEK | 320200 | Americana | Sweden | Gothenburg | Khalifa port | 2024-06-27 | 2024-08-14 |  |  |  |  | 2024-08-27 | [9 empty] | CASE_LIST | 1 |  | warehouse | DSV Outdoor | 2024-08-27 | warehouse | 1 | 1 | -1 | 0 | 12.07 | 1 | 12.07 | HITACHI(HE) |  | 0 | 1 | 1 | 2 | Flow 2: Port → WH → Site | DSV Outdoor | HITACHI
2876 | PRL-ZAK-002-O Lot 8 | HVDC-ADOPT-HE-0175 | AGI | EQ-001 | 364602 | 1 | Outdoor Covered | Top part installation - Negative | 447 | 270 | 108 | 13.0345 | 600 | 1040 | Stackable x1 | 85044083 | SEK | 320200 | Americana | Sweden | Gothenburg | Khalifa port | 2024-06-27 | 2024-08-14 |  |  |  |  | 2024-08-26 | [9 empty] | CASE_LIST | 1 |  | warehouse | DSV Outdoor | 2024-08-26 | warehouse | 1 | 1 | -1 | 0 | 12.07 | 1 | 12.07 | HITACHI(HE) |  | 0 | 1 | 1 | 2 | Flow 2: Port → WH → Site | DSV Outdoor | HITACHI
2877 | PRL-ZAK-002-O Lot 8 | HVDC-ADOPT-HE-0175 | AGI | EQ-001 | 364603 | 1 | Outdoor Covered | Top part installation - Negative | 447 | 270 | 108 | 13.0345 | 600 | 1040 | Stackable x1 | 85044083 | SEK | 320200 | Americana | Sweden | Gothenburg | Khalifa port | 2024-06-27 | 2024-08-14 |  |  |  |  | 2024-08-26 | [9 empty] | CASE_LIST | 1 |  | warehouse | DSV Outdoor | 2024-08-26 | warehouse | 1 | 1 | -1 | 0 | 12.07 | 1 | 12.07 | HITACHI(HE) |  | 0 | 1 | 1 | 2 | Flow 2: Port → WH → Site | DSV Outdoor | HITACHI
2878 | PRL-ZAK-002-O Lot 8 | HVDC-ADOPT-HE-0175 | AGI | EQ-001 | 364604 | 1 | Outdoor Covered | Top part installation - Negative | 447 | 270 | 108 | 13.0345 | 600 | 1040 | Stackable x1 | 85044083 | SEK | 320200 | Americana | Sweden | Gothenburg | Khalifa port | 2024-06-27 | 2024-08-14 |  |  |  |  | 2024-08-26 | [9 empty] | CASE_LIST | 1 |  | warehouse | DSV Outdoor | 2024-08-26 | warehouse | 1 | 1 | -1 | 0 | 12.07 | 1 | 12.07 | HITACHI(HE) |  | 0 | 1 | 1 | 2 | Flow 2: Port → WH → Site | DSV Outdoor | HITACHI
2879 | PRL-ZAK-002-O Lot 8 | HVDC-ADOPT-HE-0175 | AGI | EQ-001 | 364605 | 1 | Outdoor Covered | Top part installation - Negative | 447 | 270 | 108 | 13.0345 | 600 | 1040 | Stackable x1 | 85044083 | SEK | 320200 | Americana | Sweden | Gothenburg | Khalifa port | 2024-06-27 | 2024-08-14 |  |  |  |  | 2024-08-26 | [9 empty] | CASE_LIST | 1 |  | warehouse | DSV Outdoor | 2024-08-26 | warehouse | 1 | 1 | -1 | 0 | 12.07 | 1 | 12.07 | HITACHI(HE) |  | 0 | 1 | 1 | 2 | Flow 2: Port → WH → Site | DSV Outdoor | HITACHI
2880 | PRL-ZAK-002-O Lot 8 | HVDC-ADOPT-HE-0175 | AGI | EQ-001 | 364606 | 1 | Outdoor Covered | Top part installation - Negative | 447 | 270 | 108 | 13.0345 | 600 | 1040 | Stackable x1 | 85044083 | SEK | 320200 | Americana | Sweden | Gothenburg | Khalifa port | 2024-06-27 | 2024-08-14 |  |  |  |  | 2024-08-26 | [9 empty] | CASE_LIST | 1 |  | warehouse | DSV Outdoor | 2024-08-26 | warehouse | 1 | 1 | -1 | 0 | 12.07 | 1 | 12.07 | HITACHI(HE) |  | 0 | 1 | 1 | 2 | Flow 2: Port → WH → Site | DSV Outdoor | HITACHI
2881 | PRL-ZAK-002-O Lot 8 | HVDC-ADOPT-HE-0175 | AGI | EQ-001 | 364607 | 1 | Outdoor Covered | Top part installation - Negative | 447 | 270 | 108 | 13.0345 | 600 | 1040 | Stackable x3 | 85044083 | SEK | 320200 | Americana | Sweden | Gothenburg | Khalifa port | 2024-06-27 | 2024-08-14 |  |  |  |  | 2024-08-26 | [9 empty] | CASE_LIST | 1 |  | warehouse | DSV Outdoor | 2024-08-26 | warehouse | 1 | 1 | -1 | 0 | 12.07 | 3 | 12.07 | HITACHI(HE) |  | 0 | 1 | 1 | 2 | Flow 2: Port → WH → Site | DSV Outdoor | HITACHI
2882 | PRL-ZAK-002-O Lot 8 | HVDC-ADOPT-HE-0175 | AGI | EQ-001 | 364608 | 1 | Outdoor Covered | Top part installation - Negative | 447 | 270 | 108 | 13.0345 | 600 | 1040 | Stackable x3 | 85044083 | SEK | 320200 | Americana | Sweden | Gothenburg | Khalifa port | 2024-06-27 | 2024-08-14 |  |  |  |  | 2024-08-27 | [9 empty] | CASE_LIST | 1 |  | warehouse | DSV Outdoor | 2024-08-27 | warehouse | 1 | 1 | -1 | 0 | 12.07 | 3 | 12.07 | HITACHI(HE) |  | 0 | 1 | 1 | 2 | Flow 2: Port → WH → Site | DSV Outdoor | HITACHI
2883 | PRL-ZAK-002-O Lot 8 | HVDC-ADOPT-HE-0175 | AGI | EQ-001 | 364609 | 1 | Outdoor Covered | Top part installation - Negative | 447 | 270 | 108 | 13.0345 | 600 | 1040 | Stackable x2 | 85044083 | SEK | 320200 | Americana | Sweden | Gothenburg | Khalifa port | 2024-06-27 | 2024-08-14 |  |  |  |  | 2024-08-27 | [9 empty] | CASE_LIST | 1 |  | warehouse | DSV Outdoor | 2024-08-27 | warehouse | 1 | 1 | -1 | 0 | 12.07 | 2 | 12.07 | HITACHI(HE) |  | 0 | 1 | 1 | 2 | Flow 2: Port → WH → Site | DSV Outdoor | HITACHI
2884 | PRL-ZAK-002-O Lot 8 | HVDC-ADOPT-HE-0175 | AGI | EQ-001 | 364610 | 1 | Outdoor Covered | Top part installation - Negative | 447 | 270 | 108 | 13.0345 | 600 | 1040 | Stackable x2 | 85044083 | SEK | 320200 | Americana | Sweden | Gothenburg | Khalifa port | 2024-06-27 | 2024-08-14 |  |  |  |  | 2024-08-27 | [9 empty] | CASE_LIST | 1 |  | warehouse | DSV Outdoor | 2024-08-27 | warehouse | 1 | 1 | -1 | 0 | 12.07 | 2 | 12.07 | HITACHI(HE) |  | 0 | 1 | 1 | 2 | Flow 2: Port → WH → Site | DSV Outdoor | HITACHI
2885 | PRL-ZAK-002-O Lot 8 | HVDC-ADOPT-HE-0175 | AGI | EQ-001 | 364611 | 1 | Outdoor Covered | Top part installation - Negative | 447 | 270 | 108 | 13.0345 | 600 | 1040 | Stackable x2 | 85044083 | SEK | 320200 | Americana | Sweden | Gothenburg | Khalifa port | 2024-06-27 | 2024-08-14 |  |  |  |  | 2024-08-27 | [9 empty] | CASE_LIST | 1 |  | warehouse | DSV Outdoor | 2024-08-27 | warehouse | 1 | 1 | -1 | 0 | 12.07 | 2 | 12.07 | HITACHI(HE) |  | 0 | 1 | 1 | 2 | Flow 2: Port → WH → Site | DSV Outdoor | HITACHI
2886 | PRL-ZAK-002-O Lot 8 | HVDC-ADOPT-HE-0175 | AGI | EQ-001 | 364612 | 1 | Outdoor Covered | Top part installation - Negative | 447 | 270 | 108 | 13.0345 | 600 | 1040 | Stackable x2 | 85044083 | SEK | 320200 | Americana | Sweden | Gothenburg | Khalifa port | 2024-06-27 | 2024-08-14 |  |  |  |  | 2024-08-26 | [9 empty] | CASE_LIST | 1 |  | warehouse | DSV Outdoor | 2024-08-26 | warehouse | 1 | 1 | -1 | 0 | 12.07 | 2 | 12.07 | HITACHI(HE) |  | 0 | 1 | 1 | 2 | Flow 2: Port → WH → Site | DSV Outdoor | HITACHI
2887 | PRL-ZAK-002-O Lot 8 | HVDC-ADOPT-HE-0175 | AGI | EQ-001 | 364613 | 1 | Outdoor Covered | Top part installation - Negative | 447 | 270 | 108 | 13.0345 | 600 | 1040 | Stackable x2 | 85044083 | SEK | 320200 | Americana | Sweden | Gothenburg | Khalifa port | 2024-06-27 | 2024-08-14 |  |  |  |  | 2024-08-27 | [9 empty] | CASE_LIST | 1 |  | warehouse | DSV Outdoor | 2024-08-27 | warehouse | 1 | 1 | -1 | 0 | 12.07 | 2 | 12.07 | HITACHI(HE) |  | 0 | 1 | 1 | 2 | Flow 2: Port → WH → Site | DSV Outdoor | HITACHI
2888 | PRL-ZAK-002-O Lot 8 | HVDC-ADOPT-HE-0175 | AGI | EQ-001 | 364614 | 1 | Outdoor Covered | Top part installation - Negative | 447 | 270 | 108 | 13.0345 | 600 | 1040 | Stackable x2 | 85044083 | SEK | 320200 | Americana | Sweden | Gothenburg | Khalifa port | 2024-06-27 | 2024-08-14 |  |  |  |  | 2024-08-27 | [9 empty] | CASE_LIST | 1 |  | warehouse | DSV Outdoor | 2024-08-27 | warehouse | 1 | 1 | -1 | 0 | 12.07 | 2 | 12.07 | HITACHI(HE) |  | 0 | 1 | 1 | 2 | Flow 2: Port → WH → Site | DSV Outdoor | HITACHI
2889 | PRL-ZAK-002-O Lot 8 | HVDC-ADOPT-HE-0175 | AGI | EQ-001 | 364615 | 1 | Outdoor Covered | Top part installation - Negative | 447 | 270 | 108 | 13.0345 | 600 | 1040 | Stackable x2 | 85044083 | SEK | 320200 | Americana | Sweden | Gothenburg | Khalifa port | 2024-06-27 | 2024-08-14 |  |  |  |  | 2024-08-27 | [9 empty] | CASE_LIST | 1 |  | warehouse | DSV Outdoor | 2024-08-27 | warehouse | 1 | 1 | -1 | 0 | 12.07 | 2 | 12.07 | HITACHI(HE) |  | 0 | 1 | 1 | 2 | Flow 2: Port → WH → Site | DSV Outdoor | HITACHI
2890 | PRL-ZAK-002-O Lot 8 | HVDC-ADOPT-HE-0175 | AGI | EQ-001 | 364616 | 1 | Outdoor Covered | Top part installation - Negative | 447 | 270 | 108 | 13.0345 | 600 | 1040 | Stackable x2 | 85044083 | SEK | 320200 | Americana | Sweden | Gothenburg | Khalifa port | 2024-06-27 | 2024-08-14 |  |  |  |  | 2024-08-26 | [9 empty] | CASE_LIST | 1 |  | warehouse | DSV Outdoor | 2024-08-26 | warehouse | 1 | 1 | -1 | 0 | 12.07 | 2 | 12.07 | HITACHI(HE) |  | 0 | 1 | 1 | 2 | Flow 2: Port → WH → Site | DSV Outdoor | HITACHI
2891 | PRL-ZAK-002-O Lot 8 | HVDC-ADOPT-HE-0175 | AGI | EQ-001 | 364617 | 1 | Outdoor Covered | Top part installation - Negative | 447 | 270 | 108 | 13.0345 | 600 | 1040 | Stackable x2 | 85044083 | SEK | 320200 | Americana | Sweden | Gothenburg | Khalifa port | 2024-06-27 | 2024-08-14 |  |  |  |  | 2024-08-27 | [9 empty] | CASE_LIST | 1 |  | warehouse | DSV Outdoor | 2024-08-27 | warehouse | 1 | 1 | -1 | 0 | 12.07 | 2 | 12.07 | HITACHI(HE) |  | 0 | 1 | 1 | 2 | Flow 2: Port → WH → Site | DSV Outdoor | HITACHI
2892 | PRL-ZAK-002-O Lot 8 | HVDC-ADOPT-HE-0175 | AGI | EQ-001 | 364618 | 1 | Outdoor Covered | Top part installation - Negative | 447 | 270 | 108 | 13.0345 | 600 | 1040 | Stackable x2 | 85044083 | SEK | 320200 | Americana | Sweden | Gothenburg | Khalifa port | 2024-06-27 | 2024-08-14 |  |  |  |  | 2024-08-27 | [9 empty] | CASE_LIST | 1 |  | warehouse | DSV Outdoor | 2024-08-27 | warehouse | 1 | 1 | -1 | 0 | 12.07 | 2 | 12.07 | HITACHI(HE) |  | 0 | 1 | 1 | 2 | Flow 2: Port → WH → Site | DSV Outdoor | HITACHI
2893 | PRL-ZAK-002-O Lot 8 | HVDC-ADOPT-HE-0175 | AGI | EQ-001 | 364619 | 1 | Outdoor Covered | Top part installation - Negative | 447 | 270 | 108 | 13.0345 | 600 | 1040 | Stackable x2 | 85044083 | SEK | 320200 | Americana | Sweden | Gothenburg | Khalifa port | 2024-06-27 | 2024-08-14 |  |  |  |  | 2024-08-27 | [9 empty] | CASE_LIST | 1 |  | warehouse | DSV Outdoor | 2024-08-27 | warehouse | 1 | 1 | -1 | 0 | 12.07 | 2 | 12.07 | HITACHI(HE) |  | 0 | 1 | 1 | 2 | Flow 2: Port → WH → Site | DSV Outdoor | HITACHI
2894 | PRL-ZAK-002-O Lot 8 | HVDC-ADOPT-HE-0175 | AGI | EQ-001 | 364620 | 1 | Outdoor Covered | Top part installation - Negative | 447 | 270 | 108 | 13.0345 | 600 | 1040 | Stackable x2 | 85044083 | SEK | 320200 | Americana | Sweden | Gothenburg | Khalifa port | 2024-06-27 | 2024-08-14 |  |  |  |  | 2024-08-26 | [9 empty] | CASE_LIST | 1 |  | warehouse | DSV Outdoor | 2024-08-26 | warehouse | 1 | 1 | -1 | 0 | 12.07 | 2 | 12.07 | HITACHI(HE) |  | 0 | 1 | 1 | 2 | Flow 2: Port → WH → Site | DSV Outdoor | HITACHI
2895 | PRL-ZAK-002-O Lot 8 | HVDC-ADOPT-HE-0175 | AGI | EQ-001 | 364621 | 1 | Outdoor Covered | Top part installation - Negative | 447 | 270 | 108 | 13.0345 | 600 | 1040 | Stackable x2 | 85044083 | SEK | 320200 | Americana | Sweden | Gothenburg | Khalifa port | 2024-06-27 | 2024-08-14 |  |  |  |  | 2024-08-26 | [9 empty] | CASE_LIST | 1 |  | warehouse | DSV Outdoor | 2024-08-26 | warehouse | 1 | 1 | -1 | 0 | 12.07 | 2 | 12.07 | HITACHI(HE) |  | 0 | 1 | 1 | 2 | Flow 2: Port → WH → Site | DSV Outdoor | HITACHI
2896 | PRL-ZAK-002-O Lot 8 | HVDC-ADOPT-HE-0175 | AGI | EQ-001 | 364477 | 1 | Outdoor Covered | Top part installation - Negative | 447 | 270 | 108 | 13.0345 | 600 | 1040 | Stackable x2 | 85044083 | SEK | 320200 | Americana | Sweden | Gothenburg | Khalifa port | 2024-06-27 | 2024-08-14 |  |  |  |  | 2024-08-26 | [9 empty] | CASE_LIST | 1 |  | warehouse | DSV Outdoor | 2024-08-26 | warehouse | 1 | 1 | -1 | 0 | 12.07 | 2 | 12.07 | HITACHI(HE) |  | 0 | 1 | 1 | 2 | Flow 2: Port → WH → Site | DSV Outdoor | HITACHI
2793 | PRL-ZAK-002-O Lot 7 | HVDC-ADOPT-HE-0174 | AGI | EQ-001 | 364191 | 1 | Outdoor Covered | Corona Rings | 114 | 110 | 118 | 1.4797 | 200 | 248 | Stackable x3 | 85044083 | SEK | 320200 | MSC Branka | Sweden | Gothenburg | Khalifa port | 2024-06-20 | 2024-08-06 |  |  |  |  | 2024-08-16 | [9 empty] | CASE_LIST | 1 |  | warehouse | DSV Outdoor | 2024-08-16 | warehouse | 1 | 1 | -1 | 0 | 1.25 | 3 | 1.25 | HITACHI(HE) |  | 0 | 1 | 1 | 2 | Flow 2: Port → WH → Site | DSV Outdoor | HITACHI
2794 | PRL-ZAK-002-O Lot 7 | HVDC-ADOPT-HE-0174 | AGI | EQ-001 | 364192 | 1 | Outdoor Covered | Corona Rings | 114 | 110 | 118 | 1.4797 | 200 | 248 | Stackable x3 | 85044083 | SEK | 320200 | MSC Branka | Sweden | Gothenburg | Khalifa port | 2024-06-20 | 2024-08-06 |  |  |  |  | 2024-08-16 | [9 empty] | CASE_LIST | 1 |  | warehouse | DSV Outdoor | 2024-08-16 | warehouse | 1 | 1 | -1 | 0 | 1.25 | 3 | 1.25 | HITACHI(HE) |  | 0 | 1 | 1 | 2 | Flow 2: Port → WH → Site | DSV Outdoor | HITACHI
2795 | PRL-ZAK-002-O Lot 7 | HVDC-ADOPT-HE-0174 | AGI | EQ-001 | 364193 | 1 | Outdoor Covered | Corona Rings | 114 | 110 | 118 | 1.4797 | 200 | 248 | Stackable x3 | 85044083 | SEK | 320200 | MSC Branka | Sweden | Gothenburg | Khalifa port | 2024-06-20 | 2024-08-06 |  |  |  |  | 2024-08-16 | [9 empty] | CASE_LIST | 1 |  | warehouse | DSV Outdoor | 2024-08-16 | warehouse | 1 | 1 | -1 | 0 | 1.25 | 3 | 1.25 | HITACHI(HE) |  | 0 | 1 | 1 | 2 | Flow 2: Port → WH → Site | DSV Outdoor | HITACHI
2796 | PRL-ZAK-002-O Lot 7 | HVDC-ADOPT-HE-0174 | AGI | EQ-001 | 364194 | 1 | Outdoor Covered | Corona Rings | 114 | 110 | 118 | 1.4797 | 200 | 248 | Stackable x3 | 85044083 | SEK | 320200 | MSC Branka | Sweden | Gothenburg | Khalifa port | 2024-06-20 | 2024-08-06 |  |  |  |  | 2024-08-16 | [9 empty] | CASE_LIST | 1 |  | warehouse | DSV Outdoor | 2024-08-16 | warehouse | 1 | 1 | -1 | 0 | 1.25 | 3 | 1.25 | HITACHI(HE) |  | 0 | 1 | 1 | 2 | Flow 2: Port → WH → Site | DSV Outdoor | HITACHI
2797 | PRL-ZAK-002-O Lot 7 | HVDC-ADOPT-HE-0174 | AGI | EQ-001 | 364487 | 1 | Outdoor Covered | PVDF pipe type 2 + Quick connection | 118 | 68 | 80 | 0.64192 | 77 | 117 | Stackable x3 | 85044083 | SEK | 320200 | MSC Branka | Sweden | Gothenburg | Khalifa port | 2024-06-20 | 2024-08-06 |  |  |  |  | 2024-08-15 | [9 empty] | CASE_LIST | 1 |  | warehouse | DSV Outdoor | 2024-08-15 | warehouse | 1 | 1 | -1 | 0 | 0.8 | 3 | 0.8 | HITACHI(HE) |  | 0 | 1 | 1 | 2 | Flow 2: Port → WH → Site | DSV Outdoor | HITACHI
2798 | PRL-ZAK-002-O Lot 7 | HVDC-ADOPT-HE-0174 | AGI | EQ-001 | 364488 | 1 | Outdoor Covered | PVDF pipe type 2 + Quick connection | 118 | 68 | 80 | 0.64192 | 77 | 117 | Stackable x3 | 85044083 | SEK | 320200 | MSC Branka | Sweden | Gothenburg | Khalifa port | 2024-06-20 | 2024-08-06 |  |  |  |  | 2024-08-15 | [9 empty] | CASE_LIST | 1 |  | warehouse | DSV Outdoor | 2024-08-15 | warehouse | 1 | 1 | -1 | 0 | 0.8 | 3 | 0.8 | HITACHI(HE) |  | 0 | 1 | 1 | 2 | Flow 2: Port → WH → Site | DSV Outdoor | HITACHI
2799 | PRL-ZAK-002-O Lot 7 | HVDC-ADOPT-HE-0174 | AGI | EQ-001 | 364489 | 1 | Outdoor Covered | PVDF pipe type 2 + Quick connection | 118 | 68 | 80 | 0.64192 | 77 | 117 | Stackable x3 | 85044083 | SEK | 320200 | MSC Branka | Sweden | Gothenburg | Khalifa port | 2024-06-20 | 2024-08-06 |  |  |  |  | 2024-08-15 | [9 empty] | CASE_LIST | 1 |  | warehouse | DSV Outdoor | 2024-08-15 | warehouse | 1 | 1 | -1 | 0 | 0.8 | 3 | 0.8 | HITACHI(HE) |  | 0 | 1 | 1 | 2 | Flow 2: Port → WH → Site | DSV Outdoor | HITACHI
2800 | PRL-ZAK-002-O Lot 7 | HVDC-ADOPT-HE-0174 | AGI | EQ-001 | 364490 | 1 | Outdoor Covered | PVDF pipe type 2 + Quick connection | 118 | 68 | 80 | 0.64192 | 77 | 117 | Stackable x3 | 85044083 | SEK | 320200 | MSC Branka | Sweden | Gothenburg | Khalifa port | 2024-06-20 | 2024-08-06 |  |  |  |  | 2024-08-15 | [9 empty] | CASE_LIST | 1 |  | warehouse | DSV Outdoor | 2024-08-15 | warehouse | 1 | 1 | -1 | 0 | 0.8 | 3 | 0.8 | HITACHI(HE) |  | 0 | 1 | 1 | 2 | Flow 2: Port → WH → Site | DSV Outdoor | HITACHI
2801 | PRL-ZAK-002-O Lot 7 | HVDC-ADOPT-HE-0174 | AGI | EQ-001 | 364492 | 1 | Outdoor Covered | Laminate stud assemblies 1 | 315 | 106 | 124 | 4.1404 | 1525 | 1725 | Stackable x4 | 85044083 | SEK | 320200 | MSC Branka | Sweden | Gothenburg | Khalifa port | 2024-06-20 | 2024-08-06 |  |  |  |  | 2024-08-15 | [9 empty] | CASE_LIST | 1 |  | warehouse | DSV Outdoor | 2024-08-15 | warehouse | 1 | 1 | -1 | 0 | 3.34 | 4 | 3.34 | HITACHI(HE) |  | 0 | 1 | 1 | 2 | Flow 2: Port → WH → Site | DSV Outdoor | HITACHI
2802 | PRL-ZAK-002-O Lot 7 | HVDC-ADOPT-HE-0174 | AGI | EQ-001 | 364493 | 1 | Outdoor Covered | Laminate stud assemblies 1 | 315 | 106 | 124 | 4.1404 | 1525 | 1725 | Stackable x3 | 85044083 | SEK | 320200 | MSC Branka | Sweden | Gothenburg | Khalifa port | 2024-06-20 | 2024-08-06 |  |  |  |  | 2024-08-15 | [9 empty] | CASE_LIST | 1 |  | warehouse | DSV Outdoor | 2024-08-15 | warehouse | 1 | 1 | -1 | 0 | 3.34 | 3 | 3.34 | HITACHI(HE) |  | 0 | 1 | 1 | 2 | Flow 2: Port → WH → Site | DSV Outdoor | HITACHI
2803 | PRL-ZAK-002-O Lot 7 | HVDC-ADOPT-HE-0174 | AGI | EQ-001 | 364494 | 1 | Outdoor Covered | Laminate stud assemblies 1 | 315 | 106 | 124 | 4.1404 | 1525 | 1725 | Stackable x3 | 85044083 | SEK | 320200 | MSC Branka | Sweden | Gothenburg | Khalifa port | 2024-06-20 | 2024-08-06 |  |  |  |  | 2024-08-15 | [9 empty] | CASE_LIST | 1 |  | warehouse | DSV Outdoor | 2024-08-15 | warehouse | 1 | 1 | -1 | 0 | 3.34 | 3 | 3.34 | HITACHI(HE) |  | 0 | 1 | 1 | 2 | Flow 2: Port → WH → Site | DSV Outdoor | HITACHI
2804 | PRL-ZAK-002-O Lot 7 | HVDC-ADOPT-HE-0174 | AGI | EQ-001 | 364495 | 1 | Outdoor Covered | Laminate stud assemblies 2 | 240 | 183 | 58 | 2.5474 | 710 | 810 | Stackable x3 | 85044083 | SEK | 320200 | MSC Branka | Sweden | Gothenburg | Khalifa port | 2024-06-20 | 2024-08-06 |  |  |  |  | 2024-08-15 | [9 empty] | CASE_LIST | 1 |  | warehouse | DSV Outdoor | 2024-08-15 | warehouse | 1 | 1 | -1 | 0 | 4.39 | 3 | 4.39 | HITACHI(HE) |  | 0 | 1 | 1 | 2 | Flow 2: Port → WH → Site | DSV Outdoor | HITACHI
2805 | PRL-ZAK-002-O Lot 7 | HVDC-ADOPT-HE-0174 | AGI | EQ-001 | 364496 | 1 | Outdoor Covered | Laminate stud assemblies 2 | 240 | 183 | 58 | 2.5474 | 710 | 810 | Stackable x3 | 85044083 | SEK | 320200 | MSC Branka | Sweden | Gothenburg | Khalifa port | 2024-06-20 | 2024-08-06 |  |  |  |  | 2024-08-15 | [9 empty] | CASE_LIST | 1 |  | warehouse | DSV Outdoor | 2024-08-15 | warehouse | 1 | 1 | -1 | 0 | 4.39 | 3 | 4.39 | HITACHI(HE) |  | 0 | 1 | 1 | 2 | Flow 2: Port → WH → Site | DSV Outdoor | HITACHI
2806 | PRL-ZAK-002-O Lot 7 | HVDC-ADOPT-HE-0174 | AGI | EQ-001 | 364497 | 1 | Outdoor Covered | Laminate stud assemblies 2 | 240 | 183 | 58 | 2.5474 | 710 | 810 | Stackable x3 | 85044083 | SEK | 320200 | MSC Branka | Sweden | Gothenburg | Khalifa port | 2024-06-20 | 2024-08-06 |  |  |  |  | 2024-08-16 | [9 empty] | CASE_LIST | 1 |  | warehouse | DSV Outdoor | 2024-08-16 | warehouse | 1 | 1 | -1 | 0 | 4.39 | 3 | 4.39 | HITACHI(HE) |  | 0 | 1 | 1 | 2 | Flow 2: Port → WH → Site | DSV Outdoor | HITACHI
2807 | PRL-ZAK-002-O Lot 7 | HVDC-ADOPT-HE-0174 | AGI | EQ-001 | 364498 | 1 | Outdoor Covered | Laminate stud assemblies 2 | 240 | 183 | 58 | 2.5474 | 710 | 810 | Stackable x3 | 85044083 | SEK | 320200 | MSC Branka | Sweden | Gothenburg | Khalifa port | 2024-06-20 | 2024-08-06 |  |  |  |  | 2024-08-16 | [9 empty] | CASE_LIST | 1 |  | warehouse | DSV Outdoor | 2024-08-16 | warehouse | 1 | 1 | -1 | 0 | 4.39 | 3 | 4.39 | HITACHI(HE) |  | 0 | 1 | 1 | 2 | Flow 2: Port → WH → Site | DSV Outdoor | HITACHI
2808 | PRL-ZAK-002-O Lot 7 | HVDC-ADOPT-HE-0174 | AGI | EQ-001 | 364499 | 1 | Outdoor Covered | Laminate stud assemblies 2 | 240 | 183 | 58 | 2.5474 | 710 | 810 | Stackable x3 | 85044083 | SEK | 320200 | MSC Branka | Sweden | Gothenburg | Khalifa port | 2024-06-20 | 2024-08-06 |  |  |  |  | 2024-08-15 | [9 empty] | CASE_LIST | 1 |  | warehouse | DSV Outdoor | 2024-08-15 | warehouse | 1 | 1 | -1 | 0 | 4.39 | 3 | 4.39 | HITACHI(HE) |  | 0 | 1 | 1 | 2 | Flow 2: Port → WH → Site | DSV Outdoor | HITACHI
2809 | PRL-ZAK-002-O Lot 7 | HVDC-ADOPT-HE-0174 | AGI | EQ-001 | 364500 | 1 | Outdoor Covered | Laminate stud assemblies 3 | 240 | 183 | 58 | 2.5474 | 690 | 790 | Stackable x1 | 85044083 | SEK | 320200 | MSC Branka | Sweden | Gothenburg | Khalifa port | 2024-06-20 | 2024-08-06 |  |  |  |  | 2024-08-15 | [9 empty] | CASE_LIST | 1 |  | warehouse | DSV Outdoor | 2024-08-15 | warehouse | 1 | 1 | -1 | 0 | 4.39 | 1 | 4.39 | HITACHI(HE) |  | 0 | 1 | 1 | 2 | Flow 2: Port → WH → Site | DSV Outdoor | HITACHI
2810 | PRL-ZAK-002-O Lot 7 | HVDC-ADOPT-HE-0174 | AGI | EQ-001 | 364501 | 1 | Outdoor Covered | Laminate stud assemblies 3 | 240 | 183 | 58 | 2.5474 | 690 | 790 | Stackable x1 | 85044083 | SEK | 320200 | MSC Branka | Sweden | Gothenburg | Khalifa port | 2024-06-20 | 2024-08-06 |  |  |  |  | 2024-08-16 | [9 empty] | CASE_LIST | 1 |  | warehouse | DSV Outdoor | 2024-08-16 | warehouse | 1 | 1 | -1 | 0 | 4.39 | 1 | 4.39 | HITACHI(HE) |  | 0 | 1 | 1 | 2 | Flow 2: Port → WH → Site | DSV Outdoor | HITACHI
2811 | PRL-ZAK-002-O Lot 7 | HVDC-ADOPT-HE-0174 | AGI | EQ-001 | 364502 | 1 | Outdoor Covered | Laminate stud assemblies 3 | 240 | 183 | 58 | 2.5474 | 690 | 790 | Stackable x1 | 85044083 | SEK | 320200 | MSC Branka | Sweden | Gothenburg | Khalifa port | 2024-06-20 | 2024-08-06 |  |  |  |  | 2024-08-16 | [9 empty] | CASE_LIST | 1 |  | warehouse | DSV Outdoor | 2024-08-16 | warehouse | 1 | 1 | -1 | 0 | 4.39 | 1 | 4.39 | HITACHI(HE) |  | 0 | 1 | 1 | 2 | Flow 2: Port → WH → Site | DSV Outdoor | HITACHI
2812 | PRL-ZAK-002-O Lot 7 | HVDC-ADOPT-HE-0174 | AGI | EQ-001 | 364505 | 1 | Outdoor Covered | Terminal shields | 303 | 143 | 141 | 6.1094 | 280 | 470 | Stackable x1 | 85044083 | SEK | 320200 | MSC Branka | Sweden | Gothenburg | Khalifa port | 2024-06-20 | 2024-08-06 |  |  |  |  | 2024-08-15 | [9 empty] | CASE_LIST | 1 |  | warehouse | DSV Outdoor | 2024-08-15 | warehouse | 1 | 1 | -1 | 0 | 4.33 | 1 | 4.33 | HITACHI(HE) |  | 0 | 1 | 1 | 2 | Flow 2: Port → WH → Site | DSV Outdoor | HITACHI
2813 | PRL-ZAK-002-O Lot 7 | HVDC-ADOPT-HE-0174 | AGI | EQ-001 | 364515 | 1 | Outdoor Covered | Diagonal + flexible conductors | 355 | 105 | 79 | 2.9447 | 1655 | 2010 | Stackable x1 | 85044083 | SEK | 320200 | MSC Branka | Sweden | Gothenburg | Khalifa port | 2024-06-20 | 2024-08-06 |  |  |  |  | 2024-08-15 | [9 empty] | CASE_LIST | 1 |  | warehouse | DSV Outdoor | 2024-08-15 | warehouse | 1 | 1 | -1 | 0 | 3.73 | 1 | 3.73 | HITACHI(HE) |  | 0 | 1 | 1 | 2 | Flow 2: Port → WH → Site | DSV Outdoor | HITACHI
2814 | PRL-ZAK-002-O Lot 7 | HVDC-ADOPT-HE-0174 | AGI | EQ-001 | 364516 | 1 | Outdoor Covered | Diagonal + flexible conductors | 355 | 105 | 79 | 2.9447 | 1655 | 2010 | Stackable x1 | 85044083 | SEK | 320200 | MSC Branka | Sweden | Gothenburg | Khalifa port | 2024-06-20 | 2024-08-06 |  |  |  |  | 2024-08-15 | [9 empty] | CASE_LIST | 1 |  | warehouse | DSV Outdoor | 2024-08-15 | warehouse | 1 | 1 | -1 | 0 | 3.73 | 1 | 3.73 | HITACHI(HE) |  | 0 | 1 | 1 | 2 | Flow 2: Port → WH → Site | DSV Outdoor | HITACHI
2815 | PRL-ZAK-002-O Lot 7 | HVDC-ADOPT-HE-0174 | AGI | EQ-001 | 364517 | 1 | Outdoor Covered | Diagonal + flexible conductors | 355 | 105 | 79 | 2.9447 | 1655 | 2010 | Stackable x1 | 85044083 | SEK | 320200 | MSC Branka | Sweden | Gothenburg | Khalifa port | 2024-06-20 | 2024-08-06 |  |  |  |  | 2024-08-15 | [9 empty] | CASE_LIST | 1 |  | warehouse | DSV Outdoor | 2024-08-15 | warehouse | 1 | 1 | -1 | 0 | 3.73 | 1 | 3.73 | HITACHI(HE) |  | 0 | 1 | 1 | 2 | Flow 2: Port → WH → Site | DSV Outdoor | HITACHI
2816 | PRL-ZAK-002-O Lot 7 | HVDC-ADOPT-HE-0174 | AGI | EQ-001 | 364623 | 1 | Outdoor Covered | Top + bottom conductors - Positive | 270 | 106 | 137 | 3.9209 | 415 | 595 | Stackable x1 | 85044083 | SEK | 320200 | MSC Branka | Sweden | Gothenburg | Khalifa port | 2024-06-20 | 2024-08-06 |  |  |  |  | 2024-08-16 | [9 empty] | CASE_LIST | 1 |  | warehouse | DSV Outdoor | 2024-08-16 | warehouse | 1 | 1 | -1 | 0 | 2.86 | 1 | 2.86 | HITACHI(HE) |  | 0 | 1 | 1 | 2 | Flow 2: Port → WH → Site | DSV Outdoor | HITACHI
2817 | PRL-ZAK-002-O Lot 7 | HVDC-ADOPT-HE-0174 | AGI | EQ-001 | 364624 | 1 | Outdoor Covered | Top + bottom conductors - Positive | 270 | 106 | 137 | 3.9209 | 415 | 595 | Stackable x1 | 85044083 | SEK | 320200 | MSC Branka | Sweden | Gothenburg | Khalifa port | 2024-06-20 | 2024-08-06 |  |  |  |  | 2024-08-16 | [9 empty] | CASE_LIST | 1 |  | warehouse | DSV Outdoor | 2024-08-16 | warehouse | 1 | 1 | -1 | 0 | 2.86 | 1 | 2.86 | HITACHI(HE) |  | 0 | 1 | 1 | 2 | Flow 2: Port → WH → Site | DSV Outdoor | HITACHI
2818 | PRL-ZAK-002-O Lot 7 | HVDC-ADOPT-HE-0174 | AGI | EQ-001 | 364635 | 1 | Outdoor Covered | Side shielde holders | 355 | 95 | 99 | 3.3388 | 944 | 1126 | Stackable x1 | 85044083 | SEK | 320200 | MSC Branka | Sweden | Gothenburg | Khalifa port | 2024-06-20 | 2024-08-06 |  |  |  |  | 2024-08-16 | [9 empty] | CASE_LIST | 1 |  | warehouse | DSV Outdoor | 2024-08-16 | warehouse | 1 | 1 | -1 | 0 | 3.37 | 1 | 3.37 | HITACHI(HE) |  | 0 | 1 | 1 | 2 | Flow 2: Port → WH → Site | DSV Outdoor | HITACHI
2819 | PRL-ZAK-002-O Lot 7 | HVDC-ADOPT-HE-0174 | AGI | EQ-001 | 364636 | 1 | Outdoor Covered | Side shielde holders | 355 | 95 | 99 | 3.3388 | 944 | 1126 | Stackable x1 | 85044083 | SEK | 320200 | MSC Branka | Sweden | Gothenburg | Khalifa port | 2024-06-20 | 2024-08-06 |  |  |  |  | 2024-08-16 | [9 empty] | CASE_LIST | 1 |  | warehouse | DSV Outdoor | 2024-08-16 | warehouse | 1 | 1 | -1 | 0 | 3.37 | 1 | 3.37 | HITACHI(HE) |  | 0 | 1 | 1 | 2 | Flow 2: Port → WH → Site | DSV Outdoor | HITACHI
2820 | PRL-ZAK-002-O Lot 7 | HVDC-ADOPT-HE-0174 | AGI | EQ-001 | 364642 | 1 | Outdoor Covered | Side shielde holders | 355 | 95 | 99 | 3.3388 | 944 | 1126 | Stackable x1 | 85044083 | SEK | 320200 | MSC Branka | Sweden | Gothenburg | Khalifa port | 2024-06-20 | 2024-08-06 |  |  |  |  | 2024-08-16 | [9 empty] | CASE_LIST | 1 |  | warehouse | DSV Outdoor | 2024-08-16 | warehouse | 1 | 1 | -1 | 0 | 3.37 | 1 | 3.37 | HITACHI(HE) |  | 0 | 1 | 1 | 2 | Flow 2: Port → WH → Site | DSV Outdoor | HITACHI
2821 | PRL-ZAK-002-O Lot 7 | HVDC-ADOPT-HE-0174 | AGI | EQ-001 | 364643 | 1 | Outdoor Covered | Side shielde holders | 355 | 95 | 99 | 3.3388 | 944 | 1126 | Stackable x1 | 85044083 | SEK | 320200 | MSC Branka | Sweden | Gothenburg | Khalifa port | 2024-06-20 | 2024-08-06 |  |  |  |  | 2024-08-16 | [9 empty] | CASE_LIST | 1 |  | warehouse | DSV Outdoor | 2024-08-16 | warehouse | 1 | 1 | -1 | 0 | 3.37 | 1 | 3.37 | HITACHI(HE) |  | 0 | 1 | 1 | 2 | Flow 2: Port → WH → Site | DSV Outdoor | HITACHI
2822 | PRL-ZAK-002-O Lot 7 | HVDC-ADOPT-HE-0174 | AGI | EQ-001 | 364644 | 1 | Outdoor Covered | Side shielde holders | 355 | 95 | 99 | 3.3388 | 944 | 1126 | Stackable x1 | 85044083 | SEK | 320200 | MSC Branka | Sweden | Gothenburg | Khalifa port | 2024-06-20 | 2024-08-06 |  |  |  |  | 2024-08-15 | [9 empty] | CASE_LIST | 1 |  | warehouse | DSV Outdoor | 2024-08-15 | warehouse | 1 | 1 | -1 | 0 | 3.37 | 1 | 3.37 | HITACHI(HE) |  | 0 | 1 | 1 | 2 | Flow 2: Port → WH → Site | DSV Outdoor | HITACHI
2823 | PRL-ZAK-002-O Lot 7 | HVDC-ADOPT-HE-0174 | AGI | EQ-001 | 364665 | 1 | Outdoor Covered | Side shield holders pack 2 | 355 | 95 | 99 | 3.3388 | 944 | 1126 | Stackable x1 | 85044083 | SEK | 320200 | MSC Branka | Sweden | Gothenburg | Khalifa port | 2024-06-20 | 2024-08-06 |  |  |  |  | 2024-08-15 | [9 empty] | CASE_LIST | 1 |  | warehouse | DSV Outdoor | 2024-08-15 | warehouse | 1 | 1 | -1 | 0 | 3.37 | 1 | 3.37 | HITACHI(HE) |  | 0 | 1 | 1 | 2 | Flow 2: Port → WH → Site | DSV Outdoor | HITACHI
2824 | PRL-ZAK-002-O Lot 7 | HVDC-ADOPT-HE-0174 | AGI | EQ-001 | 364670 | 1 | Outdoor Covered | Bottom shield | 426 | 231 | 255 | 25.0935 | 400 | 1144 | Stackable x1 | 85044083 | SEK | 320200 | MSC Branka | Sweden | Gothenburg | Khalifa port | 2024-06-20 | 2024-08-06 |  |  |  |  | 2024-08-16 | [9 empty] | CASE_LIST | 1 |  | warehouse | DSV Outdoor | 2024-08-16 | warehouse | 1 | 1 | -1 | 0 | 9.84 | 1 | 9.84 | HITACHI(HE) |  | 0 | 1 | 1 | 2 | Flow 2: Port → WH → Site | DSV Outdoor | HITACHI
2825 | PRL-ZAK-002-O Lot 7 | HVDC-ADOPT-HE-0174 | AGI | EQ-001 | 364671 | 1 | Outdoor Covered | Bottom shield | 426 | 231 | 255 | 25.0935 | 400 | 1144 | Stackable x1 | 85044083 | SEK | 320200 | MSC Branka | Sweden | Gothenburg | Khalifa port | 2024-06-20 | 2024-08-06 |  |  |  |  | 2024-08-16 | [9 empty] | CASE_LIST | 1 |  | warehouse | DSV Outdoor | 2024-08-16 | warehouse | 1 | 1 | -1 | 0 | 9.84 | 1 | 9.84 | HITACHI(HE) |  | 0 | 1 | 1 | 2 | Flow 2: Port → WH → Site | DSV Outdoor | HITACHI
2826 | PRL-ZAK-002-O Lot 7 | HVDC-ADOPT-HE-0174 | AGI | EQ-001 | 364672 | 1 | Outdoor Covered | Bottom shield | 426 | 231 | 255 | 25.0935 | 400 | 1144 | Stackable x1 | 85044083 | SEK | 320200 | MSC Branka | Sweden | Gothenburg | Khalifa port | 2024-06-20 | 2024-08-06 |  |  |  |  | 2024-08-16 | [9 empty] | CASE_LIST | 1 |  | warehouse | DSV Outdoor | 2024-08-16 | warehouse | 1 | 1 | -1 | 0 | 9.84 | 1 | 9.84 | HITACHI(HE) |  | 0 | 1 | 1 | 2 | Flow 2: Port → WH → Site | DSV Outdoor | HITACHI
2827 | PRL-ZAK-002-O Lot 7 | HVDC-ADOPT-HE-0174 | AGI | EQ-001 | 364673 | 1 | Outdoor Covered | Bottom shield | 426 | 231 | 255 | 25.0935 | 400 | 1144 | Stackable x1 | 85044083 | SEK | 320200 | MSC Branka | Sweden | Gothenburg | Khalifa port | 2024-06-20 | 2024-08-06 |  |  |  |  | 2024-08-16 | [9 empty] | CASE_LIST | 1 |  | warehouse | DSV Outdoor | 2024-08-16 | warehouse | 1 | 1 | -1 | 0 | 9.84 | 1 | 9.84 | HITACHI(HE) |  | 0 | 1 | 1 | 2 | Flow 2: Port → WH → Site | DSV Outdoor | HITACHI
2828 | PRL-ZAK-002-O Lot 7 | HVDC-ADOPT-HE-0174 | AGI | EQ-001 | 364674 | 1 | Outdoor Covered | Bottom shield | 426 | 231 | 255 | 25.0935 | 400 | 1144 | Stackable x1 | 85044083 | SEK | 320200 | MSC Branka | Sweden | Gothenburg | Khalifa port | 2024-06-20 | 2024-08-06 |  |  |  |  | 2024-08-16 | [9 empty] | CASE_LIST | 1 |  | warehouse | DSV Outdoor | 2024-08-16 | warehouse | 1 | 1 | -1 | 0 | 9.84 | 1 | 9.84 | HITACHI(HE) |  | 0 | 1 | 1 | 2 | Flow 2: Port → WH → Site | DSV Outdoor | HITACHI
2829 | PRL-ZAK-002-O Lot 7 | HVDC-ADOPT-HE-0174 | AGI | EQ-001 | 364675 | 1 | Outdoor Covered | Bottom shield | 426 | 231 | 255 | 25.0935 | 400 | 1144 | Stackable x1 | 85044083 | SEK | 320200 | MSC Branka | Sweden | Gothenburg | Khalifa port | 2024-06-20 | 2024-08-06 |  |  |  |  | 2024-08-16 | [9 empty] | CASE_LIST | 1 |  | warehouse | DSV Outdoor | 2024-08-16 | warehouse | 1 | 1 | -1 | 0 | 9.84 | 1 | 9.84 | HITACHI(HE) |  | 0 | 1 | 1 | 2 | Flow 2: Port → WH → Site | DSV Outdoor | HITACHI
2830 | PRL-ZAK-002-O Lot 7 | HVDC-ADOPT-HE-0174 | AGI | EQ-001 | 364676 | 1 | Outdoor Covered | Bottom shield | 426 | 231 | 255 | 25.0935 | 400 | 1144 | Stackable x1 | 85044083 | SEK | 320200 | MSC Branka | Sweden | Gothenburg | Khalifa port | 2024-06-20 | 2024-08-06 |  |  |  |  | 2024-08-15 | [9 empty] | CASE_LIST | 1 |  | warehouse | DSV Outdoor | 2024-08-15 | warehouse | 1 | 1 | -1 | 0 | 9.84 | 1 | 9.84 | HITACHI(HE) |  | 0 | 1 | 1 | 2 | Flow 2: Port → WH → Site | DSV Outdoor | HITACHI
2831 | PRL-ZAK-002-O Lot 7 | HVDC-ADOPT-HE-0174 | AGI | EQ-001 | 364677 | 1 | Outdoor Covered | Bottom shield | 426 | 231 | 255 | 25.0935 | 400 | 1144 | Stackable x1 | 85044083 | SEK | 320200 | MSC Branka | Sweden | Gothenburg | Khalifa port | 2024-06-20 | 2024-08-06 |  |  |  |  | 2024-08-15 | [9 empty] | CASE_LIST | 1 |  | warehouse | DSV Outdoor | 2024-08-15 | warehouse | 1 | 1 | -1 | 0 | 9.84 | 1 | 9.84 | HITACHI(HE) |  | 0 | 1 | 1 | 2 | Flow 2: Port → WH → Site | DSV Outdoor | HITACHI
2832 | PRL-ZAK-002-O Lot 7 | HVDC-ADOPT-HE-0174 | AGI | EQ-001 | 364678 | 1 | Outdoor Covered | Bottom shield | 426 | 231 | 255 | 25.0935 | 400 | 1144 | Stackable x1 | 85044083 | SEK | 320200 | MSC Branka | Sweden | Gothenburg | Khalifa port | 2024-06-20 | 2024-08-06 |  |  |  |  | 2024-08-16 | [9 empty] | CASE_LIST | 1 |  | warehouse | DSV Outdoor | 2024-08-16 | warehouse | 1 | 1 | -1 | 0 | 9.84 | 1 | 9.84 | HITACHI(HE) |  | 0 | 1 | 1 | 2 | Flow 2: Port → WH → Site | DSV Outdoor | HITACHI
2833 | PRL-ZAK-002-O Lot 7 | HVDC-ADOPT-HE-0174 | AGI | EQ-001 | 364679 | 1 | Outdoor Covered | Bottom shield | 426 | 231 | 255 | 25.0935 | 400 | 1144 | Stackable x3 | 85044083 | SEK | 320200 | MSC Branka | Sweden | Gothenburg | Khalifa port | 2024-06-20 | 2024-08-06 |  |  |  |  | 2024-08-16 | [9 empty] | CASE_LIST | 1 |  | warehouse | DSV Outdoor | 2024-08-16 | warehouse | 1 | 1 | -1 | 0 | 9.84 | 3 | 9.84 | HITACHI(HE) |  | 0 | 1 | 1 | 2 | Flow 2: Port → WH → Site | DSV Outdoor | HITACHI
2834 | PRL-ZAK-002-O Lot 7 | HVDC-ADOPT-HE-0174 | AGI | EQ-001 | 364680 | 1 | Outdoor Covered | Bottom shield | 426 | 231 | 255 | 25.0935 | 400 | 1144 | Stackable x3 | 85044083 | SEK | 320200 | MSC Branka | Sweden | Gothenburg | Khalifa port | 2024-06-20 | 2024-08-06 |  |  |  |  | 2024-08-15 | [9 empty] | CASE_LIST | 1 |  | warehouse | DSV Outdoor | 2024-08-15 | warehouse | 1 | 1 | -1 | 0 | 9.84 | 3 | 9.84 | HITACHI(HE) |  | 0 | 1 | 1 | 2 | Flow 2: Port → WH → Site | DSV Outdoor | HITACHI
2835 | PRL-ZAK-002-O Lot 7 | HVDC-ADOPT-HE-0174 | AGI | EQ-001 | 364681 | 1 | Outdoor Covered | Bottom shield | 426 | 231 | 255 | 25.0935 | 400 | 1144 | Stackable x2 | 85044083 | SEK | 320200 | MSC Branka | Sweden | Gothenburg | Khalifa port | 2024-06-20 | 2024-08-06 |  |  |  |  | 2024-08-15 | [9 empty] | CASE_LIST | 1 |  | warehouse | DSV Outdoor | 2024-08-15 | warehouse | 1 | 1 | -1 | 0 | 9.84 | 2 | 9.84 | HITACHI(HE) |  | 0 | 1 | 1 | 2 | Flow 2: Port → WH → Site | DSV Outdoor | HITACHI
2836 | PRL-ZAK-002-O Lot 7 | HVDC-ADOPT-HE-0174 | AGI | EQ-001 | 364707 | 1 | Outdoor Covered | Side shield pair 1 | 420 | 205 | 140 | 12.054 | 590 | 1031 | Stackable x2 | 85044083 | SEK | 320200 | MSC Branka | Sweden | Gothenburg | Khalifa port | 2024-06-20 | 2024-08-06 |  |  |  |  | 2024-08-15 | [9 empty] | CASE_LIST | 1 |  | warehouse | DSV Outdoor | 2024-08-15 | warehouse | 1 | 1 | -1 | 0 | 8.61 | 2 | 8.61 | HITACHI(HE) |  | 0 | 1 | 1 | 2 | Flow 2: Port → WH → Site | DSV Outdoor | HITACHI
2837 | PRL-ZAK-002-O Lot 7 | HVDC-ADOPT-HE-0174 | AGI | EQ-001 | 364723 | 1 | Outdoor Covered | Side shield pair 1 | 420 | 205 | 140 | 12.054 | 590 | 1031 | Stackable x2 | 85044083 | SEK | 320200 | MSC Branka | Sweden | Gothenburg | Khalifa port | 2024-06-20 | 2024-08-06 |  |  |  |  | 2024-08-15 | [9 empty] | CASE_LIST | 1 |  | warehouse | DSV Outdoor | 2024-08-15 | warehouse | 1 | 1 | -1 | 0 | 8.61 | 2 | 8.61 | HITACHI(HE) |  | 0 | 1 | 1 | 2 | Flow 2: Port → WH → Site | DSV Outdoor | HITACHI
2838 | PRL-ZAK-002-O Lot 7 | HVDC-ADOPT-HE-0174 | AGI | EQ-001 | 364724 | 1 | Outdoor Covered | Side shield pair 1 | 420 | 205 | 140 | 12.054 | 590 | 1031 | Stackable x2 | 85044083 | SEK | 320200 | MSC Branka | Sweden | Gothenburg | Khalifa port | 2024-06-20 | 2024-08-06 |  |  |  |  | 2024-08-15 | [9 empty] | CASE_LIST | 1 |  | warehouse | DSV Outdoor | 2024-08-15 | warehouse | 1 | 1 | -1 | 0 | 8.61 | 2 | 8.61 | HITACHI(HE) |  | 0 | 1 | 1 | 2 | Flow 2: Port → WH → Site | DSV Outdoor | HITACHI
2839 | PRL-ZAK-002-O Lot 7 | HVDC-ADOPT-HE-0174 | AGI | EQ-001 | 364725 | 1 | Outdoor Covered | Side shield pair 1 | 420 | 205 | 140 | 12.054 | 590 | 1031 | Stackable x2 | 85044083 | SEK | 320200 | MSC Branka | Sweden | Gothenburg | Khalifa port | 2024-06-20 | 2024-08-06 |  |  |  |  | 2024-08-15 | [9 empty] | CASE_LIST | 1 |  | warehouse | DSV Outdoor | 2024-08-15 | warehouse | 1 | 1 | -1 | 0 | 8.61 | 2 | 8.61 | HITACHI(HE) |  | 0 | 1 | 1 | 2 | Flow 2: Port → WH → Site | DSV Outdoor | HITACHI
2840 | PRL-ZAK-002-O Lot 7 | HVDC-ADOPT-HE-0174 | AGI | EQ-001 | 364726 | 1 | Outdoor Covered | Side shield pair 1 | 420 | 205 | 140 | 12.054 | 590 | 1031 | Stackable x2 | 85044083 | SEK | 320200 | MSC Branka | Sweden | Gothenburg | Khalifa port | 2024-06-20 | 2024-08-06 |  |  |  |  | 2024-08-15 | [9 empty] | CASE_LIST | 1 |  | warehouse | DSV Outdoor | 2024-08-15 | warehouse | 1 | 1 | -1 | 0 | 8.61 | 2 | 8.61 | HITACHI(HE) |  | 0 | 1 | 1 | 2 | Flow 2: Port → WH → Site | DSV Outdoor | HITACHI
2841 | PRL-ZAK-002-O Lot 7 | HVDC-ADOPT-HE-0174 | AGI | EQ-001 | 364727 | 1 | Outdoor Covered | Side shield pair 1 | 420 | 205 | 140 | 12.054 | 590 | 1031 | Stackable x2 | 85044083 | SEK | 320200 | MSC Branka | Sweden | Gothenburg | Khalifa port | 2024-06-20 | 2024-08-06 |  |  |  |  | 2024-08-15 | [9 empty] | CASE_LIST | 1 |  | warehouse | DSV Outdoor | 2024-08-15 | warehouse | 1 | 1 | -1 | 0 | 8.61 | 2 | 8.61 | HITACHI(HE) |  | 0 | 1 | 1 | 2 | Flow 2: Port → WH → Site | DSV Outdoor | HITACHI
2842 | PRL-ZAK-002-O Lot 7 | HVDC-ADOPT-HE-0174 | AGI | EQ-001 | 364728 | 1 | Outdoor Covered | Side shield pair 1 | 420 | 205 | 140 | 12.054 | 590 | 1031 | Stackable x2 | 85044083 | SEK | 320200 | MSC Branka | Sweden | Gothenburg | Khalifa port | 2024-06-20 | 2024-08-06 |  |  |  |  | 2024-08-16 | [9 empty] | CASE_LIST | 1 |  | warehouse | DSV Outdoor | 2024-08-16 | warehouse | 1 | 1 | -1 | 0 | 8.61 | 2 | 8.61 | HITACHI(HE) |  | 0 | 1 | 1 | 2 | Flow 2: Port → WH → Site | DSV Outdoor | HITACHI
2843 | PRL-ZAK-002-O Lot 7 | HVDC-ADOPT-HE-0174 | AGI | EQ-001 | 364733 | 1 | Outdoor Covered | Side shield pair 2 | 420 | 205 | 140 | 12.054 | 590 | 1031 | Stackable x2 | 85044083 | SEK | 320200 | MSC Branka | Sweden | Gothenburg | Khalifa port | 2024-06-20 | 2024-08-06 |  |  |  |  | 2024-08-16 | [9 empty] | CASE_LIST | 1 |  | warehouse | DSV Outdoor | 2024-08-16 | warehouse | 1 | 1 | -1 | 0 | 8.61 | 2 | 8.61 | HITACHI(HE) |  | 0 | 1 | 1 | 2 | Flow 2: Port → WH → Site | DSV Outdoor | HITACHI
2844 | PRL-ZAK-002-O Lot 7 | HVDC-ADOPT-HE-0174 | AGI | EQ-001 | 364838 | 1 | Outdoor Covered | Terminal shields | 140 | 132 | 135 | 2.4948 | 132 | 260 | Stackable x2 | 85044083 | SEK | 320200 | MSC Branka | Sweden | Gothenburg | Khalifa port | 2024-06-20 | 2024-08-06 |  |  |  |  | 2024-08-16 | [9 empty] | CASE_LIST | 1 |  | warehouse | DSV Outdoor | 2024-08-16 | warehouse | 1 | 1 | -1 | 0 | 1.85 | 2 | 1.85 | HITACHI(HE) |  | 0 | 1 | 1 | 2 | Flow 2: Port → WH → Site | DSV Outdoor | HITACHI
2845 | PRL-ZAK-002-O Lot 7 | HVDC-ADOPT-HE-0174 | AGI | EQ-001 | 365515 | 1 | Outdoor Covered | Square pole for bottom dampers | 300 | 45 | 62 | 0.837 | 205 | 290 | Stackable x2 | 85044083 | SEK | 320200 | MSC Branka | Sweden | Gothenburg | Khalifa port | 2024-06-20 | 2024-08-06 |  |  |  |  | 2024-08-15 | [9 empty] | CASE_LIST | 1 |  | warehouse | DSV Outdoor | 2024-08-15 | warehouse | 1 | 1 | -1 | 0 | 1.35 | 2 | 1.35 | HITACHI(HE) |  | 0 | 1 | 1 | 2 | Flow 2: Port → WH → Site | DSV Outdoor | HITACHI
2846 | PRL-ZAK-002-O Lot 7 | HVDC-ADOPT-HE-0174 | AGI | EQ-001 | 365516 | 1 | Outdoor Covered | Square pole for bottom dampers | 300 | 45 | 62 | 0.837 | 205 | 290 | Stackable x2 | 85044083 | SEK | 320200 | MSC Branka | Sweden | Gothenburg | Khalifa port | 2024-06-20 | 2024-08-06 |  |  |  |  | 2024-08-15 | [9 empty] | CASE_LIST | 1 |  | warehouse | DSV Outdoor | 2024-08-15 | warehouse | 1 | 1 | -1 | 0 | 1.35 | 2 | 1.35 | HITACHI(HE) |  | 0 | 1 | 1 | 2 | Flow 2: Port → WH → Site | DSV Outdoor | HITACHI
2847 | PRL-ZAK-002-O Lot 7 | HVDC-ADOPT-HE-0174 | AGI | EQ-001 | 365517 | 1 | Outdoor Covered | Square pole for bottom dampers | 300 | 45 | 62 | 0.837 | 205 | 290 | Stackable x2 | 85044083 | SEK | 320200 | MSC Branka | Sweden | Gothenburg | Khalifa port | 2024-06-20 | 2024-08-06 |  |  |  |  | 2024-08-15 | [9 empty] | CASE_LIST | 1 |  | warehouse | DSV Outdoor | 2024-08-15 | warehouse | 1 | 1 | -1 | 0 | 1.35 | 2 | 1.35 | HITACHI(HE) |  | 0 | 1 | 1 | 2 | Flow 2: Port → WH → Site | DSV Outdoor | HITACHI
2848 | PRL-ZAK-002-O Lot 7 | HVDC-ADOPT-HE-0174 | AGI | EQ-001 | 365518 | 1 | Outdoor Covered | Square pole for bottom dampers | 300 | 45 | 62 | 0.837 | 205 | 290 | Stackable x2 | 85044083 | SEK | 320200 | MSC Branka | Sweden | Gothenburg | Khalifa port | 2024-06-20 | 2024-08-06 |  |  |  |  | 2024-08-15 | [9 empty] | CASE_LIST | 1 |  | warehouse | DSV Outdoor | 2024-08-15 | warehouse | 1 | 1 | -1 | 0 | 1.35 | 2 | 1.35 | HITACHI(HE) |  | 0 | 1 | 1 | 2 | Flow 2: Port → WH → Site | DSV Outdoor | HITACHI
2742 | PRL-ZAK-002-O Lot 6 | HVDC-ADOPT-HE-0173 | AGI | EQ-001 | 365198 | 1 | Indoor | Layer - 12 Cells | 365 | 233 | 172 | 14.6277 | 4500 | 5000 | Stackable x1 | 85044083 | SEK | 2079511 | MSC Branka | Sweden | Gothenburg | Khalifa port | 2024-06-20 | 2024-08-06 |  |  | 2024-08-09 | [11 empty] | CASE_LIST | 1 |  | warehouse | DSV Al Markaz | 2024-08-09 | warehouse | 1 | 1 | -1 | 0 | 8.5 | 1 | 8.5 | HITACHI(HE) |  | 0 | 1 | 1 | 2 | Flow 2: Port → WH → Site | DSV Al Markaz | HITACHI
2743 | PRL-ZAK-002-O Lot 6 | HVDC-ADOPT-HE-0173 | AGI | EQ-001 | 365232 | 1 | Indoor | Layer - 12 Cells | 365 | 233 | 172 | 14.6277 | 4500 | 5000 | Stackable x1 | 85044083 | SEK | 2079511 | MSC Branka | Sweden | Gothenburg | Khalifa port | 2024-06-20 | 2024-08-06 |  |  | 2024-08-09 | [11 empty] | CASE_LIST | 1 |  | warehouse | DSV Al Markaz | 2024-08-09 | warehouse | 1 | 1 | -1 | 0 | 8.5 | 1 | 8.5 | HITACHI(HE) |  | 0 | 1 | 1 | 2 | Flow 2: Port → WH → Site | DSV Al Markaz | HITACHI
2744 | PRL-ZAK-002-O Lot 6 | HVDC-ADOPT-HE-0173 | AGI | EQ-001 | 365264 | 1 | Indoor | Layer - 12 Cells | 365 | 233 | 172 | 14.6277 | 4500 | 5000 | Stackable x1 | 85044083 | SEK | 2079511 | MSC Branka | Sweden | Gothenburg | Khalifa port | 2024-06-20 | 2024-08-06 |  |  | 2024-08-09 | [11 empty] | CASE_LIST | 1 |  | warehouse | DSV Al Markaz | 2024-08-09 | warehouse | 1 | 1 | -1 | 0 | 8.5 | 1 | 8.5 | HITACHI(HE) |  | 0 | 1 | 1 | 2 | Flow 2: Port → WH → Site | DSV Al Markaz | HITACHI
2745 | PRL-ZAK-002-O Lot 6 | HVDC-ADOPT-HE-0173 | AGI | EQ-001 | 365178 | 1 | Indoor | Layer - 12 Cells | 365 | 233 | 172 | 14.6277 | 4500 | 5000 | Stackable x1 | 85044083 | SEK | 2079511 | MSC Branka | Sweden | Gothenburg | Khalifa port | 2024-06-20 | 2024-08-06 |  |  | 2024-08-09 | [11 empty] | CASE_LIST | 1 |  | warehouse | DSV Al Markaz | 2024-08-09 | warehouse | 1 | 1 | -1 | 0 | 8.5 | 1 | 8.5 | HITACHI(HE) |  | 0 | 1 | 1 | 2 | Flow 2: Port → WH → Site | DSV Al Markaz | HITACHI
2746 | PRL-ZAK-002-O Lot 6 | HVDC-ADOPT-HE-0173 | AGI | EQ-001 | 365204 | 1 | Indoor | Layer - 12 Cells | 365 | 233 | 172 | 14.6277 | 4500 | 5000 | Stackable x1 | 85044083 | SEK | 2079511 | MSC Branka | Sweden | Gothenburg | Khalifa port | 2024-06-20 | 2024-08-06 |  |  | 2024-08-09 | [11 empty] | CASE_LIST | 1 |  | warehouse | DSV Al Markaz | 2024-08-09 | warehouse | 1 | 1 | -1 | 0 | 8.5 | 1 | 8.5 | HITACHI(HE) |  | 0 | 1 | 1 | 2 | Flow 2: Port → WH → Site | DSV Al Markaz | HITACHI
2747 | PRL-ZAK-002-O Lot 6 | HVDC-ADOPT-HE-0173 | AGI | EQ-001 | 365313 | 1 | Indoor | Layer - 12 Cells | 365 | 233 | 172 | 14.6277 | 4500 | 5000 | Stackable x1 | 85044083 | SEK | 2079511 | MSC Branka | Sweden | Gothenburg | Khalifa port | 2024-06-20 | 2024-08-06 |  |  | 2024-08-09 | [11 empty] | CASE_LIST | 1 |  | warehouse | DSV Al Markaz | 2024-08-09 | warehouse | 1 | 1 | -1 | 0 | 8.5 | 1 | 8.5 | HITACHI(HE) |  | 0 | 1 | 1 | 2 | Flow 2: Port → WH → Site | DSV Al Markaz | HITACHI
2748 | PRL-ZAK-002-O Lot 6 | HVDC-ADOPT-HE-0173 | AGI | EQ-001 | 365106 | 1 | Indoor | Layer - 12 Cells | 365 | 233 | 172 | 14.6277 | 4500 | 5000 | Stackable x1 | 85044083 | SEK | 2079511 | MSC Branka | Sweden | Gothenburg | Khalifa port | 2024-06-20 | 2024-08-06 |  |  | 2024-08-08 | [11 empty] | CASE_LIST | 1 |  | warehouse | DSV Al Markaz | 2024-08-08 | warehouse | 1 | 1 | -1 | 0 | 8.5 | 1 | 8.5 | HITACHI(HE) |  | 0 | 1 | 1 | 2 | Flow 2: Port → WH → Site | DSV Al Markaz | HITACHI
2749 | PRL-ZAK-002-O Lot 6 | HVDC-ADOPT-HE-0173 | AGI | EQ-001 | 365206 | 1 | Indoor | Layer - 12 Cells | 365 | 233 | 172 | 14.6277 | 4500 | 5000 | Stackable x1 | 85044083 | SEK | 2079511 | MSC Branka | Sweden | Gothenburg | Khalifa port | 2024-06-20 | 2024-08-06 |  |  | 2024-08-08 | [11 empty] | CASE_LIST | 1 |  | warehouse | DSV Al Markaz | 2024-08-08 | warehouse | 1 | 1 | -1 | 0 | 8.5 | 1 | 8.5 | HITACHI(HE) |  | 0 | 1 | 1 | 2 | Flow 2: Port → WH → Site | DSV Al Markaz | HITACHI
2750 | PRL-ZAK-002-O Lot 6 | HVDC-ADOPT-HE-0173 | AGI | EQ-001 | 365231 | 1 | Indoor | Layer - 12 Cells | 365 | 233 | 172 | 14.6277 | 4500 | 5000 | Stackable x1 | 85044083 | SEK | 2079511 | MSC Branka | Sweden | Gothenburg | Khalifa port | 2024-06-20 | 2024-08-06 |  |  | 2024-08-08 | [11 empty] | CASE_LIST | 1 |  | warehouse | DSV Al Markaz | 2024-08-08 | warehouse | 1 | 1 | -1 | 0 | 8.5 | 1 | 8.5 | HITACHI(HE) |  | 0 | 1 | 1 | 2 | Flow 2: Port → WH → Site | DSV Al Markaz | HITACHI
2751 | PRL-ZAK-002-O Lot 6 | HVDC-ADOPT-HE-0173 | AGI | EQ-001 | 365229 | 1 | Indoor | Layer - 12 Cells | 365 | 233 | 172 | 14.6277 | 4500 | 5000 | Stackable x1 | 85044083 | SEK | 2079511 | MSC Branka | Sweden | Gothenburg | Khalifa port | 2024-06-20 | 2024-08-06 |  |  | 2024-08-08 | [11 empty] | CASE_LIST | 1 |  | warehouse | DSV Al Markaz | 2024-08-08 | warehouse | 1 | 1 | -1 | 0 | 8.5 | 1 | 8.5 | HITACHI(HE) |  | 0 | 1 | 1 | 2 | Flow 2: Port → WH → Site | DSV Al Markaz | HITACHI
2752 | PRL-ZAK-002-O Lot 6 | HVDC-ADOPT-HE-0173 | AGI | EQ-001 | 365233 | 1 | Indoor | Layer - 12 Cells | 365 | 233 | 172 | 14.6277 | 4500 | 5000 | Stackable x1 | 85044083 | SEK | 2079511 | MSC Branka | Sweden | Gothenburg | Khalifa port | 2024-06-20 | 2024-08-06 |  |  | 2024-08-08 | [11 empty] | CASE_LIST | 1 |  | warehouse | DSV Al Markaz | 2024-08-08 | warehouse | 1 | 1 | -1 | 0 | 8.5 | 1 | 8.5 | HITACHI(HE) |  | 0 | 1 | 1 | 2 | Flow 2: Port → WH → Site | DSV Al Markaz | HITACHI
2753 | PRL-ZAK-002-O Lot 6 | HVDC-ADOPT-HE-0173 | AGI | EQ-001 | 365237 | 1 | Indoor | Layer - 12 Cells | 365 | 233 | 172 | 14.6277 | 4500 | 5000 | Stackable x1 | 85044083 | SEK | 2079511 | MSC Branka | Sweden | Gothenburg | Khalifa port | 2024-06-20 | 2024-08-06 |  |  | 2024-08-08 | [11 empty] | CASE_LIST | 1 |  | warehouse | DSV Al Markaz | 2024-08-08 | warehouse | 1 | 1 | -1 | 0 | 8.5 | 1 | 8.5 | HITACHI(HE) |  | 0 | 1 | 1 | 2 | Flow 2: Port → WH → Site | DSV Al Markaz | HITACHI
2754 | PRL-ZAK-002-O Lot 6 | HVDC-ADOPT-HE-0173 | AGI | EQ-001 | 365190 | 1 | Indoor | Layer - 12 Cells | 365 | 233 | 172 | 14.6277 | 4500 | 5000 | Stackable x1 | 85044083 | SEK | 2079511 | MSC Branka | Sweden | Gothenburg | Khalifa port | 2024-06-20 | 2024-08-06 |  |  | 2024-08-10 | [11 empty] | CASE_LIST | 1 |  | warehouse | DSV Al Markaz | 2024-08-10 | warehouse | 1 | 1 | -1 | 0 | 8.5 | 1 | 8.5 | HITACHI(HE) |  | 0 | 1 | 1 | 2 | Flow 2: Port → WH → Site | DSV Al Markaz | HITACHI
2755 | PRL-ZAK-002-O Lot 6 | HVDC-ADOPT-HE-0173 | AGI | EQ-001 | 365228 | 1 | Indoor | Layer - 12 Cells | 365 | 233 | 172 | 14.6277 | 4500 | 5000 | Stackable x1 | 85044083 | SEK | 2079511 | MSC Branka | Sweden | Gothenburg | Khalifa port | 2024-06-20 | 2024-08-06 |  |  | 2024-08-10 | [11 empty] | CASE_LIST | 1 |  | warehouse | DSV Al Markaz | 2024-08-10 | warehouse | 1 | 1 | -1 | 0 | 8.5 | 1 | 8.5 | HITACHI(HE) |  | 0 | 1 | 1 | 2 | Flow 2: Port → WH → Site | DSV Al Markaz | HITACHI
2756 | PRL-ZAK-002-O Lot 6 | HVDC-ADOPT-HE-0173 | AGI | EQ-001 | 365230 | 1 | Indoor | Layer - 12 Cells | 365 | 233 | 172 | 14.6277 | 4500 | 5000 | Stackable x1 | 85044083 | SEK | 2079511 | MSC Branka | Sweden | Gothenburg | Khalifa port | 2024-06-20 | 2024-08-06 |  |  | 2024-08-10 | [11 empty] | CASE_LIST | 1 |  | warehouse | DSV Al Markaz | 2024-08-10 | warehouse | 1 | 1 | -1 | 0 | 8.5 | 1 | 8.5 | HITACHI(HE) |  | 0 | 1 | 1 | 2 | Flow 2: Port → WH → Site | DSV Al Markaz | HITACHI
2757 | PRL-ZAK-002-O Lot 6 | HVDC-ADOPT-HE-0173 | AGI | EQ-001 | 365216 | 1 | Indoor | Layer - 12 Cells | 365 | 233 | 172 | 14.6277 | 4500 | 5000 | Stackable x1 | 85044083 | SEK | 2079511 | MSC Branka | Sweden | Gothenburg | Khalifa port | 2024-06-20 | 2024-08-06 |  |  | 2024-08-08 | [11 empty] | CASE_LIST | 1 |  | warehouse | DSV Al Markaz | 2024-08-08 | warehouse | 1 | 1 | -1 | 0 | 8.5 | 1 | 8.5 | HITACHI(HE) |  | 0 | 1 | 1 | 2 | Flow 2: Port → WH → Site | DSV Al Markaz | HITACHI
2758 | PRL-ZAK-002-O Lot 6 | HVDC-ADOPT-HE-0173 | AGI | EQ-001 | 365236 | 1 | Indoor | Layer - 12 Cells | 365 | 233 | 172 | 14.6277 | 4500 | 5000 | Stackable x1 | 85044083 | SEK | 2079511 | MSC Branka | Sweden | Gothenburg | Khalifa port | 2024-06-20 | 2024-08-06 |  |  | 2024-08-08 | [11 empty] | CASE_LIST | 1 |  | warehouse | DSV Al Markaz | 2024-08-08 | warehouse | 1 | 1 | -1 | 0 | 8.5 | 1 | 8.5 | HITACHI(HE) |  | 0 | 1 | 1 | 2 | Flow 2: Port → WH → Site | DSV Al Markaz | HITACHI
2759 | PRL-ZAK-002-O Lot 6 | HVDC-ADOPT-HE-0173 | AGI | EQ-001 | 364853 | 1 | Indoor | Layer - 12 Cells | 365 | 233 | 172 | 14.6277 | 4500 | 5000 | Stackable x1 | 85044083 | SEK | 2079511 | MSC Branka | Sweden | Gothenburg | Khalifa port | 2024-06-20 | 2024-08-06 |  |  | 2024-08-08 | [11 empty] | CASE_LIST | 1 |  | warehouse | DSV Al Markaz | 2024-08-08 | warehouse | 1 | 1 | -1 | 0 | 8.5 | 1 | 8.5 | HITACHI(HE) |  | 0 | 1 | 1 | 2 | Flow 2: Port → WH → Site | DSV Al Markaz | HITACHI
2760 | PRL-ZAK-002-O Lot 6 | HVDC-ADOPT-HE-0173 | AGI | EQ-001 | 365185 | 1 | Indoor | Layer - 12 Cells | 365 | 233 | 172 | 14.6277 | 4500 | 5000 | Stackable x1 | 85044083 | SEK | 2079511 | MSC Branka | Sweden | Gothenburg | Khalifa port | 2024-06-20 | 2024-08-06 |  |  | 2024-08-09 | [11 empty] | CASE_LIST | 1 |  | warehouse | DSV Al Markaz | 2024-08-09 | warehouse | 1 | 1 | -1 | 0 | 8.5 | 1 | 8.5 | HITACHI(HE) |  | 0 | 1 | 1 | 2 | Flow 2: Port → WH → Site | DSV Al Markaz | HITACHI
2761 | PRL-ZAK-002-O Lot 6 | HVDC-ADOPT-HE-0173 | AGI | EQ-001 | 365191 | 1 | Indoor | Layer - 12 Cells | 365 | 233 | 172 | 14.6277 | 4500 | 5000 | Stackable x1 | 85044083 | SEK | 2079511 | MSC Branka | Sweden | Gothenburg | Khalifa port | 2024-06-20 | 2024-08-06 |  |  | 2024-08-09 | [11 empty] | CASE_LIST | 1 |  | warehouse | DSV Al Markaz | 2024-08-09 | warehouse | 1 | 1 | -1 | 0 | 8.5 | 1 | 8.5 | HITACHI(HE) |  | 0 | 1 | 1 | 2 | Flow 2: Port → WH → Site | DSV Al Markaz | HITACHI
2762 | PRL-ZAK-002-O Lot 6 | HVDC-ADOPT-HE-0173 | AGI | EQ-001 | 365194 | 1 | Indoor | Layer - 12 Cells | 365 | 233 | 172 | 14.6277 | 4500 | 5000 | Stackable x1 | 85044083 | SEK | 2079511 | MSC Branka | Sweden | Gothenburg | Khalifa port | 2024-06-20 | 2024-08-06 |  |  | 2024-08-09 | [11 empty] | CASE_LIST | 1 |  | warehouse | DSV Al Markaz | 2024-08-09 | warehouse | 1 | 1 | -1 | 0 | 8.5 | 1 | 8.5 | HITACHI(HE) |  | 0 | 1 | 1 | 2 | Flow 2: Port → WH → Site | DSV Al Markaz | HITACHI
2763 | PRL-ZAK-002-O Lot 6 | HVDC-ADOPT-HE-0173 | AGI | EQ-001 | 365202 | 1 | Indoor | Layer - 12 Cells | 365 | 233 | 172 | 14.6277 | 4500 | 5000 | Stackable x1 | 85044083 | SEK | 2079511 | MSC Branka | Sweden | Gothenburg | Khalifa port | 2024-06-20 | 2024-08-06 |  |  | 2024-08-10 | [11 empty] | CASE_LIST | 1 |  | warehouse | DSV Al Markaz | 2024-08-10 | warehouse | 1 | 1 | -1 | 0 | 8.5 | 1 | 8.5 | HITACHI(HE) |  | 0 | 1 | 1 | 2 | Flow 2: Port → WH → Site | DSV Al Markaz | HITACHI
2764 | PRL-ZAK-002-O Lot 6 | HVDC-ADOPT-HE-0173 | AGI | EQ-001 | 365218 | 1 | Indoor | Layer - 12 Cells | 365 | 233 | 172 | 14.6277 | 4500 | 5000 | Stackable x1 | 85044083 | SEK | 2079511 | MSC Branka | Sweden | Gothenburg | Khalifa port | 2024-06-20 | 2024-08-06 |  |  | 2024-08-10 | [11 empty] | CASE_LIST | 1 |  | warehouse | DSV Al Markaz | 2024-08-10 | warehouse | 1 | 1 | -1 | 0 | 8.5 | 1 | 8.5 | HITACHI(HE) |  | 0 | 1 | 1 | 2 | Flow 2: Port → WH → Site | DSV Al Markaz | HITACHI
2765 | PRL-ZAK-002-O Lot 6 | HVDC-ADOPT-HE-0173 | AGI | EQ-001 | 365234 | 1 | Indoor | Layer - 12 Cells | 365 | 233 | 172 | 14.6277 | 4500 | 5000 | Stackable x1 | 85044083 | SEK | 2079511 | MSC Branka | Sweden | Gothenburg | Khalifa port | 2024-06-20 | 2024-08-06 |  |  | 2024-08-10 | [11 empty] | CASE_LIST | 1 |  | warehouse | DSV Al Markaz | 2024-08-10 | warehouse | 1 | 1 | -1 | 0 | 8.5 | 1 | 8.5 | HITACHI(HE) |  | 0 | 1 | 1 | 2 | Flow 2: Port → WH → Site | DSV Al Markaz | HITACHI
2766 | PRL-ZAK-002-O Lot 6 | HVDC-ADOPT-HE-0173 | AGI | EQ-001 | 365201 | 1 | Indoor | Layer - 12 Cells | 365 | 233 | 172 | 14.6277 | 4500 | 5000 | Stackable x1 | 85044083 | SEK | 2079511 | MSC Branka | Sweden | Gothenburg | Khalifa port | 2024-06-20 | 2024-08-06 |  |  | 2024-08-09 | [11 empty] | CASE_LIST | 1 |  | warehouse | DSV Al Markaz | 2024-08-09 | warehouse | 1 | 1 | -1 | 0 | 8.5 | 1 | 8.5 | HITACHI(HE) |  | 0 | 1 | 1 | 2 | Flow 2: Port → WH → Site | DSV Al Markaz | HITACHI
2767 | PRL-ZAK-002-O Lot 6 | HVDC-ADOPT-HE-0173 | AGI | EQ-001 | 365203 | 1 | Indoor | Layer - 12 Cells | 365 | 233 | 172 | 14.6277 | 4500 | 5000 | Stackable x1 | 85044083 | SEK | 2079511 | MSC Branka | Sweden | Gothenburg | Khalifa port | 2024-06-20 | 2024-08-06 |  |  | 2024-08-09 | [11 empty] | CASE_LIST | 1 |  | warehouse | DSV Al Markaz | 2024-08-09 | warehouse | 1 | 1 | -1 | 0 | 8.5 | 1 | 8.5 | HITACHI(HE) |  | 0 | 1 | 1 | 2 | Flow 2: Port → WH → Site | DSV Al Markaz | HITACHI
2768 | PRL-ZAK-002-O Lot 6 | HVDC-ADOPT-HE-0173 | AGI | EQ-001 | 365213 | 1 | Indoor | Layer - 12 Cells | 365 | 233 | 172 | 14.6277 | 4500 | 5000 | Stackable x1 | 85044083 | SEK | 2079511 | MSC Branka | Sweden | Gothenburg | Khalifa port | 2024-06-20 | 2024-08-06 |  |  | 2024-08-09 | [11 empty] | CASE_LIST | 1 |  | warehouse | DSV Al Markaz | 2024-08-09 | warehouse | 1 | 1 | -1 | 0 | 8.5 | 1 | 8.5 | HITACHI(HE) |  | 0 | 1 | 1 | 2 | Flow 2: Port → WH → Site | DSV Al Markaz | HITACHI
2769 | PRL-ZAK-002-O Lot 6 | HVDC-ADOPT-HE-0173 | AGI | EQ-001 | 365164 | 1 | Indoor | Layer - 12 Cells | 365 | 233 | 172 | 14.6277 | 4500 | 5000 | Stackable x1 | 85044083 | SEK | 2079511 | MSC Branka | Sweden | Gothenburg | Khalifa port | 2024-06-20 | 2024-08-06 |  |  | 2024-08-08 | [11 empty] | CASE_LIST | 1 |  | warehouse | DSV Al Markaz | 2024-08-08 | warehouse | 1 | 1 | -1 | 0 | 8.5 | 1 | 8.5 | HITACHI(HE) |  | 0 | 1 | 1 | 2 | Flow 2: Port → WH → Site | DSV Al Markaz | HITACHI
2770 | PRL-ZAK-002-O Lot 6 | HVDC-ADOPT-HE-0173 | AGI | EQ-001 | 365165 | 1 | Indoor | Layer - 12 Cells | 365 | 233 | 172 | 14.6277 | 4500 | 5000 | Stackable x1 | 85044083 | SEK | 2079511 | MSC Branka | Sweden | Gothenburg | Khalifa port | 2024-06-20 | 2024-08-06 |  |  | 2024-08-08 | [11 empty] | CASE_LIST | 1 |  | warehouse | DSV Al Markaz | 2024-08-08 | warehouse | 1 | 1 | -1 | 0 | 8.5 | 1 | 8.5 | HITACHI(HE) |  | 0 | 1 | 1 | 2 | Flow 2: Port → WH → Site | DSV Al Markaz | HITACHI
2771 | PRL-ZAK-002-O Lot 6 | HVDC-ADOPT-HE-0173 | AGI | EQ-001 | 365195 | 1 | Indoor | Layer - 12 Cells | 365 | 233 | 172 | 14.6277 | 4500 | 5000 | Stackable x1 | 85044083 | SEK | 2079511 | MSC Branka | Sweden | Gothenburg | Khalifa port | 2024-06-20 | 2024-08-06 |  |  | 2024-08-08 | [11 empty] | CASE_LIST | 1 |  | warehouse | DSV Al Markaz | 2024-08-08 | warehouse | 1 | 1 | -1 | 0 | 8.5 | 1 | 8.5 | HITACHI(HE) |  | 0 | 1 | 1 | 2 | Flow 2: Port → WH → Site | DSV Al Markaz | HITACHI
2772 | PRL-ZAK-002-O Lot 6 | HVDC-ADOPT-HE-0173 | AGI | EQ-001 | 365196 | 1 | Indoor | Layer - 12 Cells | 365 | 233 | 172 | 14.6277 | 4500 | 5000 | Stackable x1 | 85044083 | SEK | 2079511 | MSC Branka | Sweden | Gothenburg | Khalifa port | 2024-06-20 | 2024-08-06 |  |  | 2024-08-09 | [11 empty] | CASE_LIST | 1 |  | warehouse | DSV Al Markaz | 2024-08-09 | warehouse | 1 | 1 | -1 | 0 | 8.5 | 1 | 8.5 | HITACHI(HE) |  | 0 | 1 | 1 | 2 | Flow 2: Port → WH → Site | DSV Al Markaz | HITACHI
2773 | PRL-ZAK-002-O Lot 6 | HVDC-ADOPT-HE-0173 | AGI | EQ-001 | 365197 | 1 | Indoor | Layer - 12 Cells | 365 | 233 | 172 | 14.6277 | 4500 | 5000 | Stackable x1 | 85044083 | SEK | 2079511 | MSC Branka | Sweden | Gothenburg | Khalifa port | 2024-06-20 | 2024-08-06 |  |  | 2024-08-09 | [11 empty] | CASE_LIST | 1 |  | warehouse | DSV Al Markaz | 2024-08-09 | warehouse | 1 | 1 | -1 | 0 | 8.5 | 1 | 8.5 | HITACHI(HE) |  | 0 | 1 | 1 | 2 | Flow 2: Port → WH → Site | DSV Al Markaz | HITACHI
2774 | PRL-ZAK-002-O Lot 6 | HVDC-ADOPT-HE-0173 | AGI | EQ-001 | 365199 | 1 | Indoor | Layer - 12 Cells | 365 | 233 | 172 | 14.6277 | 4500 | 5000 | Stackable x1 | 85044083 | SEK | 2079511 | MSC Branka | Sweden | Gothenburg | Khalifa port | 2024-06-20 | 2024-08-06 |  |  | 2024-08-09 | [11 empty] | CASE_LIST | 1 |  | warehouse | DSV Al Markaz | 2024-08-09 | warehouse | 1 | 1 | -1 | 0 | 8.5 | 1 | 8.5 | HITACHI(HE) |  | 0 | 1 | 1 | 2 | Flow 2: Port → WH → Site | DSV Al Markaz | HITACHI
2775 | PRL-ZAK-002-O Lot 6 | HVDC-ADOPT-HE-0173 | AGI | EQ-001 | 365179 | 1 | Indoor | Layer - 12 Cells | 365 | 233 | 172 | 14.6277 | 4500 | 5000 | Stackable x1 | 85044083 | SEK | 2079511 | MSC Branka | Sweden | Gothenburg | Khalifa port | 2024-06-20 | 2024-08-06 |  |  | 2024-08-08 | [11 empty] | CASE_LIST | 1 |  | warehouse | DSV Al Markaz | 2024-08-08 | warehouse | 1 | 1 | -1 | 0 | 8.5 | 1 | 8.5 | HITACHI(HE) |  | 0 | 1 | 1 | 2 | Flow 2: Port → WH → Site | DSV Al Markaz | HITACHI
2776 | PRL-ZAK-002-O Lot 6 | HVDC-ADOPT-HE-0173 | AGI | EQ-001 | 365217 | 1 | Indoor | Layer - 12 Cells | 365 | 233 | 172 | 14.6277 | 4500 | 5000 | Stackable x1 | 85044083 | SEK | 2079511 | MSC Branka | Sweden | Gothenburg | Khalifa port | 2024-06-20 | 2024-08-06 |  |  | 2024-08-08 | [11 empty] | CASE_LIST | 1 |  | warehouse | DSV Al Markaz | 2024-08-08 | warehouse | 1 | 1 | -1 | 0 | 8.5 | 1 | 8.5 | HITACHI(HE) |  | 0 | 1 | 1 | 2 | Flow 2: Port → WH → Site | DSV Al Markaz | HITACHI
2777 | PRL-ZAK-002-O Lot 6 | HVDC-ADOPT-HE-0173 | AGI | EQ-001 | 365219 | 1 | Indoor | Layer - 12 Cells | 365 | 233 | 172 | 14.6277 | 4500 | 5000 | Stackable x1 | 85044083 | SEK | 2079511 | MSC Branka | Sweden | Gothenburg | Khalifa port | 2024-06-20 | 2024-08-06 |  |  | 2024-08-08 | [11 empty] | CASE_LIST | 1 |  | warehouse | DSV Al Markaz | 2024-08-08 | warehouse | 1 | 1 | -1 | 0 | 8.5 | 1 | 8.5 | HITACHI(HE) |  | 0 | 1 | 1 | 2 | Flow 2: Port → WH → Site | DSV Al Markaz | HITACHI
2778 | PRL-ZAK-002-O Lot 6 | HVDC-ADOPT-HE-0173 | AGI | EQ-001 | 365205 | 1 | Indoor | Layer - 12 Cells | 365 | 233 | 172 | 14.6277 | 4500 | 5000 | Stackable x1 | 85044083 | SEK | 2079511 | MSC Branka | Sweden | Gothenburg | Khalifa port | 2024-06-20 | 2024-08-06 |  |  | 2024-08-08 | [11 empty] | CASE_LIST | 1 |  | warehouse | DSV Al Markaz | 2024-08-08 | warehouse | 1 | 1 | -1 | 0 | 8.5 | 1 | 8.5 | HITACHI(HE) |  | 0 | 1 | 1 | 2 | Flow 2: Port → WH → Site | DSV Al Markaz | HITACHI
2779 | PRL-ZAK-002-O Lot 6 | HVDC-ADOPT-HE-0173 | AGI | EQ-001 | 365220 | 1 | Indoor | Layer - 12 Cells | 365 | 233 | 172 | 14.6277 | 4500 | 5000 | Stackable x1 | 85044083 | SEK | 2079511 | MSC Branka | Sweden | Gothenburg | Khalifa port | 2024-06-20 | 2024-08-06 |  |  | 2024-08-08 | [11 empty] | CASE_LIST | 1 |  | warehouse | DSV Al Markaz | 2024-08-08 | warehouse | 1 | 1 | -1 | 0 | 8.5 | 1 | 8.5 | HITACHI(HE) |  | 0 | 1 | 1 | 2 | Flow 2: Port → WH → Site | DSV Al Markaz | HITACHI
2780 | PRL-ZAK-002-O Lot 6 | HVDC-ADOPT-HE-0173 | AGI | EQ-001 | 365322 | 1 | Indoor | Layer - 12 Cells | 365 | 233 | 172 | 14.6277 | 4500 | 5000 | Stackable x1 | 85044083 | SEK | 2079511 | MSC Branka | Sweden | Gothenburg | Khalifa port | 2024-06-20 | 2024-08-06 |  |  | 2024-08-08 | [11 empty] | CASE_LIST | 1 |  | warehouse | DSV Al Markaz | 2024-08-08 | warehouse | 1 | 1 | -1 | 0 | 8.5 | 1 | 8.5 | HITACHI(HE) |  | 0 | 1 | 1 | 2 | Flow 2: Port → WH → Site | DSV Al Markaz | HITACHI
2781 | PRL-ZAK-002-O Lot 6 | HVDC-ADOPT-HE-0173 | AGI | EQ-001 | 365104 | 1 | Indoor | Layer - 12 Cells | 365 | 233 | 172 | 14.6277 | 4500 | 5000 | Stackable x1 | 85044083 | SEK | 2079511 | MSC Branka | Sweden | Gothenburg | Khalifa port | 2024-06-20 | 2024-08-06 |  |  | 2024-08-09 | [11 empty] | CASE_LIST | 1 |  | warehouse | DSV Al Markaz | 2024-08-09 | warehouse | 1 | 1 | -1 | 0 | 8.5 | 1 | 8.5 | HITACHI(HE) |  | 0 | 1 | 1 | 2 | Flow 2: Port → WH → Site | DSV Al Markaz | HITACHI
2782 | PRL-ZAK-002-O Lot 6 | HVDC-ADOPT-HE-0173 | AGI | EQ-001 | 365314 | 1 | Indoor | Layer - 12 Cells | 365 | 233 | 172 | 14.6277 | 4500 | 5000 | Stackable x1 | 85044083 | SEK | 2079511 | MSC Branka | Sweden | Gothenburg | Khalifa port | 2024-06-20 | 2024-08-06 |  |  | 2024-08-09 | [11 empty] | CASE_LIST | 1 |  | warehouse | DSV Al Markaz | 2024-08-09 | warehouse | 1 | 1 | -1 | 0 | 8.5 | 1 | 8.5 | HITACHI(HE) |  | 0 | 1 | 1 | 2 | Flow 2: Port → WH → Site | DSV Al Markaz | HITACHI
2783 | PRL-ZAK-002-O Lot 6 | HVDC-ADOPT-HE-0173 | AGI | EQ-001 | 364852 | 1 | Indoor | Layer - 12 Cells | 365 | 233 | 172 | 14.6277 | 4500 | 5000 | Stackable x1 | 85044083 | SEK | 2079511 | MSC Branka | Sweden | Gothenburg | Khalifa port | 2024-06-20 | 2024-08-06 |  |  | 2024-08-09 | [11 empty] | CASE_LIST | 1 |  | warehouse | DSV Al Markaz | 2024-08-09 | warehouse | 1 | 1 | -1 | 0 | 8.5 | 1 | 8.5 | HITACHI(HE) |  | 0 | 1 | 1 | 2 | Flow 2: Port → WH → Site | DSV Al Markaz | HITACHI
2784 | PRL-ZAK-002-O Lot 6 | HVDC-ADOPT-HE-0173 | AGI | EQ-001 | 365107 | 1 | Indoor | Layer - 12 Cells | 365 | 233 | 172 | 14.6277 | 4500 | 5000 | Stackable x1 | 85044083 | SEK | 2079511 | MSC Branka | Sweden | Gothenburg | Khalifa port | 2024-06-20 | 2024-08-06 |  |  | 2024-08-08 | [11 empty] | CASE_LIST | 1 |  | warehouse | DSV Al Markaz | 2024-08-08 | warehouse | 1 | 1 | -1 | 0 | 8.5 | 1 | 8.5 | HITACHI(HE) |  | 0 | 1 | 1 | 2 | Flow 2: Port → WH → Site | DSV Al Markaz | HITACHI
2785 | PRL-ZAK-002-O Lot 6 | HVDC-ADOPT-HE-0173 | AGI | EQ-001 | 365180 | 1 | Indoor | Layer - 12 Cells | 365 | 233 | 172 | 14.6277 | 4500 | 5000 | Stackable x1 | 85044083 | SEK | 2079511 | MSC Branka | Sweden | Gothenburg | Khalifa port | 2024-06-20 | 2024-08-06 |  |  | 2024-08-08 | [11 empty] | CASE_LIST | 1 |  | warehouse | DSV Al Markaz | 2024-08-08 | warehouse | 1 | 1 | -1 | 0 | 8.5 | 1 | 8.5 | HITACHI(HE) |  | 0 | 1 | 1 | 2 | Flow 2: Port → WH → Site | DSV Al Markaz | HITACHI
2786 | PRL-ZAK-002-O Lot 6 | HVDC-ADOPT-HE-0173 | AGI | EQ-001 | 365186 | 1 | Indoor | Layer - 12 Cells | 365 | 233 | 172 | 14.6277 | 4500 | 5000 | Stackable x1 | 85044083 | SEK | 2079511 | MSC Branka | Sweden | Gothenburg | Khalifa port | 2024-06-20 | 2024-08-06 |  |  | 2024-08-08 | [11 empty] | CASE_LIST | 1 |  | warehouse | DSV Al Markaz | 2024-08-08 | warehouse | 1 | 1 | -1 | 0 | 8.5 | 1 | 8.5 | HITACHI(HE) |  | 0 | 1 | 1 | 2 | Flow 2: Port → WH → Site | DSV Al Markaz | HITACHI
2787 | PRL-ZAK-002-O Lot 6 | HVDC-ADOPT-HE-0173 | AGI | EQ-001 | 365149 | 1 | Indoor | Layer - 12 Cells | 365 | 233 | 172 | 14.6277 | 4500 | 5000 | Stackable x1 | 85044083 | SEK | 2079511 | MSC Branka | Sweden | Gothenburg | Khalifa port | 2024-06-20 | 2024-08-06 |  |  | 2024-08-09 | [11 empty] | CASE_LIST | 1 |  | warehouse | DSV Al Markaz | 2024-08-09 | warehouse | 1 | 1 | -1 | 0 | 8.5 | 1 | 8.5 | HITACHI(HE) |  | 0 | 1 | 1 | 2 | Flow 2: Port → WH → Site | DSV Al Markaz | HITACHI
2788 | PRL-ZAK-002-O Lot 6 | HVDC-ADOPT-HE-0173 | AGI | EQ-001 | 365184 | 1 | Indoor | Layer - 12 Cells | 365 | 233 | 172 | 14.6277 | 4500 | 5000 | Stackable x1 | 85044083 | SEK | 2079511 | MSC Branka | Sweden | Gothenburg | Khalifa port | 2024-06-20 | 2024-08-06 |  |  | 2024-08-09 | [11 empty] | CASE_LIST | 1 |  | warehouse | DSV Al Markaz | 2024-08-09 | warehouse | 1 | 1 | -1 | 0 | 8.5 | 1 | 8.5 | HITACHI(HE) |  | 0 | 1 | 1 | 2 | Flow 2: Port → WH → Site | DSV Al Markaz | HITACHI
2789 | PRL-ZAK-002-O Lot 6 | HVDC-ADOPT-HE-0173 | AGI | EQ-001 | 365265 | 1 | Indoor | Layer - 12 Cells | 365 | 233 | 172 | 14.6277 | 4500 | 5000 | Stackable x1 | 85044083 | SEK | 2079511 | MSC Branka | Sweden | Gothenburg | Khalifa port | 2024-06-20 | 2024-08-06 |  |  | 2024-08-09 | [11 empty] | CASE_LIST | 1 |  | warehouse | DSV Al Markaz | 2024-08-09 | warehouse | 1 | 1 | -1 | 0 | 8.5 | 1 | 8.5 | HITACHI(HE) |  | 0 | 1 | 1 | 2 | Flow 2: Port → WH → Site | DSV Al Markaz | HITACHI
2790 | PRL-ZAK-002-O Lot 6 | HVDC-ADOPT-HE-0173 | AGI | EQ-001 | 365109 | 1 | Indoor | Layer - 12 Cells | 365 | 233 | 172 | 14.6277 | 4500 | 5000 | Stackable x1 | 85044083 | SEK | 2079511 | MSC Branka | Sweden | Gothenburg | Khalifa port | 2024-06-20 | 2024-08-06 |  |  | 2024-08-10 | [11 empty] | CASE_LIST | 1 |  | warehouse | DSV Al Markaz | 2024-08-10 | warehouse | 1 | 1 | -1 | 0 | 8.5 | 1 | 8.5 | HITACHI(HE) |  | 0 | 1 | 1 | 2 | Flow 2: Port → WH → Site | DSV Al Markaz | HITACHI
2791 | PRL-ZAK-002-O Lot 6 | HVDC-ADOPT-HE-0173 | AGI | EQ-001 | 365187 | 1 | Indoor | Layer - 12 Cells | 365 | 233 | 172 | 14.6277 | 4500 | 5000 | Stackable x1 | 85044083 | SEK | 2079511 | MSC Branka | Sweden | Gothenburg | Khalifa port | 2024-06-20 | 2024-08-06 |  |  | 2024-08-10 | [11 empty] | CASE_LIST | 1 |  | warehouse | DSV Al Markaz | 2024-08-10 | warehouse | 1 | 1 | -1 | 0 | 8.5 | 1 | 8.5 | HITACHI(HE) |  | 0 | 1 | 1 | 2 | Flow 2: Port → WH → Site | DSV Al Markaz | HITACHI
2792 | PRL-ZAK-002-O Lot 6 | HVDC-ADOPT-HE-0173 | AGI | EQ-001 | 365210 | 1 | Indoor | Layer - 12 Cells | 365 | 233 | 172 | 14.6277 | 4500 | 5000 | Stackable x1 | 85044083 | SEK | 2079511 | MSC Branka | Sweden | Gothenburg | Khalifa port | 2024-06-20 | 2024-08-06 |  |  | 2024-08-10 | [11 empty] | CASE_LIST | 1 |  | warehouse | DSV Al Markaz | 2024-08-10 | warehouse | 1 | 1 | -1 | 0 | 8.5 | 1 | 8.5 | HITACHI(HE) |  | 0 | 1 | 1 | 2 | Flow 2: Port → WH → Site | DSV Al Markaz | HITACHI
2601 | PRL-SHU-021-O | HVDC-ADOPT-HE-0172 | SHU | EQ-002 | 190271 | 1 | Outdoor | Corona Rings, Labels All Units | 80 | 60 | 70 | 0.336 | 13 | 28 | 600kg/m2 | 85352600 | SEK | 20000 | Maersk Cincinnati | Sweden | Gothenburg | Khalifa port | 2024-06-13 | 2024-08-07 | [11 empty] | 2024-08-29 |  |  | CASE_LIST |  | 1 | site | SHU | 2024-08-29 | site | 0 | 1 | 1 | 2 | 0.48 | 1 | 0.48 | HITACHI(HE) |  | 1 | 1 | 0 | 1 | Flow 1: Port → Site | SHU | HITACHI
2622 | PRL-SHU-020-O4 Spare | HVDC-ADOPT-HE-0171 | SHU | EQ-056B | 190811 | 1 | Indoor | OPERATING DEVICE BLG Spare | 189 | 105 | 112 | 2.223 | 530 | 680 | Stackable 2 tier | 85352600 | SEK | 152375 | Maersk Cincinnati | Sweden | Gothenburg | Khalifa port | 2024-06-13 | 2024-08-07 |  | 2024-09-03 | [9 empty] | 2025-08-12 |  |  | CASE_LIST | 1 | 1 | site | SHU | 2025-08-12 | site | 1 | 2 | 0 | 2 | 1.98 | 2 | 1.98 | HITACHI(HE) |  | 1 | 2 | 1 | 2 | Flow 2: Port → WH → Site | SHU | HITACHI
2623 | PRL-SHU-020-O4 Spare | HVDC-ADOPT-HE-0171 | SHU | EQ-056B | 190813 | 1 | Indoor | OPERATING DEVICE BLK Spare | 115 | 114 | 134 | 1.757 | 250 | 350 | Stackable 3 tier | 85352600 | SEK | 152375 | Maersk Cincinnati | Sweden | Gothenburg | Khalifa port | 2024-06-13 | 2024-08-07 |  | 2024-09-03 | [9 empty] | 2025-08-12 |  |  | CASE_LIST | 1 | 1 | site | SHU | 2025-08-12 | site | 1 | 2 | 0 | 2 | 1.31 | 3 | 1.31 | HITACHI(HE) |  | 1 | 2 | 1 | 2 | Flow 2: Port → WH → Site | SHU | HITACHI
2605 | PRL-SHU-020-O3 Spare | HVDC-ADOPT-HE-0170 | SHU | EQ-056B | 190810 | 1 | Outdoor | SUPPORT POLE HPL B1 Spare | 644 | 83 | 89 | 4.757 | 450 | 930 | Stackable 3 tier | 85352600 | SEK | 152375 | Maersk Cincinnati | Sweden | Gothenburg | Khalifa port | 2024-06-13 | 2024-08-07 | [11 empty] | 2024-08-30 |  |  | CASE_LIST |  | 1 | site | SHU | 2024-08-30 | site | 0 | 1 | 1 | 2 | 5.35 | 3 | 5.35 | HITACHI(HE) |  | 1 | 1 | 0 | 1 | Flow 1: Port → Site | SHU | HITACHI
2606 | PRL-SHU-020-O3 Spare | HVDC-ADOPT-HE-0170 | SHU | EQ-056B | 190812 | 1 | Outdoor | SET OF POLES LTB Spare | 350 | 72 | 127 | 3.2 | 200 | 500 | Stackable 3 tier | 85352600 | SEK | 152375 | Maersk Cincinnati | Sweden | Gothenburg | Khalifa port | 2024-06-13 | 2024-08-07 | [11 empty] | 2024-08-29 |  |  | CASE_LIST |  | 1 | site | SHU | 2024-08-29 | site | 0 | 1 | 1 | 2 | 2.52 | 3 | 2.52 | HITACHI(HE) |  | 1 | 1 | 0 | 1 | Flow 1: Port → Site | SHU | HITACHI
2612 | PRL-SHU-020-O2 | HVDC-ADOPT-HE-0169 | SHU | EQ-056B | 190805 | 1 | Indoor | OPERATING DEVICE BLG | 189 | 105 | 112 | 2.223 | 530 | 680 | Stackable 2 tier | 85352600 | SEK | 152375 | Maersk Cincinnati | Sweden | Gothenburg | Khalifa port | 2024-06-13 | 2024-08-07 |  | 2024-09-03 | [9 empty] | 2024-12-07 |  |  | CASE_LIST | 1 | 1 | site | SHU | 2024-12-07 | site | 1 | 2 | 0 | 2 | 1.98 | 2 | 1.98 | HITACHI(HE) |  | 1 | 2 | 1 | 2 | Flow 2: Port → WH → Site | SHU | HITACHI
2613 | PRL-SHU-020-O2 | HVDC-ADOPT-HE-0169 | SHU | EQ-056B | 190806 | 1 | Indoor | OPERATING DEVICE BLG | 189 | 105 | 112 | 2.223 | 530 | 680 | Stackable 2 tier | 85352600 | SEK | 152375 | Maersk Cincinnati | Sweden | Gothenburg | Khalifa port | 2024-06-13 | 2024-08-07 |  | 2024-09-03 | [9 empty] | 2024-12-07 |  |  | CASE_LIST | 1 | 1 | site | SHU | 2024-12-07 | site | 1 | 2 | 0 | 2 | 1.98 | 2 | 1.98 | HITACHI(HE) |  | 1 | 2 | 1 | 2 | Flow 2: Port → WH → Site | SHU | HITACHI
2614 | PRL-SHU-020-O2 | HVDC-ADOPT-HE-0169 | SHU | EQ-056B | 190800 | 1 | Indoor | OPERATING DEVICE BLG | 189 | 105 | 112 | 2.223 | 530 | 680 | Stackable 2 tier | 85352600 | SEK | 152375 | Maersk Cincinnati | Sweden | Gothenburg | Khalifa port | 2024-06-13 | 2024-08-07 |  | 2024-09-03 | [9 empty] | 2024-12-07 |  |  | CASE_LIST | 1 | 1 | site | SHU | 2024-12-07 | site | 1 | 2 | 0 | 2 | 1.98 | 2 | 1.98 | HITACHI(HE) |  | 1 | 2 | 1 | 2 | Flow 2: Port → WH → Site | SHU | HITACHI
2615 | PRL-SHU-020-O2 | HVDC-ADOPT-HE-0169 | SHU | EQ-056B | 190816 | 1 | Indoor | OPERATING DEVICE BLG | 189 | 105 | 112 | 2.223 | 530 | 680 | Stackable 2 tier | 85352600 | SEK | 152375 | Maersk Cincinnati | Sweden | Gothenburg | Khalifa port | 2024-06-13 | 2024-08-07 |  | 2024-09-03 | [9 empty] | 2024-12-07 |  |  | CASE_LIST | 1 | 1 | site | SHU | 2024-12-07 | site | 1 | 2 | 0 | 2 | 1.98 | 2 | 1.98 | HITACHI(HE) |  | 1 | 2 | 1 | 2 | Flow 2: Port → WH → Site | SHU | HITACHI
2616 | PRL-SHU-020-O2 | HVDC-ADOPT-HE-0169 | SHU | EQ-056B | 190797 | 1 | Indoor | OPERATING DEVICE BLK | 114 | 113 | 134 | 1.726 | 250 | 350 | Stackable 3 tier | 85352600 | SEK | 152375 | Maersk Cincinnati | Sweden | Gothenburg | Khalifa port | 2024-06-13 | 2024-08-07 |  | 2024-09-03 | [9 empty] | 2024-12-07 |  |  | CASE_LIST | 1 | 1 | site | SHU | 2024-12-07 | site | 1 | 2 | 0 | 2 | 1.29 | 3 | 1.29 | HITACHI(HE) |  | 1 | 2 | 1 | 2 | Flow 2: Port → WH → Site | SHU | HITACHI
2617 | PRL-SHU-020-O2 | HVDC-ADOPT-HE-0169 | SHU | EQ-056B | 190809 | 1 | Indoor | OPERATING DEVICE BLG | 189 | 105 | 112 | 2.223 | 530 | 680 | Stackable 2 tier | 85352600 | SEK | 152375 | Maersk Cincinnati | Sweden | Gothenburg | Khalifa port | 2024-06-13 | 2024-08-07 |  | 2024-09-03 | [9 empty] | 2024-12-07 |  |  | CASE_LIST | 1 | 1 | site | SHU | 2024-12-07 | site | 1 | 2 | 0 | 2 | 1.98 | 2 | 1.98 | HITACHI(HE) |  | 1 | 2 | 1 | 2 | Flow 2: Port → WH → Site | SHU | HITACHI
2589 | PRL-SHU-020-O1 | HVDC-ADOPT-HE-0168 | SHU | EQ-056B | 190801 | 1 | Outdoor | SET OF POLES HPL B1 | 644 | 83 | 89 | 4.757 | 550 | 950 | Stackable 3 tier | 85352600 | SEK | 152375 | Maersk Cincinnati | Sweden | Gothenburg | Khalifa port | 2024-06-13 | 2024-08-07 | [11 empty] | 2024-08-29 |  |  | CASE_LIST |  | 1 | site | SHU | 2024-08-29 | site | 0 | 1 | 1 | 2 | 5.35 | 3 | 5.35 | HITACHI(HE) |  | 1 | 1 | 0 | 1 | Flow 1: Port → Site | SHU | HITACHI
2590 | PRL-SHU-020-O1 | HVDC-ADOPT-HE-0168 | SHU | EQ-056B | 190802 | 1 | Outdoor | SET OF POLES HPL B1 | 644 | 83 | 89 | 4.757 | 550 | 950 | Stackable 3 tier | 85352600 | SEK | 152375 | Maersk Cincinnati | Sweden | Gothenburg | Khalifa port | 2024-06-13 | 2024-08-07 | [11 empty] | 2024-08-29 |  |  | CASE_LIST |  | 1 | site | SHU | 2024-08-29 | site | 0 | 1 | 1 | 2 | 5.35 | 3 | 5.35 | HITACHI(HE) |  | 1 | 1 | 0 | 1 | Flow 1: Port → Site | SHU | HITACHI
2591 | PRL-SHU-020-O1 | HVDC-ADOPT-HE-0168 | SHU | EQ-056B | 190803 | 1 | Outdoor | SET OF FRAMEPARTS | 236 | 55 | 36 | 0.467 | 210 | 230 | Stackable 3 tier | 85352600 | SEK | 152375 | Maersk Cincinnati | Sweden | Gothenburg | Khalifa port | 2024-06-13 | 2024-08-07 | [11 empty] | 2024-08-29 |  |  | CASE_LIST |  | 1 | site | SHU | 2024-08-29 | site | 0 | 1 | 1 | 2 | 1.3 | 3 | 1.3 | HITACHI(HE) |  | 1 | 1 | 0 | 1 | Flow 1: Port → Site | SHU | HITACHI
2592 | PRL-SHU-020-O1 | HVDC-ADOPT-HE-0168 | SHU | EQ-056B | 190804 | 1 | Outdoor | SET OF FRAMEPARTS | 236 | 55 | 35 | 0.454 | 210 | 230 | Stackable 3 tier | 85352600 | SEK | 152375 | Maersk Cincinnati | Sweden | Gothenburg | Khalifa port | 2024-06-13 | 2024-08-07 | [11 empty] | 2024-08-29 |  |  | CASE_LIST |  | 1 | site | SHU | 2024-08-29 | site | 0 | 1 | 1 | 2 | 1.3 | 3 | 1.3 | HITACHI(HE) |  | 1 | 1 | 0 | 1 | Flow 1: Port → Site | SHU | HITACHI
2593 | PRL-SHU-020-O1 | HVDC-ADOPT-HE-0168 | SHU | EQ-056B | 190798 | 1 | Outdoor | SET OF POLES HPL B1 | 644 | 83 | 89 | 4.757 | 400 | 900 | Stackable 3 tier | 85352600 | SEK | 152375 | Maersk Cincinnati | Sweden | Gothenburg | Khalifa port | 2024-06-13 | 2024-08-07 | [11 empty] | 2024-08-29 |  |  | CASE_LIST |  | 1 | site | SHU | 2024-08-29 | site | 0 | 1 | 1 | 2 | 5.35 | 3 | 5.35 | HITACHI(HE) |  | 1 | 1 | 0 | 1 | Flow 1: Port → Site | SHU | HITACHI
2594 | PRL-SHU-020-O1 | HVDC-ADOPT-HE-0168 | SHU | EQ-056B | 190799 | 1 | Outdoor | SET OF FRAMEPARTS | 236 | 55 | 35 | 0.454 | 210 | 230 | Stackable 3 tier | 85352600 | SEK | 152375 | Maersk Cincinnati | Sweden | Gothenburg | Khalifa port | 2024-06-13 | 2024-08-07 | [11 empty] | 2024-08-29 |  |  | CASE_LIST |  | 1 | site | SHU | 2024-08-29 | site | 0 | 1 | 1 | 2 | 1.3 | 3 | 1.3 | HITACHI(HE) |  | 1 | 1 | 0 | 1 | Flow 1: Port → Site | SHU | HITACHI
2595 | PRL-SHU-020-O1 | HVDC-ADOPT-HE-0168 | SHU | EQ-056B | 190814 | 1 | Outdoor | SET OF POLES HPL B1 | 644 | 83 | 89 | 4.757 | 345 | 850 | Stackable 3 tier | 85352600 | SEK | 152375 | Maersk Cincinnati | Sweden | Gothenburg | Khalifa port | 2024-06-13 | 2024-08-07 | [11 empty] | 2024-08-29 |  |  | CASE_LIST |  | 1 | site | SHU | 2024-08-29 | site | 0 | 1 | 1 | 2 | 5.35 | 3 | 5.35 | HITACHI(HE) |  | 1 | 1 | 0 | 1 | Flow 1: Port → Site | SHU | HITACHI
2596 | PRL-SHU-020-O1 | HVDC-ADOPT-HE-0168 | SHU | EQ-056B | 190815 | 1 | Outdoor | SET OF FRAMEPARTS | 236 | 55 | 35 | 0.454 | 210 | 230 | Stackable 3 tier | 85352600 | SEK | 152375 | Maersk Cincinnati | Sweden | Gothenburg | Khalifa port | 2024-06-13 | 2024-08-07 | [11 empty] | 2024-08-29 |  |  | CASE_LIST |  | 1 | site | SHU | 2024-08-29 | site | 0 | 1 | 1 | 2 | 1.3 | 3 | 1.3 | HITACHI(HE) |  | 1 | 1 | 0 | 1 | Flow 1: Port → Site | SHU | HITACHI
2597 | PRL-SHU-020-O1 | HVDC-ADOPT-HE-0168 | SHU | EQ-056B | 190796 | 1 | Outdoor | SET OF POLES LTBD | 350 | 72 | 127 | 3.2 | 250 | 500 | Stackable 3 tier | 85352600 | SEK | 152375 | Maersk Cincinnati | Sweden | Gothenburg | Khalifa port | 2024-06-13 | 2024-08-07 | [11 empty] | 2024-08-29 |  |  | CASE_LIST |  | 1 | site | SHU | 2024-08-29 | site | 0 | 1 | 1 | 2 | 2.52 | 3 | 2.52 | HITACHI(HE) |  | 1 | 1 | 0 | 1 | Flow 1: Port → Site | SHU | HITACHI
2598 | PRL-SHU-020-O1 | HVDC-ADOPT-HE-0168 | SHU | EQ-056B | 190795 | 1 | Outdoor | SET OF FRAMEPARTS | 240 | 60 | 30 | 0.432 | 120 | 140 | Stackable 3 tier | 85352600 | SEK | 152375 | Maersk Cincinnati | Sweden | Gothenburg | Khalifa port | 2024-06-13 | 2024-08-07 | [11 empty] | 2024-08-29 |  |  | CASE_LIST |  | 1 | site | SHU | 2024-08-29 | site | 0 | 1 | 1 | 2 | 1.44 | 3 | 1.44 | HITACHI(HE) |  | 1 | 1 | 0 | 1 | Flow 1: Port → Site | SHU | HITACHI
2599 | PRL-SHU-020-O1 | HVDC-ADOPT-HE-0168 | SHU | EQ-056B | 190807 | 1 | Outdoor | SET OF POLES HPL B1 | 644 | 83 | 89 | 4.757 | 400 | 900 | Stackable 3 tier | 85352600 | SEK | 152375 | Maersk Cincinnati | Sweden | Gothenburg | Khalifa port | 2024-06-13 | 2024-08-07 | [11 empty] | 2024-08-30 |  |  | CASE_LIST |  | 1 | site | SHU | 2024-08-30 | site | 0 | 1 | 1 | 2 | 5.35 | 3 | 5.35 | HITACHI(HE) |  | 1 | 1 | 0 | 1 | Flow 1: Port → Site | SHU | HITACHI
2600 | PRL-SHU-020-O1 | HVDC-ADOPT-HE-0168 | SHU | EQ-056B | 190808 | 1 | Outdoor | SET OF FRAMEPARTS | 236 | 55 | 35 | 0.454 | 210 | 230 | Stackable 3 tier | 85352600 | SEK | 152375 | Maersk Cincinnati | Sweden | Gothenburg | Khalifa port | 2024-06-13 | 2024-08-07 | [11 empty] | 2024-08-29 |  |  | CASE_LIST |  | 1 | site | SHU | 2024-08-29 | site | 0 | 1 | 1 | 2 | 1.3 | 3 | 1.3 | HITACHI(HE) |  | 1 | 1 | 0 | 1 | Flow 1: Port → Site | SHU | HITACHI
2602 | PRL-SHU-019-O4 Spare | HVDC-ADOPT-HE-0167 | SHU | EQ-055 | 190869 | 1 | Outdoor | SET OF POLES LTB | 350 | 72 | 127 | 3.2 | 250 | 500 | Stackable 3 tier | 85352600 | SEK | 231519.2 | Maersk Cincinnati | Sweden | Gothenburg | Khalifa port | 2024-06-13 | 2024-08-07 | [11 empty] | 2024-08-29 |  |  | CASE_LIST |  | 1 | site | SHU | 2024-08-29 | site | 0 | 1 | 1 | 2 | 2.52 | 3 | 2.52 | HITACHI(HE) |  | 1 | 1 | 0 | 1 | Flow 1: Port → Site | SHU | HITACHI
2603 | PRL-SHU-019-O4 Spare | HVDC-ADOPT-HE-0167 | SHU | EQ-055 | 190863 | 1 | Outdoor | SUPPORT POLE HPL | 618 | 77 | 93 | 4.425 | 500 | 900 | Stackable 3 tier | 85352600 | SEK | 231519.2 | Maersk Cincinnati | Sweden | Gothenburg | Khalifa port | 2024-06-13 | 2024-08-07 | [11 empty] | 2024-08-30 |  |  | CASE_LIST |  | 1 | site | SHU | 2024-08-30 | site | 0 | 1 | 1 | 2 | 4.76 | 3 | 4.76 | HITACHI(HE) |  | 1 | 1 | 0 | 1 | Flow 1: Port → Site | SHU | HITACHI
2604 | PRL-SHU-019-O4 Spare | HVDC-ADOPT-HE-0167 | SHU | EQ-055 | 190864 | 1 | Outdoor | T-BREAKING UNIT HPL B2 | 681 | 91 | 117 | 7.251 | 900 | 1500 | Stackable 3 tier | 85352600 | SEK | 231519.2 | Maersk Cincinnati | Sweden | Gothenburg | Khalifa port | 2024-06-13 | 2024-08-07 | [11 empty] | 2024-08-30 |  |  | CASE_LIST |  | 1 | site | SHU | 2024-08-30 | site | 0 | 1 | 1 | 2 | 6.2 | 3 | 6.2 | HITACHI(HE) |  | 1 | 1 | 0 | 1 | Flow 1: Port → Site | SHU | HITACHI
2618 | PRL-SHU-019-O3 Spare | HVDC-ADOPT-HE-0166 | SHU | EQ-055 | 190870 | 1 | Indoor | OPERATING DEVICE BLK | 115 | 114 | 134 | 1.757 | 250 | 350 | Stackable 3 tier | 85352600 | SEK | 231519.2 | Maersk Cincinnati | Sweden | Gothenburg | Khalifa port | 2024-06-13 | 2024-08-07 |  | 2024-09-03 | [9 empty] | 2024-12-07 |  |  | CASE_LIST | 1 | 1 | site | SHU | 2024-12-07 | site | 1 | 2 | 0 | 2 | 1.31 | 3 | 1.31 | HITACHI(HE) |  | 1 | 2 | 1 | 2 | Flow 2: Port → WH → Site | SHU | HITACHI
2619 | PRL-SHU-019-O3 Spare | HVDC-ADOPT-HE-0166 | SHU | EQ-055 | 190865 | 1 | Indoor | OPERATING DEVICE BLG | 189 | 105 | 112 | 2.223 | 530 | 680 | Stackable 2 tier | 85352600 | SEK | 231519.2 | Maersk Cincinnati | Sweden | Gothenburg | Khalifa port | 2024-06-13 | 2024-08-07 |  | 2024-09-03 | [9 empty] | 2024-12-07 |  |  | CASE_LIST | 1 | 1 | site | SHU | 2024-12-07 | site | 1 | 2 | 0 | 2 | 1.98 | 2 | 1.98 | HITACHI(HE) |  | 1 | 2 | 1 | 2 | Flow 2: Port → WH → Site | SHU | HITACHI
2620 | PRL-SHU-019-O3 Spare | HVDC-ADOPT-HE-0166 | SHU | EQ-055 | 190862 | 1 | Indoor | SET OF TOOLS | 80 | 60 | 56 | 0.269 | 37 | 55 | Stackable 3 tier | 85352600 | SEK | 231519.2 | Maersk Cincinnati | Sweden | Gothenburg | Khalifa port | 2024-06-13 | 2024-08-07 |  | 2024-09-03 | [9 empty] | 2024-12-07 |  |  | CASE_LIST | 1 | 1 | site | SHU | 2024-12-07 | site | 1 | 2 | 0 | 2 | 0.48 | 3 | 0.48 | HITACHI(HE) |  | 1 | 2 | 1 | 2 | Flow 2: Port → WH → Site | SHU | HITACHI
2621 | PRL-SHU-019-O3 Spare | HVDC-ADOPT-HE-0166 | SHU | EQ-055 | 190845 | 1 | Indoor | GAS FILLING DEVICE | 69 | 48 | 23 | 0.076 | 17 | 23 | Stackable 3 tier | 85352600 | SEK | 231519.2 | Maersk Cincinnati | Sweden | Gothenburg | Khalifa port | 2024-06-13 | 2024-08-07 |  | 2024-09-03 | [9 empty] | 2024-12-07 |  |  | CASE_LIST | 1 | 1 | site | SHU | 2024-12-07 | site | 1 | 2 | 0 | 2 | 0.33 | 3 | 0.33 | HITACHI(HE) |  | 1 | 2 | 1 | 2 | Flow 2: Port → WH → Site | SHU | HITACHI
2607 | PRL-SHU-019-O2 | HVDC-ADOPT-HE-0165 | SHU | EQ-055 | 190850 | 1 | Indoor | OPERATING DEVICE BLK | 114 | 114 | 135 | 1.77 | 250 | 350 | Stackable 3 tier | 85352600 | SEK | 231519.2 | Maersk Cincinnati | Sweden | Gothenburg | Khalifa port | 2024-06-13 | 2024-08-07 |  | 2024-09-03 | [9 empty] | 2024-12-07 |  |  | CASE_LIST | 1 | 1 | site | SHU | 2024-12-07 | site | 1 | 2 | 0 | 2 | 1.3 | 3 | 1.3 | HITACHI(HE) |  | 1 | 2 | 1 | 2 | Flow 2: Port → WH → Site | SHU | HITACHI
2608 | PRL-SHU-019-O2 | HVDC-ADOPT-HE-0165 | SHU | EQ-055 | 190851 | 1 | Indoor | OPERATING DEVICE BLK | 114 | 114 | 135 | 1.77 | 250 | 350 | Stackable 3 tier | 85352600 | SEK | 231519.2 | Maersk Cincinnati | Sweden | Gothenburg | Khalifa port | 2024-06-13 | 2024-08-07 |  | 2024-09-03 | [9 empty] | 2024-12-07 |  |  | CASE_LIST | 1 | 1 | site | SHU | 2024-12-07 | site | 1 | 2 | 0 | 2 | 1.3 | 3 | 1.3 | HITACHI(HE) |  | 1 | 2 | 1 | 2 | Flow 2: Port → WH → Site | SHU | HITACHI
2609 | PRL-SHU-019-O2 | HVDC-ADOPT-HE-0165 | SHU | EQ-055 | 190868 | 1 | Indoor | OPERATING DEVICE BLK | 115 | 114 | 134 | 1.77 | 250 | 350 | Stackable 3 tier | 85352600 | SEK | 231519.2 | Maersk Cincinnati | Sweden | Gothenburg | Khalifa port | 2024-06-13 | 2024-08-07 |  | 2024-09-03 | [9 empty] | 2024-12-07 |  |  | CASE_LIST | 1 | 1 | site | SHU | 2024-12-07 | site | 1 | 2 | 0 | 2 | 1.31 | 3 | 1.31 | HITACHI(HE) |  | 1 | 2 | 1 | 2 | Flow 2: Port → WH → Site | SHU | HITACHI
2610 | PRL-SHU-019-O2 | HVDC-ADOPT-HE-0165 | SHU | EQ-055 | 190860 | 1 | Indoor | OPERATING DEVICE BLG | 189 | 105 | 112 | 2.223 | 530 | 680 | Stackable 2 tier | 85352600 | SEK | 231519.2 | Maersk Cincinnati | Sweden | Gothenburg | Khalifa port | 2024-06-13 | 2024-08-07 |  | 2024-09-03 | [9 empty] | 2024-12-07 |  |  | CASE_LIST | 1 | 1 | site | SHU | 2024-12-07 | site | 1 | 2 | 0 | 2 | 1.98 | 2 | 1.98 | HITACHI(HE) |  | 1 | 2 | 1 | 2 | Flow 2: Port → WH → Site | SHU | HITACHI
2611 | PRL-SHU-019-O2 | HVDC-ADOPT-HE-0165 | SHU | EQ-055 | 190861 | 1 | Indoor | OPERATING DEVICE BLG | 189 | 105 | 112 | 2.223 | 530 | 680 | Stackable 2 tier | 85352600 | SEK | 231519.2 | Maersk Cincinnati | Sweden | Gothenburg | Khalifa port | 2024-06-13 | 2024-08-07 |  | 2024-09-03 | [9 empty] | 2024-12-07 |  |  | CASE_LIST | 1 | 1 | site | SHU | 2024-12-07 | site | 1 | 2 | 0 | 2 | 1.98 | 2 | 1.98 | HITACHI(HE) |  | 1 | 2 | 1 | 2 | Flow 2: Port → WH → Site | SHU | HITACHI
2575 | PRL-SHU-019-O1 | HVDC-ADOPT-HE-0164 | SHU | EQ-055 | 190848 | 1 | Outdoor | SET OF POLES LTB | 350 | 72 | 127 | 3.2 | 225 | 400 | Stackable 3 tier | 85352600 | SEK | 231519.2 | Maersk Cincinnati | Sweden | Gothenburg | Khalifa port | 2024-06-13 | 2024-08-07 | [11 empty] | 2024-08-29 |  |  | CASE_LIST |  | 1 | site | SHU | 2024-08-29 | site | 0 | 1 | 1 | 2 | 2.52 | 3 | 2.52 | HITACHI(HE) |  | 1 | 1 | 0 | 1 | Flow 1: Port → Site | SHU | HITACHI
2576 | PRL-SHU-019-O1 | HVDC-ADOPT-HE-0164 | SHU | EQ-055 | 190849 | 1 | Outdoor | SET OF POLES LTB | 350 | 72 | 127 | 3.2 | 225 | 400 | Stackable 3 tier | 85352600 | SEK | 231519.2 | Maersk Cincinnati | Sweden | Gothenburg | Khalifa port | 2024-06-13 | 2024-08-07 | [11 empty] | 2024-08-29 |  |  | CASE_LIST |  | 1 | site | SHU | 2024-08-29 | site | 0 | 1 | 1 | 2 | 2.52 | 3 | 2.52 | HITACHI(HE) |  | 1 | 1 | 0 | 1 | Flow 1: Port → Site | SHU | HITACHI
2577 | PRL-SHU-019-O1 | HVDC-ADOPT-HE-0164 | SHU | EQ-055 | 190846 | 1 | Outdoor | SET OF FRAMEPARTS | 242 | 60 | 42 | 0.61 | 90 | 120 | Stackable 3 tier | 85352600 | SEK | 231519.2 | Maersk Cincinnati | Sweden | Gothenburg | Khalifa port | 2024-06-13 | 2024-08-07 | [11 empty] | 2024-08-29 |  |  | CASE_LIST |  | 1 | site | SHU | 2024-08-29 | site | 0 | 1 | 1 | 2 | 1.45 | 3 | 1.45 | HITACHI(HE) |  | 1 | 1 | 0 | 1 | Flow 1: Port → Site | SHU | HITACHI
2578 | PRL-SHU-019-O1 | HVDC-ADOPT-HE-0164 | SHU | EQ-055 | 190847 | 1 | Outdoor | SET OF FRAMEPARTS | 242 | 60 | 42 | 0.61 | 90 | 120 | Stackable 3 tier | 85352600 | SEK | 231519.2 | Maersk Cincinnati | Sweden | Gothenburg | Khalifa port | 2024-06-13 | 2024-08-07 | [11 empty] | 2024-08-29 |  |  | CASE_LIST |  | 1 | site | SHU | 2024-08-29 | site | 0 | 1 | 1 | 2 | 1.45 | 3 | 1.45 | HITACHI(HE) |  | 1 | 1 | 0 | 1 | Flow 1: Port → Site | SHU | HITACHI
2579 | PRL-SHU-019-O1 | HVDC-ADOPT-HE-0164 | SHU | EQ-055 | 190867 | 1 | Outdoor | SET OF POLES LTB | 350 | 72 | 127 | 3.2 | 250 | 500 | Stackable 3 tier | 85352600 | SEK | 231519.2 | Maersk Cincinnati | Sweden | Gothenburg | Khalifa port | 2024-06-13 | 2024-08-07 | [11 empty] | 2024-08-29 |  |  | CASE_LIST |  | 1 | site | SHU | 2024-08-29 | site | 0 | 1 | 1 | 2 | 2.52 | 3 | 2.52 | HITACHI(HE) |  | 1 | 1 | 0 | 1 | Flow 1: Port → Site | SHU | HITACHI
2580 | PRL-SHU-019-O1 | HVDC-ADOPT-HE-0164 | SHU | EQ-055 | 190866 | 1 | Outdoor | SET OF FRAMEPARTS | 240 | 63 | 35 | 0.529 | 120 | 140 | Stackable 3 tier | 85352600 | SEK | 231519.2 | Maersk Cincinnati | Sweden | Gothenburg | Khalifa port | 2024-06-13 | 2024-08-07 | [11 empty] | 2024-08-29 |  |  | CASE_LIST |  | 1 | site | SHU | 2024-08-29 | site | 0 | 1 | 1 | 2 | 1.51 | 3 | 1.51 | HITACHI(HE) |  | 1 | 1 | 0 | 1 | Flow 1: Port → Site | SHU | HITACHI
2581 | PRL-SHU-019-O1 | HVDC-ADOPT-HE-0164 | SHU | EQ-055 | 190852 | 1 | Outdoor | SUPPORT POLE HPL | 618 | 77 | 93 | 4.425 | 500 | 900 | Stackable 3 tier | 85352600 | SEK | 231519.2 | Maersk Cincinnati | Sweden | Gothenburg | Khalifa port | 2024-06-13 | 2024-08-07 | [11 empty] | 2024-08-29 |  |  | CASE_LIST |  | 1 | site | SHU | 2024-08-29 | site | 0 | 1 | 1 | 2 | 4.76 | 3 | 4.76 | HITACHI(HE) |  | 1 | 1 | 0 | 1 | Flow 1: Port → Site | SHU | HITACHI
2582 | PRL-SHU-019-O1 | HVDC-ADOPT-HE-0164 | SHU | EQ-055 | 190853 | 1 | Outdoor | SUPPORT POLE HPL | 618 | 77 | 93 | 4.425 | 500 | 900 | Stackable 3 tier | 85352600 | SEK | 231519.2 | Maersk Cincinnati | Sweden | Gothenburg | Khalifa port | 2024-06-13 | 2024-08-07 | [11 empty] | 2024-08-29 |  |  | CASE_LIST |  | 1 | site | SHU | 2024-08-29 | site | 0 | 1 | 1 | 2 | 4.76 | 3 | 4.76 | HITACHI(HE) |  | 1 | 1 | 0 | 1 | Flow 1: Port → Site | SHU | HITACHI
2583 | PRL-SHU-019-O1 | HVDC-ADOPT-HE-0164 | SHU | EQ-055 | 190854 | 1 | Outdoor | T-BREAKING UNIT HPL B2 | 682 | 85 | 120 | 6.956 | 650 | 1250 | Stackable 3 tier | 85352600 | SEK | 231519.2 | Maersk Cincinnati | Sweden | Gothenburg | Khalifa port | 2024-06-13 | 2024-08-07 | [11 empty] | 2024-08-30 |  |  | CASE_LIST |  | 1 | site | SHU | 2024-08-30 | site | 0 | 1 | 1 | 2 | 5.8 | 3 | 5.8 | HITACHI(HE) |  | 1 | 1 | 0 | 1 | Flow 1: Port → Site | SHU | HITACHI
2584 | PRL-SHU-019-O1 | HVDC-ADOPT-HE-0164 | SHU | EQ-055 | 190855 | 1 | Outdoor | T-BREAKING UNIT HPL B2 | 682 | 85 | 120 | 6.956 | 650 | 1250 | Stackable 3 tier | 85352600 | SEK | 231519.2 | Maersk Cincinnati | Sweden | Gothenburg | Khalifa port | 2024-06-13 | 2024-08-07 | [11 empty] | 2024-09-01 |  |  | CASE_LIST |  | 1 | site | SHU | 2024-09-01 | site | 0 | 1 | 1 | 2 | 5.8 | 3 | 5.8 | HITACHI(HE) |  | 1 | 1 | 0 | 1 | Flow 1: Port → Site | SHU | HITACHI
2585 | PRL-SHU-019-O1 | HVDC-ADOPT-HE-0164 | SHU | EQ-055 | 190856 | 1 | Outdoor | SET OF FRAMEPARTS | 236 | 55 | 40 | 0.519 | 210 | 230 | Stackable 3 tier | 85352600 | SEK | 231519.2 | Maersk Cincinnati | Sweden | Gothenburg | Khalifa port | 2024-06-13 | 2024-08-07 | [11 empty] | 2024-08-29 |  |  | CASE_LIST |  | 1 | site | SHU | 2024-08-29 | site | 0 | 1 | 1 | 2 | 1.3 | 3 | 1.3 | HITACHI(HE) |  | 1 | 1 | 0 | 1 | Flow 1: Port → Site | SHU | HITACHI
2586 | PRL-SHU-019-O1 | HVDC-ADOPT-HE-0164 | SHU | EQ-055 | 190857 | 1 | Outdoor | SET OF FRAMEPARTS | 236 | 55 | 40 | 0.519 | 210 | 230 | Stackable 3 tier | 85352600 | SEK | 231519.2 | Maersk Cincinnati | Sweden | Gothenburg | Khalifa port | 2024-06-13 | 2024-08-07 | [11 empty] | 2024-08-29 |  |  | CASE_LIST |  | 1 | site | SHU | 2024-08-29 | site | 0 | 1 | 1 | 2 | 1.3 | 3 | 1.3 | HITACHI(HE) |  | 1 | 1 | 0 | 1 | Flow 1: Port → Site | SHU | HITACHI
2587 | PRL-SHU-019-O1 | HVDC-ADOPT-HE-0164 | SHU | EQ-055 | 190858 | 1 | Outdoor | PACKING FRAME PLATE | 103 | 103 | 65 | 0.69 | 180 | 250 | Stackable 3 tier | 85352600 | SEK | 231519.2 | Maersk Cincinnati | Sweden | Gothenburg | Khalifa port | 2024-06-13 | 2024-08-07 | [11 empty] | 2024-08-29 |  |  | CASE_LIST |  | 1 | site | SHU | 2024-08-29 | site | 0 | 1 | 1 | 2 | 1.06 | 3 | 1.06 | HITACHI(HE) |  | 1 | 1 | 0 | 1 | Flow 1: Port → Site | SHU | HITACHI
2588 | PRL-SHU-019-O1 | HVDC-ADOPT-HE-0164 | SHU | EQ-055 | 190859 | 1 | Outdoor | PACKING FRAME PLATE | 103 | 103 | 65 | 0.69 | 180 | 250 | Stackable 3 tier | 85352600 | SEK | 231519.2 | Maersk Cincinnati | Sweden | Gothenburg | Khalifa port | 2024-06-13 | 2024-08-07 | [11 empty] | 2024-08-29 |  |  | CASE_LIST |  | 1 | site | SHU | 2024-08-29 | site | 0 | 1 | 1 | 2 | 1.06 | 3 | 1.06 | HITACHI(HE) |  | 1 | 1 | 0 | 1 | Flow 1: Port → Site | SHU | HITACHI
2488 | PRL-MIR-008-O6 | HVDC-ADOPT-HE-0161 | MIR | EQ-002 | 279222 | 1 | Outdoor Covered | Transformer | 925 | 412 | 425 | 161.9675 | 248000 | 248250 | Not Stackable | 85042300 | SEK | 41917339 | BBC Kimberly | Brazil | Itaguai | Mina Zayed | 2024-06-13 | 2024-07-30 | [10 empty] | 2024-08-26 |  |  |  | CASE_LIST |  | 1 | site | MIR | 2024-08-26 | site | 0 | 1 | 1 | 2 | 38.11 | 0 | 38.11 | HITACHI(HE) |  | 1 | 1 | 0 | 1 | Flow 1: Port → Site | MIR | HITACHI
2489 | PRL-MIR-008-O6 | HVDC-ADOPT-HE-0161 | MIR | EQ-002 | 279246 | 1 | Outdoor Covered | Transformer | 925 | 412 | 425 | 161.9675 | 248000 | 248250 | Not Stackable | 85042300 | SEK | 41917339 | BBC Kimberly | Brazil | Itaguai | Mina Zayed | 2024-06-13 | 2024-07-30 | [10 empty] | 2024-08-26 |  |  |  | CASE_LIST |  | 1 | site | MIR | 2024-08-26 | site | 0 | 1 | 1 | 2 | 38.11 | 0 | 38.11 | HITACHI(HE) |  | 1 | 1 | 0 | 1 | Flow 1: Port → Site | MIR | HITACHI
2490 | PRL-MIR-008-O6 | HVDC-ADOPT-HE-0161 | MIR | EQ-002 | 279270 | 1 | Outdoor Covered | Transformer Spare | 925 | 412 | 425 | 161.968 | 248000 | 248250 | Not Stackable | 85042300 | SEK | 41917339 | BBC Kimberly | Brazil | Itaguai | Mina Zayed | 2024-06-13 | 2024-07-30 | [10 empty] | 2024-09-07 |  |  |  | CASE_LIST |  | 1 | site | MIR | 2024-09-07 | site | 0 | 1 | 1 | 2 | 38.11 | 0 | 38.11 | HITACHI(HE) |  | 1 | 1 | 0 | 1 | Flow 1: Port → Site | MIR | HITACHI
2491 | PRL-MIR-008-O6 | HVDC-ADOPT-HE-0161 | MIR | EQ-002 | 279223 | 1 | Outdoor Covered | Transformer Accessories | 650 | 80 | 110 | 5.72 | 620 | 885 | Stackable x 2 | 85042300 | SEK | 607497.7 | BBC Kimberly | Brazil | Itaguai | Mina Zayed | 2024-06-13 | 2024-07-30 | [10 empty] | 2024-08-08 |  |  |  | CASE_LIST |  | 1 | site | MIR | 2024-08-08 | site | 0 | 1 | 1 | 2 | 5.2 | 2 | 5.2 | HITACHI(HE) |  | 1 | 1 | 0 | 1 | Flow 1: Port → Site | MIR | HITACHI
2492 | PRL-MIR-008-O6 | HVDC-ADOPT-HE-0161 | MIR | EQ-002 | 279224 | 1 | Outdoor Covered | Transformer Accessories | 650 | 80 | 110 | 5.72 | 620 | 885 | Stackable x 2 | 85042300 | SEK | 607497.7 | BBC Kimberly | Brazil | Itaguai | Mina Zayed | 2024-06-13 | 2024-07-30 | [10 empty] | 2024-08-08 |  |  |  | CASE_LIST |  | 1 | site | MIR | 2024-08-08 | site | 0 | 1 | 1 | 2 | 5.2 | 2 | 5.2 | HITACHI(HE) |  | 1 | 1 | 0 | 1 | Flow 1: Port → Site | MIR | HITACHI
2493 | PRL-MIR-008-O6 | HVDC-ADOPT-HE-0161 | MIR | EQ-002 | 279225 | 1 | Outdoor Covered | Transformer Accessories | 600 | 80 | 110 | 5.28 | 620 | 866 | Stackable x 2 | 85042300 | SEK | 607497.7 | BBC Kimberly | Brazil | Itaguai | Mina Zayed | 2024-06-13 | 2024-07-30 | [10 empty] | 2024-08-09 |  |  |  | CASE_LIST |  | 1 | site | MIR | 2024-08-09 | site | 0 | 1 | 1 | 2 | 4.8 | 2 | 4.8 | HITACHI(HE) |  | 1 | 1 | 0 | 1 | Flow 1: Port → Site | MIR | HITACHI
2494 | PRL-MIR-008-O6 | HVDC-ADOPT-HE-0161 | MIR | EQ-002 | 279226 | 1 | Outdoor Covered | Transformer Accessories | 180 | 40 | 50 | 0.36 | 46 | 82 | Stackable x 2 | 85042300 | SEK | 607497.7 | BBC Kimberly | Brazil | Itaguai | Mina Zayed | 2024-06-13 | 2024-07-30 | [10 empty] | 2024-08-08 |  |  |  | CASE_LIST |  | 1 | site | MIR | 2024-08-08 | site | 0 | 1 | 1 | 2 | 0.72 | 2 | 0.72 | HITACHI(HE) |  | 1 | 1 | 0 | 1 | Flow 1: Port → Site | MIR | HITACHI
2495 | PRL-MIR-008-O6 | HVDC-ADOPT-HE-0161 | MIR | EQ-002 | 279227 | 1 | Outdoor Covered | Transformer Accessories | 80 | 60 | 50 | 0.24 | 10 | 34 | Stackable x 2 | 85042300 | SEK | 607497.7 | BBC Kimberly | Brazil | Itaguai | Mina Zayed | 2024-06-13 | 2024-07-30 | [10 empty] | 2024-08-08 |  |  |  | CASE_LIST |  | 1 | site | MIR | 2024-08-08 | site | 0 | 1 | 1 | 2 | 0.48 | 2 | 0.48 | HITACHI(HE) |  | 1 | 1 | 0 | 1 | Flow 1: Port → Site | MIR | HITACHI
2496 | PRL-MIR-008-O6 | HVDC-ADOPT-HE-0161 | MIR | EQ-002 | 279228 | 1 | Outdoor Covered | Transformer Accessories | 80 | 60 | 50 | 0.24 | 10 | 34 | Stackable x 2 | 85042300 | SEK | 607497.7 | BBC Kimberly | Brazil | Itaguai | Mina Zayed | 2024-06-13 | 2024-07-30 | [10 empty] | 2024-08-08 |  |  |  | CASE_LIST |  | 1 | site | MIR | 2024-08-08 | site | 0 | 1 | 1 | 2 | 0.48 | 2 | 0.48 | HITACHI(HE) |  | 1 | 1 | 0 | 1 | Flow 1: Port → Site | MIR | HITACHI
2497 | PRL-MIR-008-O6 | HVDC-ADOPT-HE-0161 | MIR | EQ-002 | 279229 | 1 | Outdoor Covered | Transformer Accessories | 680 | 220 | 130 | 19.448 | 1306 | 1839 | Stackable x 2 | 85042300 | SEK | 607497.7 | BBC Kimberly | Brazil | Itaguai | Mina Zayed | 2024-06-13 | 2024-07-30 | [10 empty] | 2024-08-10 |  |  |  | CASE_LIST |  | 1 | site | MIR | 2024-08-10 | site | 0 | 1 | 1 | 2 | 14.96 | 2 | 14.96 | HITACHI(HE) |  | 1 | 1 | 0 | 1 | Flow 1: Port → Site | MIR | HITACHI
2498 | PRL-MIR-008-O6 | HVDC-ADOPT-HE-0161 | MIR | EQ-002 | 279230 | 1 | Outdoor Covered | Transformer Accessories | 680 | 220 | 130 | 19.448 | 1306 | 1839 | Stackable x 2 | 85042300 | SEK | 607497.7 | BBC Kimberly | Brazil | Itaguai | Mina Zayed | 2024-06-13 | 2024-07-30 | [10 empty] | 2024-08-10 |  |  |  | CASE_LIST |  | 1 | site | MIR | 2024-08-10 | site | 0 | 1 | 1 | 2 | 14.96 | 2 | 14.96 | HITACHI(HE) |  | 1 | 1 | 0 | 1 | Flow 1: Port → Site | MIR | HITACHI
2499 | PRL-MIR-008-O6 | HVDC-ADOPT-HE-0161 | MIR | EQ-002 | 279231 | 1 | Outdoor Covered | Transformer Accessories | 680 | 220 | 130 | 19.448 | 1306 | 1839 | Stackable x 2 | 85042300 | SEK | 607497.7 | BBC Kimberly | Brazil | Itaguai | Mina Zayed | 2024-06-13 | 2024-07-30 | [10 empty] | 2024-08-09 |  |  |  | CASE_LIST |  | 1 | site | MIR | 2024-08-09 | site | 0 | 1 | 1 | 2 | 14.96 | 2 | 14.96 | HITACHI(HE) |  | 1 | 1 | 0 | 1 | Flow 1: Port → Site | MIR | HITACHI
2500 | PRL-MIR-008-O6 | HVDC-ADOPT-HE-0161 | MIR | EQ-002 | 279232 | 1 | Outdoor Covered | Transformer Accessories | 680 | 220 | 130 | 19.448 | 1306 | 1839 | Stackable x 2 | 85042300 | SEK | 607497.7 | BBC Kimberly | Brazil | Itaguai | Mina Zayed | 2024-06-13 | 2024-07-30 | [10 empty] | 2024-08-09 |  |  |  | CASE_LIST |  | 1 | site | MIR | 2024-08-09 | site | 0 | 1 | 1 | 2 | 14.96 | 2 | 14.96 | HITACHI(HE) |  | 1 | 1 | 0 | 1 | Flow 1: Port → Site | MIR | HITACHI
2501 | PRL-MIR-008-O6 | HVDC-ADOPT-HE-0161 | MIR | EQ-002 | 279233 | 1 | Outdoor Covered | Transformer Accessories | 460 | 240 | 200 | 22.08 | 2454 | 2955 | Not Stackable | 85042300 | SEK | 607497.7 | BBC Kimberly | Brazil | Itaguai | Mina Zayed | 2024-06-13 | 2024-07-30 | [10 empty] | 2024-08-09 |  |  |  | CASE_LIST |  | 1 | site | MIR | 2024-08-09 | site | 0 | 1 | 1 | 2 | 11.04 | 0 | 11.04 | HITACHI(HE) |  | 1 | 1 | 0 | 1 | Flow 1: Port → Site | MIR | HITACHI
2502 | PRL-MIR-008-O6 | HVDC-ADOPT-HE-0161 | MIR | EQ-002 | 279234 | 1 | Outdoor Covered | Transformer Accessories | 140 | 80 | 100 | 1.12 | 186 | 252 | Stackable x 2 | 85042300 | SEK | 607497.7 | BBC Kimberly | Brazil | Itaguai | Mina Zayed | 2024-06-13 | 2024-07-30 | [10 empty] | 2024-08-08 |  |  |  | CASE_LIST |  | 1 | site | MIR | 2024-08-08 | site | 0 | 1 | 1 | 2 | 1.12 | 2 | 1.12 | HITACHI(HE) |  | 1 | 1 | 0 | 1 | Flow 1: Port → Site | MIR | HITACHI
2503 | PRL-MIR-008-O6 | HVDC-ADOPT-HE-0161 | MIR | EQ-002 | 279235 | 1 | Outdoor Covered | Transformer Accessories | 420 | 180 | 120 | 9.072 | 1617 | 1912 | Stackable x 2 | 85042300 | SEK | 607497.7 | BBC Kimberly | Brazil | Itaguai | Mina Zayed | 2024-06-13 | 2024-07-30 | [10 empty] | 2024-08-10 |  |  |  | CASE_LIST |  | 1 | site | MIR | 2024-08-10 | site | 0 | 1 | 1 | 2 | 7.56 | 2 | 7.56 | HITACHI(HE) |  | 1 | 1 | 0 | 1 | Flow 1: Port → Site | MIR | HITACHI
2504 | PRL-MIR-008-O6 | HVDC-ADOPT-HE-0161 | MIR | EQ-002 | 279236 | 1 | Outdoor Covered | Transformer Accessories | 320 | 180 | 270 | 15.552 | 2000 | 2385 | Not stackable | 85042300 | SEK | 607497.7 | BBC Kimberly | Brazil | Itaguai | Mina Zayed | 2024-06-13 | 2024-07-30 | [10 empty] | 2024-08-09 |  |  |  | CASE_LIST |  | 1 | site | MIR | 2024-08-09 | site | 0 | 1 | 1 | 2 | 5.76 | 0 | 5.76 | HITACHI(HE) |  | 1 | 1 | 0 | 1 | Flow 1: Port → Site | MIR | HITACHI
2505 | PRL-MIR-008-O6 | HVDC-ADOPT-HE-0161 | MIR | EQ-002 | 279237 | 1 | Outdoor Covered | Transformer Accessories | 360 | 220 | 140 | 11.088 | 1026 | 1347 | Stackable x 2 | 85042300 | SEK | 607497.7 | BBC Kimberly | Brazil | Itaguai | Mina Zayed | 2024-06-13 | 2024-07-30 | [10 empty] | 2024-08-10 |  |  |  | CASE_LIST |  | 1 | site | MIR | 2024-08-10 | site | 0 | 1 | 1 | 2 | 7.92 | 2 | 7.92 | HITACHI(HE) |  | 1 | 1 | 0 | 1 | Flow 1: Port → Site | MIR | HITACHI
2506 | PRL-MIR-008-O6 | HVDC-ADOPT-HE-0161 | MIR | EQ-002 | 279238 | 1 | Outdoor Covered | Transformer Accessories | 360 | 220 | 140 | 11.088 | 1134 | 1455 | Stackable x 2 | 85042300 | SEK | 607497.7 | BBC Kimberly | Brazil | Itaguai | Mina Zayed | 2024-06-13 | 2024-07-30 | [10 empty] | 2024-08-10 |  |  |  | CASE_LIST |  | 1 | site | MIR | 2024-08-10 | site | 0 | 1 | 1 | 2 | 7.92 | 2 | 7.92 | HITACHI(HE) |  | 1 | 1 | 0 | 1 | Flow 1: Port → Site | MIR | HITACHI
2507 | PRL-MIR-008-O6 | HVDC-ADOPT-HE-0161 | MIR | EQ-002 | 279239 | 1 | Outdoor Covered | Transformer Accessories | 100 | 100 | 140 | 1.4 | 216 | 292 | Stackable x 2 | 85042300 | SEK | 607497.7 | BBC Kimberly | Brazil | Itaguai | Mina Zayed | 2024-06-13 | 2024-07-30 | [10 empty] | 2024-08-08 |  |  |  | CASE_LIST |  | 1 | site | MIR | 2024-08-08 | site | 0 | 1 | 1 | 2 | 1 | 2 | 1 | HITACHI(HE) |  | 1 | 1 | 0 | 1 | Flow 1: Port → Site | MIR | HITACHI
2508 | PRL-MIR-008-O6 | HVDC-ADOPT-HE-0161 | MIR | EQ-002 | 279241 | 1 | Outdoor Covered | Transformer Accessories | 260 | 160 | 210 | 8.736 | 836 | 1096 | Not Stackable | 85042300 | SEK | 607497.7 | BBC Kimberly | Brazil | Itaguai | Mina Zayed | 2024-06-13 | 2024-07-30 | [10 empty] | 2024-08-10 |  |  |  | CASE_LIST |  | 1 | site | MIR | 2024-08-10 | site | 0 | 1 | 1 | 2 | 4.16 | 0 | 4.16 | HITACHI(HE) |  | 1 | 1 | 0 | 1 | Flow 1: Port → Site | MIR | HITACHI
2509 | PRL-MIR-008-O6 | HVDC-ADOPT-HE-0161 | MIR | EQ-002 | 279242 | 1 | Outdoor Covered | Transformer Accessories | 240 | 140 | 210 | 7.056 | 660 | 887 | Not Stackable | 85042300 | SEK | 607497.7 | BBC Kimberly | Brazil | Itaguai | Mina Zayed | 2024-06-13 | 2024-07-30 | [10 empty] | 2024-08-10 |  |  |  | CASE_LIST |  | 1 | site | MIR | 2024-08-10 | site | 0 | 1 | 1 | 2 | 3.36 | 0 | 3.36 | HITACHI(HE) |  | 1 | 1 | 0 | 1 | Flow 1: Port → Site | MIR | HITACHI
2510 | PRL-MIR-008-O6 | HVDC-ADOPT-HE-0161 | MIR | EQ-002 | 279243 | 1 | Outdoor Covered | Transformer Accessories | 560 | 100 | 150 | 8.4 | 228 | 538 | Not Stackable | 85042300 | SEK | 607497.7 | BBC Kimberly | Brazil | Itaguai | Mina Zayed | 2024-06-13 | 2024-07-30 | [10 empty] | 2024-08-08 |  |  |  | CASE_LIST |  | 1 | site | MIR | 2024-08-08 | site | 0 | 1 | 1 | 2 | 5.6 | 0 | 5.6 | HITACHI(HE) |  | 1 | 1 | 0 | 1 | Flow 1: Port → Site | MIR | HITACHI
2511 | PRL-MIR-008-O6 | HVDC-ADOPT-HE-0161 | MIR | EQ-002 | 279244 | 1 | Outdoor Covered | Transformer Accessories (DGD) | 160 | 100 | 80 | 1.28 | 471 | 545 | Stackable x2 | 85042300 | SEK | 607497.7 | BBC Kimberly | Brazil | Itaguai | Mina Zayed | 2024-06-13 | 2024-07-30 | [6 empty] | 2024-08-10 |  |  |  | 2024-10-18 |  |  |  | CASE_LIST | 1 | 1 | site | MIR | 2024-10-18 | site | 1 | 2 | 0 | 2 | 1.6 | 2 | 1.6 | HITACHI(HE) |  | 1 | 2 | 1 | 3 | Flow 3: Port → MOSB → Site | MIR | HITACHI
2512 | PRL-MIR-008-O6 | HVDC-ADOPT-HE-0161 | MIR | EQ-002 | 279245 | 1 | Outdoor Covered | Transformer Accessories | 140 | 120 | 80 | 1.344 | 165 | 240 | Stackable x 2 | 85042300 | SEK | 607497.7 | BBC Kimberly | Brazil | Itaguai | Mina Zayed | 2024-06-13 | 2024-07-30 | [10 empty] | 2024-08-08 |  |  |  | CASE_LIST |  | 1 | site | MIR | 2024-08-08 | site | 0 | 1 | 1 | 2 | 1.68 | 2 | 1.68 | HITACHI(HE) |  | 1 | 1 | 0 | 1 | Flow 1: Port → Site | MIR | HITACHI
2513 | PRL-MIR-008-O6 | HVDC-ADOPT-HE-0161 | MIR | EQ-002 | 279247 | 1 | Outdoor Covered | Transformer Accessories | 650 | 80 | 110 | 5.72 | 620 | 885 | Stackable x 2 | 85042300 | SEK | 607497.7 | BBC Kimberly | Brazil | Itaguai | Mina Zayed | 2024-06-13 | 2024-07-30 | [10 empty] | 2024-08-09 |  |  |  | CASE_LIST |  | 1 | site | MIR | 2024-08-09 | site | 0 | 1 | 1 | 2 | 5.2 | 2 | 5.2 | HITACHI(HE) |  | 1 | 1 | 0 | 1 | Flow 1: Port → Site | MIR | HITACHI
2514 | PRL-MIR-008-O6 | HVDC-ADOPT-HE-0161 | MIR | EQ-002 | 279248 | 1 | Outdoor Covered | Transformer Accessories | 650 | 80 | 110 | 5.72 | 620 | 885 | Stackable x 2 | 85042300 | SEK | 607497.7 | BBC Kimberly | Brazil | Itaguai | Mina Zayed | 2024-06-13 | 2024-07-30 | [10 empty] | 2024-08-08 |  |  |  | CASE_LIST |  | 1 | site | MIR | 2024-08-08 | site | 0 | 1 | 1 | 2 | 5.2 | 2 | 5.2 | HITACHI(HE) |  | 1 | 1 | 0 | 1 | Flow 1: Port → Site | MIR | HITACHI
2515 | PRL-MIR-008-O6 | HVDC-ADOPT-HE-0161 | MIR | EQ-002 | 279249 | 1 | Outdoor Covered | Transformer Accessories | 600 | 80 | 110 | 5.28 | 620 | 866 | Stackable x 2 | 85042300 | SEK | 607497.7 | BBC Kimberly | Brazil | Itaguai | Mina Zayed | 2024-06-13 | 2024-07-30 | [10 empty] | 2024-08-08 |  |  |  | CASE_LIST |  | 1 | site | MIR | 2024-08-08 | site | 0 | 1 | 1 | 2 | 4.8 | 2 | 4.8 | HITACHI(HE) |  | 1 | 1 | 0 | 1 | Flow 1: Port → Site | MIR | HITACHI
2516 | PRL-MIR-008-O6 | HVDC-ADOPT-HE-0161 | MIR | EQ-002 | 279250 | 1 | Outdoor Covered | Transformer Accessories | 180 | 40 | 50 | 0.36 | 46 | 82 | Stackable x 2 | 85042300 | SEK | 607497.7 | BBC Kimberly | Brazil | Itaguai | Mina Zayed | 2024-06-13 | 2024-07-30 | [10 empty] | 2024-08-08 |  |  |  | CASE_LIST |  | 1 | site | MIR | 2024-08-08 | site | 0 | 1 | 1 | 2 | 0.72 | 2 | 0.72 | HITACHI(HE) |  | 1 | 1 | 0 | 1 | Flow 1: Port → Site | MIR | HITACHI
2517 | PRL-MIR-008-O6 | HVDC-ADOPT-HE-0161 | MIR | EQ-002 | 279251 | 1 | Outdoor Covered | Transformer Accessories | 80 | 60 | 50 | 0.24 | 10 | 34 | Stackable x 2 | 85042300 | SEK | 607497.7 | BBC Kimberly | Brazil | Itaguai | Mina Zayed | 2024-06-13 | 2024-07-30 | [10 empty] | 2024-08-08 |  |  |  | CASE_LIST |  | 1 | site | MIR | 2024-08-08 | site | 0 | 1 | 1 | 2 | 0.48 | 2 | 0.48 | HITACHI(HE) |  | 1 | 1 | 0 | 1 | Flow 1: Port → Site | MIR | HITACHI
2518 | PRL-MIR-008-O6 | HVDC-ADOPT-HE-0161 | MIR | EQ-002 | 279252 | 1 | Outdoor Covered | Transformer Accessories | 80 | 60 | 50 | 0.24 | 10 | 34 | Stackable x 2 | 85042300 | SEK | 607497.7 | BBC Kimberly | Brazil | Itaguai | Mina Zayed | 2024-06-13 | 2024-07-30 | [10 empty] | 2024-08-08 |  |  |  | CASE_LIST |  | 1 | site | MIR | 2024-08-08 | site | 0 | 1 | 1 | 2 | 0.48 | 2 | 0.48 | HITACHI(HE) |  | 1 | 1 | 0 | 1 | Flow 1: Port → Site | MIR | HITACHI
2519 | PRL-MIR-008-O6 | HVDC-ADOPT-HE-0161 | MIR | EQ-002 | 279253 | 1 | Outdoor Covered | Transformer Accessories | 680 | 220 | 130 | 19.448 | 1306 | 1839 | Stackable x 2 | 85042300 | SEK | 607497.7 | BBC Kimberly | Brazil | Itaguai | Mina Zayed | 2024-06-13 | 2024-07-30 | [10 empty] | 2024-08-10 |  |  |  | CASE_LIST |  | 1 | site | MIR | 2024-08-10 | site | 0 | 1 | 1 | 2 | 14.96 | 2 | 14.96 | HITACHI(HE) |  | 1 | 1 | 0 | 1 | Flow 1: Port → Site | MIR | HITACHI
2520 | PRL-MIR-008-O6 | HVDC-ADOPT-HE-0161 | MIR | EQ-002 | 279254 | 1 | Outdoor Covered | Transformer Accessories | 680 | 220 | 130 | 19.448 | 1306 | 1839 | Stackable x 2 | 85042300 | SEK | 607497.7 | BBC Kimberly | Brazil | Itaguai | Mina Zayed | 2024-06-13 | 2024-07-30 | [10 empty] | 2024-08-09 |  |  |  | CASE_LIST |  | 1 | site | MIR | 2024-08-09 | site | 0 | 1 | 1 | 2 | 14.96 | 2 | 14.96 | HITACHI(HE) |  | 1 | 1 | 0 | 1 | Flow 1: Port → Site | MIR | HITACHI
2521 | PRL-MIR-008-O6 | HVDC-ADOPT-HE-0161 | MIR | EQ-002 | 279255 | 1 | Outdoor Covered | Transformer Accessories | 680 | 220 | 130 | 19.448 | 1306 | 1839 | Stackable x 2 | 85042300 | SEK | 607497.7 | BBC Kimberly | Brazil | Itaguai | Mina Zayed | 2024-06-13 | 2024-07-30 | [10 empty] | 2024-08-10 |  |  |  | CASE_LIST |  | 1 | site | MIR | 2024-08-10 | site | 0 | 1 | 1 | 2 | 14.96 | 2 | 14.96 | HITACHI(HE) |  | 1 | 1 | 0 | 1 | Flow 1: Port → Site | MIR | HITACHI
2522 | PRL-MIR-008-O6 | HVDC-ADOPT-HE-0161 | MIR | EQ-002 | 279256 | 1 | Outdoor Covered | Transformer Accessories | 680 | 220 | 130 | 19.448 | 1306 | 1839 | Stackable x 2 | 85042300 | SEK | 607497.7 | BBC Kimberly | Brazil | Itaguai | Mina Zayed | 2024-06-13 | 2024-07-30 | [10 empty] | 2024-08-10 |  |  |  | CASE_LIST |  | 1 | site | MIR | 2024-08-10 | site | 0 | 1 | 1 | 2 | 14.96 | 2 | 14.96 | HITACHI(HE) |  | 1 | 1 | 0 | 1 | Flow 1: Port → Site | MIR | HITACHI
2523 | PRL-MIR-008-O6 | HVDC-ADOPT-HE-0161 | MIR | EQ-002 | 279257 | 1 | Outdoor Covered | Transformer Accessories | 460 | 240 | 200 | 22.08 | 2454 | 2955 | Not Stackable | 85042300 | SEK | 607497.7 | BBC Kimberly | Brazil | Itaguai | Mina Zayed | 2024-06-13 | 2024-07-30 | [10 empty] | 2024-08-09 |  |  |  | CASE_LIST |  | 1 | site | MIR | 2024-08-09 | site | 0 | 1 | 1 | 2 | 11.04 | 0 | 11.04 | HITACHI(HE) |  | 1 | 1 | 0 | 1 | Flow 1: Port → Site | MIR | HITACHI
2524 | PRL-MIR-008-O6 | HVDC-ADOPT-HE-0161 | MIR | EQ-002 | 279258 | 1 | Outdoor Covered | Transformer Accessories | 140 | 80 | 100 | 1.12 | 186 | 252 | Stackable x 2 | 85042300 | SEK | 607497.7 | BBC Kimberly | Brazil | Itaguai | Mina Zayed | 2024-06-13 | 2024-07-30 | [10 empty] | 2024-08-08 |  |  |  | CASE_LIST |  | 1 | site | MIR | 2024-08-08 | site | 0 | 1 | 1 | 2 | 1.12 | 2 | 1.12 | HITACHI(HE) |  | 1 | 1 | 0 | 1 | Flow 1: Port → Site | MIR | HITACHI
2525 | PRL-MIR-008-O6 | HVDC-ADOPT-HE-0161 | MIR | EQ-002 | 279259 | 1 | Outdoor Covered | Transformer Accessories | 420 | 180 | 120 | 9.072 | 1617 | 1912 | Stackable x 2 | 85042300 | SEK | 607497.7 | BBC Kimberly | Brazil | Itaguai | Mina Zayed | 2024-06-13 | 2024-07-30 | [10 empty] | 2024-08-10 |  |  |  | CASE_LIST |  | 1 | site | MIR | 2024-08-10 | site | 0 | 1 | 1 | 2 | 7.56 | 2 | 7.56 | HITACHI(HE) |  | 1 | 1 | 0 | 1 | Flow 1: Port → Site | MIR | HITACHI
2526 | PRL-MIR-008-O6 | HVDC-ADOPT-HE-0161 | MIR | EQ-002 | 279260 | 1 | Outdoor Covered | Transformer Accessories | 320 | 180 | 270 | 15.552 | 200 | 2385 | Not Stackable | 85042300 | SEK | 607497.7 | BBC Kimberly | Brazil | Itaguai | Mina Zayed | 2024-06-13 | 2024-07-30 | [10 empty] | 2024-08-09 |  |  |  | CASE_LIST |  | 1 | site | MIR | 2024-08-09 | site | 0 | 1 | 1 | 2 | 5.76 | 0 | 5.76 | HITACHI(HE) |  | 1 | 1 | 0 | 1 | Flow 1: Port → Site | MIR | HITACHI
2527 | PRL-MIR-008-O6 | HVDC-ADOPT-HE-0161 | MIR | EQ-002 | 279261 | 1 | Outdoor Covered | Transformer Accessories | 360 | 220 | 140 | 11.088 | 1026 | 1347 | Stackable x 2 | 85042300 | SEK | 607497.7 | BBC Kimberly | Brazil | Itaguai | Mina Zayed | 2024-06-13 | 2024-07-30 | [10 empty] | 2024-08-10 |  |  |  | CASE_LIST |  | 1 | site | MIR | 2024-08-10 | site | 0 | 1 | 1 | 2 | 7.92 | 2 | 7.92 | HITACHI(HE) |  | 1 | 1 | 0 | 1 | Flow 1: Port → Site | MIR | HITACHI
2528 | PRL-MIR-008-O6 | HVDC-ADOPT-HE-0161 | MIR | EQ-002 | 279262 | 1 | Outdoor Covered | Transformer Accessories | 360 | 220 | 140 | 11.088 | 1134 | 1455 | Stackable x 2 | 85042300 | SEK | 607497.7 | BBC Kimberly | Brazil | Itaguai | Mina Zayed | 2024-06-13 | 2024-07-30 | [10 empty] | 2024-08-10 |  |  |  | CASE_LIST |  | 1 | site | MIR | 2024-08-10 | site | 0 | 1 | 1 | 2 | 7.92 | 2 | 7.92 | HITACHI(HE) |  | 1 | 1 | 0 | 1 | Flow 1: Port → Site | MIR | HITACHI
2529 | PRL-MIR-008-O6 | HVDC-ADOPT-HE-0161 | MIR | EQ-002 | 279263 | 1 | Outdoor Covered | Transformer Accessories | 100 | 100 | 140 | 1.4 | 216 | 292 | Stackable x 2 | 85042300 | SEK | 607497.7 | BBC Kimberly | Brazil | Itaguai | Mina Zayed | 2024-06-13 | 2024-07-30 | [10 empty] | 2024-08-08 |  |  |  | CASE_LIST |  | 1 | site | MIR | 2024-08-08 | site | 0 | 1 | 1 | 2 | 1 | 2 | 1 | HITACHI(HE) |  | 1 | 1 | 0 | 1 | Flow 1: Port → Site | MIR | HITACHI
2530 | PRL-MIR-008-O6 | HVDC-ADOPT-HE-0161 | MIR | EQ-002 | 279265 | 1 | Outdoor Covered | Transformer Accessories | 260 | 160 | 210 | 8.736 | 836 | 1096 | Not stackable | 85042300 | SEK | 607497.7 | BBC Kimberly | Brazil | Itaguai | Mina Zayed | 2024-06-13 | 2024-07-30 | [10 empty] | 2024-08-10 |  |  |  | CASE_LIST |  | 1 | site | MIR | 2024-08-10 | site | 0 | 1 | 1 | 2 | 4.16 | 0 | 4.16 | HITACHI(HE) |  | 1 | 1 | 0 | 1 | Flow 1: Port → Site | MIR | HITACHI
2531 | PRL-MIR-008-O6 | HVDC-ADOPT-HE-0161 | MIR | EQ-002 | 279266 | 1 | Outdoor Covered | Transformer Accessories | 240 | 140 | 210 | 7.056 | 660 | 887 | Not stackable | 85042300 | SEK | 607497.7 | BBC Kimberly | Brazil | Itaguai | Mina Zayed | 2024-06-13 | 2024-07-30 | [10 empty] | 2024-08-09 |  |  |  | CASE_LIST |  | 1 | site | MIR | 2024-08-09 | site | 0 | 1 | 1 | 2 | 3.36 | 0 | 3.36 | HITACHI(HE) |  | 1 | 1 | 0 | 1 | Flow 1: Port → Site | MIR | HITACHI
2532 | PRL-MIR-008-O6 | HVDC-ADOPT-HE-0161 | MIR | EQ-002 | 279267 | 1 | Outdoor Covered | Transformer Accessories | 560 | 100 | 150 | 8.4 | 228 | 538 | Not stackable | 85042300 | SEK | 607497.7 | BBC Kimberly | Brazil | Itaguai | Mina Zayed | 2024-06-13 | 2024-07-30 | [10 empty] | 2024-08-08 |  |  |  | CASE_LIST |  | 1 | site | MIR | 2024-08-08 | site | 0 | 1 | 1 | 2 | 5.6 | 0 | 5.6 | HITACHI(HE) |  | 1 | 1 | 0 | 1 | Flow 1: Port → Site | MIR | HITACHI
2533 | PRL-MIR-008-O6 | HVDC-ADOPT-HE-0161 | MIR | EQ-002 | 279268 | 1 | Outdoor Covered | Transformer Accessories (DGD) | 160 | 100 | 80 | 1.28 | 471 | 545 | Stackable x 2 | 85042300 | SEK | 607497.7 | BBC Kimberly | Brazil | Itaguai | Mina Zayed | 2024-06-13 | 2024-07-30 | [6 empty] | 2024-08-10 |  |  |  | 2024-10-18 |  |  |  | CASE_LIST | 1 | 1 | site | MIR | 2024-10-18 | site | 1 | 2 | 0 | 2 | 1.6 | 2 | 1.6 | HITACHI(HE) |  | 1 | 2 | 1 | 3 | Flow 3: Port → MOSB → Site | MIR | HITACHI
2534 | PRL-MIR-008-O6 | HVDC-ADOPT-HE-0161 | MIR | EQ-002 | 279269 | 1 | Outdoor Covered | Transformer Accessories | 140 | 120 | 80 | 1.344 | 165 | 240 | Stackable x 2 | 85042300 | SEK | 607497.7 | BBC Kimberly | Brazil | Itaguai | Mina Zayed | 2024-06-13 | 2024-07-30 | [10 empty] | 2024-08-08 |  |  |  | CASE_LIST |  | 1 | site | MIR | 2024-08-08 | site | 0 | 1 | 1 | 2 | 1.68 | 2 | 1.68 | HITACHI(HE) |  | 1 | 1 | 0 | 1 | Flow 1: Port → Site | MIR | HITACHI
2535 | PRL-MIR-008-O6 | HVDC-ADOPT-HE-0161 | MIR | EQ-002 | 279271 | 1 | Outdoor Covered | Transformer Accessories Spare | 650 | 80 | 110 | 5.72 | 620 | 885 | Stackable x2 | 85042300 | SEK | 607497.7 | BBC Kimberly | Brazil | Itaguai | Mina Zayed | 2024-06-13 | 2024-07-30 | [10 empty] | 2024-08-08 |  |  |  | CASE_LIST |  | 1 | site | MIR | 2024-08-08 | site | 0 | 1 | 1 | 2 | 5.2 | 2 | 5.2 | HITACHI(HE) |  | 1 | 1 | 0 | 1 | Flow 1: Port → Site | MIR | HITACHI
2536 | PRL-MIR-008-O6 | HVDC-ADOPT-HE-0161 | MIR | EQ-002 | 279272 | 1 | Outdoor Covered | Transformer Accessories Spare | 650 | 80 | 110 | 5.72 | 620 | 885 | Stackable x 2 | 85042300 | SEK | 607497.7 | BBC Kimberly | Brazil | Itaguai | Mina Zayed | 2024-06-13 | 2024-07-30 | [10 empty] | 2024-08-08 |  |  |  | CASE_LIST |  | 1 | site | MIR | 2024-08-08 | site | 0 | 1 | 1 | 2 | 5.2 | 2 | 5.2 | HITACHI(HE) |  | 1 | 1 | 0 | 1 | Flow 1: Port → Site | MIR | HITACHI
2537 | PRL-MIR-008-O6 | HVDC-ADOPT-HE-0161 | MIR | EQ-002 | 279273 | 1 | Outdoor Covered | Transformer Accessories Spare | 600 | 80 | 110 | 5.28 | 620 | 866 | Stackable x 2 | 85042300 | SEK | 607497.7 | BBC Kimberly | Brazil | Itaguai | Mina Zayed | 2024-06-13 | 2024-07-30 | [10 empty] | 2024-08-08 |  |  |  | CASE_LIST |  | 1 | site | MIR | 2024-08-08 | site | 0 | 1 | 1 | 2 | 4.8 | 2 | 4.8 | HITACHI(HE) |  | 1 | 1 | 0 | 1 | Flow 1: Port → Site | MIR | HITACHI
2538 | PRL-MIR-008-O6 | HVDC-ADOPT-HE-0161 | MIR | EQ-002 | 279274 | 1 | Outdoor Covered | Transformer Accessories Spare | 180 | 40 | 50 | 0.36 | 46 | 82 | Stackable x 2 | 85042300 | SEK | 607497.7 | BBC Kimberly | Brazil | Itaguai | Mina Zayed | 2024-06-13 | 2024-07-30 | [10 empty] | 2024-08-08 |  |  |  | CASE_LIST |  | 1 | site | MIR | 2024-08-08 | site | 0 | 1 | 1 | 2 | 0.72 | 2 | 0.72 | HITACHI(HE) |  | 1 | 1 | 0 | 1 | Flow 1: Port → Site | MIR | HITACHI
2539 | PRL-MIR-008-O6 | HVDC-ADOPT-HE-0161 | MIR | EQ-002 | 279275 | 1 | Outdoor Covered | Transformer Accessories Spare | 80 | 60 | 50 | 0.24 | 10 | 34 | Stackable x 2 | 85042300 | SEK | 607497.7 | BBC Kimberly | Brazil | Itaguai | Mina Zayed | 2024-06-13 | 2024-07-30 | [10 empty] | 2024-08-08 |  |  |  | CASE_LIST |  | 1 | site | MIR | 2024-08-08 | site | 0 | 1 | 1 | 2 | 0.48 | 2 | 0.48 | HITACHI(HE) |  | 1 | 1 | 0 | 1 | Flow 1: Port → Site | MIR | HITACHI
2540 | PRL-MIR-008-O6 | HVDC-ADOPT-HE-0161 | MIR | EQ-002 | 279276 | 1 | Outdoor Covered | Transformer Accessories Spare | 80 | 60 | 50 | 0.24 | 10 | 34 | Stackable x 2 | 85042300 | SEK | 607497.7 | BBC Kimberly | Brazil | Itaguai | Mina Zayed | 2024-06-13 | 2024-07-30 | [10 empty] | 2024-08-08 |  |  |  | CASE_LIST |  | 1 | site | MIR | 2024-08-08 | site | 0 | 1 | 1 | 2 | 0.48 | 2 | 0.48 | HITACHI(HE) |  | 1 | 1 | 0 | 1 | Flow 1: Port → Site | MIR | HITACHI
2541 | PRL-MIR-008-O6 | HVDC-ADOPT-HE-0161 | MIR | EQ-002 | 279277 | 1 | Outdoor Covered | Transformer Accessories Spare | 680 | 220 | 130 | 19.448 | 1306 | 1839 | Stackable x 2 | 85042300 | SEK | 607497.7 | BBC Kimberly | Brazil | Itaguai | Mina Zayed | 2024-06-13 | 2024-07-30 | [10 empty] | 2024-08-09 |  |  |  | CASE_LIST |  | 1 | site | MIR | 2024-08-09 | site | 0 | 1 | 1 | 2 | 14.96 | 2 | 14.96 | HITACHI(HE) |  | 1 | 1 | 0 | 1 | Flow 1: Port → Site | MIR | HITACHI
2542 | PRL-MIR-008-O6 | HVDC-ADOPT-HE-0161 | MIR | EQ-002 | 279278 | 1 | Outdoor Covered | Transformer Accessories Spare | 680 | 220 | 130 | 19.448 | 1306 | 1839 | Stackable x 2 | 85042300 | SEK | 607497.7 | BBC Kimberly | Brazil | Itaguai | Mina Zayed | 2024-06-13 | 2024-07-30 | [10 empty] | 2024-08-09 |  |  |  | CASE_LIST |  | 1 | site | MIR | 2024-08-09 | site | 0 | 1 | 1 | 2 | 14.96 | 2 | 14.96 | HITACHI(HE) |  | 1 | 1 | 0 | 1 | Flow 1: Port → Site | MIR | HITACHI
2543 | PRL-MIR-008-O6 | HVDC-ADOPT-HE-0161 | MIR | EQ-002 | 279279 | 1 | Outdoor Covered | Transformer Accessories Spare | 680 | 220 | 130 | 19.448 | 1306 | 1839 | Stackable x 2 | 85042300 | SEK | 607497.7 | BBC Kimberly | Brazil | Itaguai | Mina Zayed | 2024-06-13 | 2024-07-30 | [10 empty] | 2024-08-09 |  |  |  | CASE_LIST |  | 1 | site | MIR | 2024-08-09 | site | 0 | 1 | 1 | 2 | 14.96 | 2 | 14.96 | HITACHI(HE) |  | 1 | 1 | 0 | 1 | Flow 1: Port → Site | MIR | HITACHI
2544 | PRL-MIR-008-O6 | HVDC-ADOPT-HE-0161 | MIR | EQ-002 | 279280 | 1 | Outdoor Covered | Transformer Accessories Spare | 680 | 220 | 130 | 19.448 | 1306 | 1839 | Stackable x 2 | 85042300 | SEK | 607497.7 | BBC Kimberly | Brazil | Itaguai | Mina Zayed | 2024-06-13 | 2024-07-30 | [10 empty] | 2024-08-08 |  |  |  | CASE_LIST |  | 1 | site | MIR | 2024-08-08 | site | 0 | 1 | 1 | 2 | 14.96 | 2 | 14.96 | HITACHI(HE) |  | 1 | 1 | 0 | 1 | Flow 1: Port → Site | MIR | HITACHI
2545 | PRL-MIR-008-O6 | HVDC-ADOPT-HE-0161 | MIR | EQ-002 | 279281 | 1 | Outdoor Covered | Transformer Accessories Spare | 460 | 240 | 200 | 22.08 | 2454 | 2955 | Not Stackable | 85042300 | SEK | 607497.7 | BBC Kimberly | Brazil | Itaguai | Mina Zayed | 2024-06-13 | 2024-07-30 | [10 empty] | 2024-08-09 |  |  |  | CASE_LIST |  | 1 | site | MIR | 2024-08-09 | site | 0 | 1 | 1 | 2 | 11.04 | 0 | 11.04 | HITACHI(HE) |  | 1 | 1 | 0 | 1 | Flow 1: Port → Site | MIR | HITACHI
2546 | PRL-MIR-008-O6 | HVDC-ADOPT-HE-0161 | MIR | EQ-002 | 279282 | 1 | Outdoor Covered | Transformer Accessories Spare | 140 | 80 | 100 | 1.12 | 186 | 252 | Stackable x2 | 85042300 | SEK | 607497.7 | BBC Kimberly | Brazil | Itaguai | Mina Zayed | 2024-06-13 | 2024-07-30 | [10 empty] | 2024-08-08 |  |  |  | CASE_LIST |  | 1 | site | MIR | 2024-08-08 | site | 0 | 1 | 1 | 2 | 1.12 | 2 | 1.12 | HITACHI(HE) |  | 1 | 1 | 0 | 1 | Flow 1: Port → Site | MIR | HITACHI
2547 | PRL-MIR-008-O6 | HVDC-ADOPT-HE-0161 | MIR | EQ-002 | 279283 | 1 | Outdoor Covered | Transformer Accessories Spare | 420 | 180 | 120 | 9.072 | 1617 | 1912 | Stackable x2 | 85042300 | SEK | 607497.7 | BBC Kimberly | Brazil | Itaguai | Mina Zayed | 2024-06-13 | 2024-07-30 | [10 empty] | 2024-08-08 |  |  |  | CASE_LIST |  | 1 | site | MIR | 2024-08-08 | site | 0 | 1 | 1 | 2 | 7.56 | 2 | 7.56 | HITACHI(HE) |  | 1 | 1 | 0 | 1 | Flow 1: Port → Site | MIR | HITACHI
2548 | PRL-MIR-008-O6 | HVDC-ADOPT-HE-0161 | MIR | EQ-002 | 279284 | 1 | Outdoor Covered | Transformer Accessories Spare | 320 | 180 | 270 | 15.552 | 2000 | 2385 | Not Stackable | 85042300 | SEK | 607497.7 | BBC Kimberly | Brazil | Itaguai | Mina Zayed | 2024-06-13 | 2024-07-30 | [10 empty] | 2024-08-09 |  |  |  | CASE_LIST |  | 1 | site | MIR | 2024-08-09 | site | 0 | 1 | 1 | 2 | 5.76 | 0 | 5.76 | HITACHI(HE) |  | 1 | 1 | 0 | 1 | Flow 1: Port → Site | MIR | HITACHI
2549 | PRL-MIR-008-O6 | HVDC-ADOPT-HE-0161 | MIR | EQ-002 | 279285 | 1 | Outdoor Covered | Transformer Accessories Spare | 360 | 220 | 140 | 11.088 | 1026 | 1347 | Stackable x2 | 85042300 | SEK | 607497.7 | BBC Kimberly | Brazil | Itaguai | Mina Zayed | 2024-06-13 | 2024-07-30 | [10 empty] | 2024-08-08 |  |  |  | CASE_LIST |  | 1 | site | MIR | 2024-08-08 | site | 0 | 1 | 1 | 2 | 7.92 | 2 | 7.92 | HITACHI(HE) |  | 1 | 1 | 0 | 1 | Flow 1: Port → Site | MIR | HITACHI
2550 | PRL-MIR-008-O6 | HVDC-ADOPT-HE-0161 | MIR | EQ-002 | 279286 | 1 | Outdoor Covered | Transformer Accessories Spare | 360 | 220 | 140 | 11.088 | 1134 | 1455 | Stackable x2 | 85042300 | SEK | 607497.7 | BBC Kimberly | Brazil | Itaguai | Mina Zayed | 2024-06-13 | 2024-07-30 | [10 empty] | 2024-08-08 |  |  |  | CASE_LIST |  | 1 | site | MIR | 2024-08-08 | site | 0 | 1 | 1 | 2 | 7.92 | 2 | 7.92 | HITACHI(HE) |  | 1 | 1 | 0 | 1 | Flow 1: Port → Site | MIR | HITACHI
2551 | PRL-MIR-008-O6 | HVDC-ADOPT-HE-0161 | MIR | EQ-002 | 279287 | 1 | Outdoor Covered | Transformer Accessories Spare | 100 | 100 | 140 | 1.4 | 216 | 292 | Stackable x2 | 85042300 | SEK | 607497.7 | BBC Kimberly | Brazil | Itaguai | Mina Zayed | 2024-06-13 | 2024-07-30 | [10 empty] | 2024-08-08 |  |  |  | CASE_LIST |  | 1 | site | MIR | 2024-08-08 | site | 0 | 1 | 1 | 2 | 1 | 2 | 1 | HITACHI(HE) |  | 1 | 1 | 0 | 1 | Flow 1: Port → Site | MIR | HITACHI
2552 | PRL-MIR-008-O6 | HVDC-ADOPT-HE-0161 | MIR | EQ-002 | 279289 | 1 | Outdoor Covered | Transformer Accessories Spare | 260 | 160 | 210 | 8.736 | 836 | 1096 | Not Stackable | 85042300 | SEK | 607497.7 | BBC Kimberly | Brazil | Itaguai | Mina Zayed | 2024-06-13 | 2024-07-30 | [10 empty] | 2024-08-10 |  |  |  | CASE_LIST |  | 1 | site | MIR | 2024-08-10 | site | 0 | 1 | 1 | 2 | 4.16 | 0 | 4.16 | HITACHI(HE) |  | 1 | 1 | 0 | 1 | Flow 1: Port → Site | MIR | HITACHI
2553 | PRL-MIR-008-O6 | HVDC-ADOPT-HE-0161 | MIR | EQ-002 | 279290 | 1 | Outdoor Covered | Transformer Accessories Spare | 240 | 140 | 210 | 7.056 | 660 | 887 | Not Stackable | 85042300 | SEK | 607497.7 | BBC Kimberly | Brazil | Itaguai | Mina Zayed | 2024-06-13 | 2024-07-30 | [10 empty] | 2024-08-08 |  |  |  | CASE_LIST |  | 1 | site | MIR | 2024-08-08 | site | 0 | 1 | 1 | 2 | 3.36 | 0 | 3.36 | HITACHI(HE) |  | 1 | 1 | 0 | 1 | Flow 1: Port → Site | MIR | HITACHI
2554 | PRL-MIR-008-O6 | HVDC-ADOPT-HE-0161 | MIR | EQ-002 | 279291 | 1 | Outdoor Covered | Transformer Accessories Spare | 560 | 100 | 150 | 8.4 | 228 | 538 | Not Stackable | 85042300 | SEK | 607497.7 | BBC Kimberly | Brazil | Itaguai | Mina Zayed | 2024-06-13 | 2024-07-30 | [10 empty] | 2024-08-08 |  |  |  | CASE_LIST |  | 1 | site | MIR | 2024-08-08 | site | 0 | 1 | 1 | 2 | 5.6 | 0 | 5.6 | HITACHI(HE) |  | 1 | 1 | 0 | 1 | Flow 1: Port → Site | MIR | HITACHI
2555 | PRL-MIR-008-O6 | HVDC-ADOPT-HE-0161 | MIR | EQ-002 | 279292 | 1 | Outdoor Covered | Transformer Accessories (DGD) Spare | 160 | 100 | 80 | 1.28 | 471 | 545 | Stackable x2 | 85042300 | SEK | 607497.7 | BBC Kimberly | Brazil | Itaguai | Mina Zayed | 2024-06-13 | 2024-07-30 | [6 empty] | 2024-08-10 |  |  |  | 2024-10-18 |  |  |  | CASE_LIST | 1 | 1 | site | MIR | 2024-10-18 | site | 1 | 2 | 0 | 2 | 1.6 | 2 | 1.6 | HITACHI(HE) |  | 1 | 2 | 1 | 3 | Flow 3: Port → MOSB → Site | MIR | HITACHI
2556 | PRL-MIR-008-O6 | HVDC-ADOPT-HE-0161 | MIR | EQ-002 | 279293 | 1 | Outdoor Covered | Transformer Accessories Spare | 140 | 120 | 80 | 1.344 | 165 | 240 | Stackable x2 | 85042300 | SEK | 607497.7 | BBC Kimberly | Brazil | Itaguai | Mina Zayed | 2024-06-13 | 2024-07-30 | [10 empty] | 2024-08-08 |  |  |  | CASE_LIST |  | 1 | site | MIR | 2024-08-08 | site | 0 | 1 | 1 | 2 | 1.68 | 2 | 1.68 | HITACHI(HE) |  | 1 | 1 | 0 | 1 | Flow 1: Port → Site | MIR | HITACHI
2557 | PRL-MIR-008-O6 | HVDC-ADOPT-HE-0161 | MIR | EQ-002 | 279294 | 1 | Outdoor Covered | Transformer Accessories Spare | 680 | 220 | 130 | 19.448 | 1036 | 1569 | Stackable x2 | 85042300 | SEK | 475717.1 | BBC Kimberly | Brazil | Itaguai | Mina Zayed | 2024-06-13 | 2024-07-30 | [10 empty] | 2024-08-08 |  |  |  | CASE_LIST |  | 1 | site | MIR | 2024-08-08 | site | 0 | 1 | 1 | 2 | 14.96 | 2 | 14.96 | HITACHI(HE) |  | 1 | 1 | 0 | 1 | Flow 1: Port → Site | MIR | HITACHI
2558 | PRL-MIR-008-O6 | HVDC-ADOPT-HE-0161 | MIR | EQ-002 | 279295 | 1 | Outdoor Covered | Transformer Accessories Spare | 600 | 80 | 110 | 5.28 | 620 | 866 | Stackable x2 | 85042300 | SEK | 475717.1 | BBC Kimberly | Brazil | Itaguai | Mina Zayed | 2024-06-13 | 2024-07-30 | [10 empty] | 2024-08-08 |  |  |  | CASE_LIST |  | 1 | site | MIR | 2024-08-08 | site | 0 | 1 | 1 | 2 | 4.8 | 2 | 4.8 | HITACHI(HE) |  | 1 | 1 | 0 | 1 | Flow 1: Port → Site | MIR | HITACHI
2559 | PRL-MIR-008-O6 | HVDC-ADOPT-HE-0161 | MIR | EQ-002 | 279296 | 1 | Outdoor Covered | Transformer Accessories Spare | 180 | 40 | 50 | 0.36 | 46 | 82 | Stackable x2 | 85042300 | SEK | 475717.1 | BBC Kimberly | Brazil | Itaguai | Mina Zayed | 2024-06-13 | 2024-07-30 | [10 empty] | 2024-08-08 |  |  |  | CASE_LIST |  | 1 | site | MIR | 2024-08-08 | site | 0 | 1 | 1 | 2 | 0.72 | 2 | 0.72 | HITACHI(HE) |  | 1 | 1 | 0 | 1 | Flow 1: Port → Site | MIR | HITACHI
2560 | PRL-MIR-008-O6 | HVDC-ADOPT-HE-0161 | MIR | EQ-002 | 279297 | 1 | Outdoor Covered | Transformer Accessories Spare | 650 | 80 | 110 | 5.72 | 620 | 885 | Stackable x2 | 85042300 | SEK | 475717.1 | BBC Kimberly | Brazil | Itaguai | Mina Zayed | 2024-06-13 | 2024-07-30 | [10 empty] | 2024-08-08 |  |  |  | CASE_LIST |  | 1 | site | MIR | 2024-08-08 | site | 0 | 1 | 1 | 2 | 5.2 | 2 | 5.2 | HITACHI(HE) |  | 1 | 1 | 0 | 1 | Flow 1: Port → Site | MIR | HITACHI
2561 | PRL-MIR-008-O6 | HVDC-ADOPT-HE-0161 | MIR | EQ-002 | 279298 | 1 | Outdoor Covered | Transformer Accessories Spare | 140 | 120 | 80 | 1.344 | 80 | 155 | Stackable x2 | 85042300 | SEK | 475717.1 | BBC Kimberly | Brazil | Itaguai | Mina Zayed | 2024-06-13 | 2024-07-30 | [10 empty] | 2024-08-08 |  |  |  | CASE_LIST |  | 1 | site | MIR | 2024-08-08 | site | 0 | 1 | 1 | 2 | 1.68 | 2 | 1.68 | HITACHI(HE) |  | 1 | 1 | 0 | 1 | Flow 1: Port → Site | MIR | HITACHI
2562 | PRL-MIR-008-O7 | HVDC-ADOPT-HE-0161 | MIR | EQ-002 | 279240 | 1 | Indoor | Transformer Accessories - Control Cubicle | 300 | 160 | 260 | 12.48 | 475 | 810 | Not stackable | 85042300 | SEK | 607497.7 | BBC Kimberly | Brazil | Itaguai | Mina Zayed | 2024-06-13 | 2024-07-30 |  |  | 2024-08-10 | [7 empty] | 2025-02-04 |  |  |  | CASE_LIST | 1 | 1 | site | MIR | 2025-02-04 | site | 1 | 2 | 0 | 2 | 4.8 | 0 | 4.8 | HITACHI(HE) |  | 1 | 2 | 1 | 2 | Flow 2: Port → WH → Site | MIR | HITACHI
2563 | PRL-MIR-008-O7 | HVDC-ADOPT-HE-0161 | MIR | EQ-002 | 279264 | 1 | Indoor | Transformer Accessories - Control Cubicle | 300 | 160 | 260 | 12.48 | 475 | 810 | Not stackable | 85042300 | SEK | 607497.7 | BBC Kimberly | Brazil | Itaguai | Mina Zayed | 2024-06-13 | 2024-07-30 |  |  | 2024-08-10 | [7 empty] | 2025-02-04 |  |  |  | CASE_LIST | 1 | 1 | site | MIR | 2025-02-04 | site | 1 | 2 | 0 | 2 | 4.8 | 0 | 4.8 | HITACHI(HE) |  | 1 | 2 | 1 | 2 | Flow 2: Port → WH → Site | MIR | HITACHI
2564 | PRL-MIR-008-O7 | HVDC-ADOPT-HE-0161 | MIR | EQ-002 | 279288 | 1 | Indoor | Transformer Accessories - Control Cubicle Spare | 300 | 160 | 260 | 12.48 | 475 | 810 | Not stackable | 85042300 | SEK | 607497.7 | BBC Kimberly | Brazil | Itaguai | Mina Zayed | 2024-06-13 | 2024-07-30 |  |  | 2024-08-10 | [7 empty] | 2025-02-04 |  |  |  | CASE_LIST | 1 | 1 | site | MIR | 2025-02-04 | site | 1 | 2 | 0 | 2 | 4.8 | 0 | 4.8 | HITACHI(HE) |  | 1 | 2 | 1 | 2 | Flow 2: Port → WH → Site | MIR | HITACHI
1999 | PRL-MIR-002-O Lot 9 | HVDC-ADOPT-HE-0156 | MIR | EQ-001 | 279437 | 1 | Outdoor covered | Small Items Assembly | 120 | 80 | 75 | 0.72 | 610 | 635 | Stackable x4 | 85044083 | SEK | 327582 | ESTELLE Maersk | Sweden | Gothenburg | Khalifa port | 2024-05-23 | 2024-07-03 | [10 empty] | 2024-07-19 |  |  |  | CASE_LIST |  | 1 | site | MIR | 2024-07-19 | site | 0 | 1 | 1 | 2 | 0.96 | 4 | 0.96 | HITACHI(HE) |  | 1 | 1 | 0 | 1 | Flow 1: Port → Site | MIR | HITACHI
2000 | PRL-MIR-002-O Lot 9 | HVDC-ADOPT-HE-0156 | MIR | EQ-001 | 279438 | 1 | Outdoor covered | Small Items Assembly | 120 | 80 | 75 | 0.72 | 610 | 635 | Stackable x4 | 85044083 | SEK | 327582 | ESTELLE Maersk | Sweden | Gothenburg | Khalifa port | 2024-05-23 | 2024-07-03 | [10 empty] | 2024-07-23 |  |  |  | CASE_LIST |  | 1 | site | MIR | 2024-07-23 | site | 0 | 1 | 1 | 2 | 0.96 | 4 | 0.96 | HITACHI(HE) |  | 1 | 1 | 0 | 1 | Flow 1: Port → Site | MIR | HITACHI
2001 | PRL-MIR-002-O Lot 9 | HVDC-ADOPT-HE-0156 | MIR | EQ-001 | 279439 | 1 | Outdoor covered | Small Items Assembly | 120 | 80 | 75 | 0.72 | 610 | 635 | Stackable x4 | 85044083 | SEK | 327582 | ESTELLE Maersk | Sweden | Gothenburg | Khalifa port | 2024-05-23 | 2024-07-03 | [10 empty] | 2024-07-19 |  |  |  | CASE_LIST |  | 1 | site | MIR | 2024-07-19 | site | 0 | 1 | 1 | 2 | 0.96 | 4 | 0.96 | HITACHI(HE) |  | 1 | 1 | 0 | 1 | Flow 1: Port → Site | MIR | HITACHI
2002 | PRL-MIR-002-O Lot 9 | HVDC-ADOPT-HE-0156 | MIR | EQ-001 | 279518 | 1 | Outdoor covered | Ferrite Assembly | 120 | 80 | 74 | 0.7104 | 66 | 91 | Stackable x4 | 85044083 | SEK | 327582 | ESTELLE Maersk | Sweden | Gothenburg | Khalifa port | 2024-05-23 | 2024-07-03 | [10 empty] | 2024-07-19 |  |  |  | CASE_LIST |  | 1 | site | MIR | 2024-07-19 | site | 0 | 1 | 1 | 2 | 0.96 | 4 | 0.96 | HITACHI(HE) |  | 1 | 1 | 0 | 1 | Flow 1: Port → Site | MIR | HITACHI
2003 | PRL-MIR-002-O Lot 9 | HVDC-ADOPT-HE-0156 | MIR | EQ-001 | 279519 | 1 | Outdoor covered | Ferrite Assembly | 120 | 80 | 74 | 0.7104 | 66 | 91 | Stackable x4 | 85044083 | SEK | 327582 | ESTELLE Maersk | Sweden | Gothenburg | Khalifa port | 2024-05-23 | 2024-07-03 | [10 empty] | 2024-07-19 |  |  |  | CASE_LIST |  | 1 | site | MIR | 2024-07-19 | site | 0 | 1 | 1 | 2 | 0.96 | 4 | 0.96 | HITACHI(HE) |  | 1 | 1 | 0 | 1 | Flow 1: Port → Site | MIR | HITACHI
2004 | PRL-MIR-002-O Lot 9 | HVDC-ADOPT-HE-0156 | MIR | EQ-001 | 279520 | 1 | Outdoor covered | Ferrite Assembly | 120 | 80 | 74 | 0.7104 | 66 | 91 | Stackable x4 | 85044083 | SEK | 327582 | ESTELLE Maersk | Sweden | Gothenburg | Khalifa port | 2024-05-23 | 2024-07-03 | [10 empty] | 2024-07-19 |  |  |  | CASE_LIST |  | 1 | site | MIR | 2024-07-19 | site | 0 | 1 | 1 | 2 | 0.96 | 4 | 0.96 | HITACHI(HE) |  | 1 | 1 | 0 | 1 | Flow 1: Port → Site | MIR | HITACHI
2005 | PRL-MIR-002-O Lot 9 | HVDC-ADOPT-HE-0156 | MIR | EQ-001 | 279527 | 1 | Outdoor covered | Laminate Studs | 315 | 106 | 124 | 4.1404 | 1495 | 1695 | Stackable x2 | 85044083 | SEK | 327582 | ESTELLE Maersk | Sweden | Gothenburg | Khalifa port | 2024-05-23 | 2024-07-03 | [10 empty] | 2024-07-19 |  |  |  | CASE_LIST |  | 1 | site | MIR | 2024-07-19 | site | 0 | 1 | 1 | 2 | 3.34 | 2 | 3.34 | HITACHI(HE) |  | 1 | 1 | 0 | 1 | Flow 1: Port → Site | MIR | HITACHI
1936 | PRL-MIR-002-O Lot 8 | HVDC-ADOPT-HE-0155 | MIR | EQ-001 | 190332 | 1 | Indoor | Layer 12 Cells - Mirfa | 365 | 233 | 172 | 14.6277 | 4500 | 5000 | Stackable x1 | 85044083 | SEK | 2079511 | ESTELLE Maersk | Sweden | Gothenburg | Khalifa port | 2024-05-23 | 2024-07-03 |  | 2024-07-10 | 2024-12-09 | [7 empty] | 2025-08-13 |  |  |  | CASE_LIST | 1 | 1 | site | MIR | 2025-08-13 | site | 2 | 3 | -1 | 2 | 8.5 | 1 | 8.5 | HITACHI(HE) |  | 1 | 3 | 2 | 5 | Flow 5: Mixed / Waiting / Incomplete leg | MIR | HITACHI
1937 | PRL-MIR-002-O Lot 8 | HVDC-ADOPT-HE-0155 | MIR | EQ-001 | 190337 | 1 | Indoor | Layer 12 Cells - Mirfa | 365 | 233 | 172 | 14.6277 | 4500 | 5000 | Stackable x1 | 85044083 | SEK | 2079511 | ESTELLE Maersk | Sweden | Gothenburg | Khalifa port | 2024-05-23 | 2024-07-03 |  | 2024-07-10 | 2024-12-09 | [7 empty] | 2025-08-13 |  |  |  | CASE_LIST | 1 | 1 | site | MIR | 2025-08-13 | site | 2 | 3 | -1 | 2 | 8.5 | 1 | 8.5 | HITACHI(HE) |  | 1 | 3 | 2 | 5 | Flow 5: Mixed / Waiting / Incomplete leg | MIR | HITACHI
1938 | PRL-MIR-002-O Lot 8 | HVDC-ADOPT-HE-0155 | MIR | EQ-001 | 207858 | 1 | Indoor | Layer 12 Cells - Mirfa | 365 | 233 | 172 | 14.6277 | 4500 | 5000 | Stackable x1 | 85044083 | SEK | 2079511 | ESTELLE Maersk | Sweden | Gothenburg | Khalifa port | 2024-05-23 | 2024-07-03 |  |  | 2024-07-10 | [7 empty] | 2025-08-13 |  |  |  | CASE_LIST | 1 | 1 | site | MIR | 2025-08-13 | site | 1 | 2 | 0 | 2 | 8.5 | 1 | 8.5 | HITACHI(HE) |  | 1 | 2 | 1 | 2 | Flow 2: Port → WH → Site | MIR | HITACHI
1939 | PRL-MIR-002-O Lot 8 | HVDC-ADOPT-HE-0155 | MIR | EQ-001 | 207861 | 1 | Indoor | Layer 12 Cells - Mirfa | 365 | 233 | 172 | 14.6277 | 4500 | 5000 | Stackable x1 | 85044083 | SEK | 2079511 | ESTELLE Maersk | Sweden | Gothenburg | Khalifa port | 2024-05-23 | 2024-07-03 |  |  | 2024-07-10 | [7 empty] | 2025-08-13 |  |  |  | CASE_LIST | 1 | 1 | site | MIR | 2025-08-13 | site | 1 | 2 | 0 | 2 | 8.5 | 1 | 8.5 | HITACHI(HE) |  | 1 | 2 | 1 | 2 | Flow 2: Port → WH → Site | MIR | HITACHI
1940 | PRL-MIR-002-O Lot 8 | HVDC-ADOPT-HE-0155 | MIR | EQ-001 | 207864 | 1 | Indoor | Layer 12 Cells - Mirfa | 365 | 233 | 172 | 14.6277 | 4500 | 5000 | Stackable x1 | 85044083 | SEK | 2079511 | ESTELLE Maersk | Sweden | Gothenburg | Khalifa port | 2024-05-23 | 2024-07-03 |  |  | 2024-07-10 | [7 empty] | 2025-08-13 |  |  |  | CASE_LIST | 1 | 1 | site | MIR | 2025-08-13 | site | 1 | 2 | 0 | 2 | 8.5 | 1 | 8.5 | HITACHI(HE) |  | 1 | 2 | 1 | 2 | Flow 2: Port → WH → Site | MIR | HITACHI
1941 | PRL-MIR-002-O Lot 8 | HVDC-ADOPT-HE-0155 | MIR | EQ-001 | 207868 | 1 | Indoor | Layer 12 Cells - Mirfa | 365 | 233 | 172 | 14.6277 | 4500 | 5000 | Stackable x1 | 85044083 | SEK | 2079511 | ESTELLE Maersk | Sweden | Gothenburg | Khalifa port | 2024-05-23 | 2024-07-03 |  |  | 2024-07-10 | [7 empty] | 2025-08-14 |  |  |  | CASE_LIST | 1 | 1 | site | MIR | 2025-08-14 | site | 1 | 2 | 0 | 2 | 8.5 | 1 | 8.5 | HITACHI(HE) |  | 1 | 2 | 1 | 2 | Flow 2: Port → WH → Site | MIR | HITACHI
1942 | PRL-MIR-002-O Lot 8 | HVDC-ADOPT-HE-0155 | MIR | EQ-001 | 207875 | 1 | Indoor | Layer 12 Cells - Mirfa | 365 | 233 | 172 | 14.6277 | 4500 | 5000 | Stackable x1 | 85044083 | SEK | 2079511 | ESTELLE Maersk | Sweden | Gothenburg | Khalifa port | 2024-05-23 | 2024-07-03 |  |  | 2024-07-10 | [7 empty] | 2025-08-14 |  |  |  | CASE_LIST | 1 | 1 | site | MIR | 2025-08-14 | site | 1 | 2 | 0 | 2 | 8.5 | 1 | 8.5 | HITACHI(HE) |  | 1 | 2 | 1 | 2 | Flow 2: Port → WH → Site | MIR | HITACHI
1943 | PRL-MIR-002-O Lot 8 | HVDC-ADOPT-HE-0155 | MIR | EQ-001 | 207876 | 1 | Indoor | Layer 12 Cells - Mirfa | 365 | 233 | 172 | 14.6277 | 4500 | 5000 | Stackable x1 | 85044083 | SEK | 2079511 | ESTELLE Maersk | Sweden | Gothenburg | Khalifa port | 2024-05-23 | 2024-07-03 |  |  | 2024-07-10 | [7 empty] | 2025-08-14 |  |  |  | CASE_LIST | 1 | 1 | site | MIR | 2025-08-14 | site | 1 | 2 | 0 | 2 | 8.5 | 1 | 8.5 | HITACHI(HE) |  | 1 | 2 | 1 | 2 | Flow 2: Port → WH → Site | MIR | HITACHI
1944 | PRL-MIR-002-O Lot 8 | HVDC-ADOPT-HE-0155 | MIR | EQ-001 | 207879 | 1 | Indoor | Layer 12 Cells - Mirfa | 365 | 233 | 172 | 14.6277 | 4500 | 5000 | Stackable x1 | 85044083 | SEK | 2079511 | ESTELLE Maersk | Sweden | Gothenburg | Khalifa port | 2024-05-23 | 2024-07-03 |  |  | 2024-07-10 | [7 empty] | 2025-08-14 |  |  |  | CASE_LIST | 1 | 1 | site | MIR | 2025-08-14 | site | 1 | 2 | 0 | 2 | 8.5 | 1 | 8.5 | HITACHI(HE) |  | 1 | 2 | 1 | 2 | Flow 2: Port → WH → Site | MIR | HITACHI
1945 | PRL-MIR-002-O Lot 8 | HVDC-ADOPT-HE-0155 | MIR | EQ-001 | 207881 | 1 | Indoor | Layer 12 Cells - Mirfa | 365 | 233 | 172 | 14.6277 | 4500 | 5000 | Stackable x1 | 85044083 | SEK | 2079511 | ESTELLE Maersk | Sweden | Gothenburg | Khalifa port | 2024-05-23 | 2024-07-03 |  |  | 2024-07-10 | [7 empty] | 2025-08-14 |  |  |  | CASE_LIST | 1 | 1 | site | MIR | 2025-08-14 | site | 1 | 2 | 0 | 2 | 8.5 | 1 | 8.5 | HITACHI(HE) |  | 1 | 2 | 1 | 2 | Flow 2: Port → WH → Site | MIR | HITACHI
1946 | PRL-MIR-002-O Lot 8 | HVDC-ADOPT-HE-0155 | MIR | EQ-001 | 207882 | 1 | Indoor | Layer 12 Cells - Mirfa | 365 | 233 | 172 | 14.6277 | 4500 | 5000 | Stackable x1 | 85044083 | SEK | 2079511 | ESTELLE Maersk | Sweden | Gothenburg | Khalifa port | 2024-05-23 | 2024-07-03 |  |  | 2024-07-10 | [7 empty] | 2025-08-14 |  |  |  | CASE_LIST | 1 | 1 | site | MIR | 2025-08-14 | site | 1 | 2 | 0 | 2 | 8.5 | 1 | 8.5 | HITACHI(HE) |  | 1 | 2 | 1 | 2 | Flow 2: Port → WH → Site | MIR | HITACHI
1947 | PRL-MIR-002-O Lot 8 | HVDC-ADOPT-HE-0155 | MIR | EQ-001 | 207888 | 1 | Indoor | Layer 12 Cells - Mirfa | 365 | 233 | 172 | 14.6277 | 4500 | 5000 | Stackable x1 | 85044083 | SEK | 2079511 | ESTELLE Maersk | Sweden | Gothenburg | Khalifa port | 2024-05-23 | 2024-07-03 |  |  | 2024-07-10 | [7 empty] | 2025-08-15 |  |  |  | CASE_LIST | 1 | 1 | site | MIR | 2025-08-15 | site | 1 | 2 | 0 | 2 | 8.5 | 1 | 8.5 | HITACHI(HE) |  | 1 | 2 | 1 | 2 | Flow 2: Port → WH → Site | MIR | HITACHI
1948 | PRL-MIR-002-O Lot 8 | HVDC-ADOPT-HE-0155 | MIR | EQ-001 | 207890 | 1 | Indoor | Layer 12 Cells - Mirfa | 365 | 233 | 172 | 14.6277 | 4500 | 5000 | Stackable x1 | 85044083 | SEK | 2079511 | ESTELLE Maersk | Sweden | Gothenburg | Khalifa port | 2024-05-23 | 2024-07-03 |  |  | 2024-07-10 | [7 empty] | 2025-08-15 |  |  |  | CASE_LIST | 1 | 1 | site | MIR | 2025-08-15 | site | 1 | 2 | 0 | 2 | 8.5 | 1 | 8.5 | HITACHI(HE) |  | 1 | 2 | 1 | 2 | Flow 2: Port → WH → Site | MIR | HITACHI
1949 | PRL-MIR-002-O Lot 8 | HVDC-ADOPT-HE-0155 | MIR | EQ-001 | 207893 | 1 | Indoor | Layer 12 Cells - Mirfa | 365 | 233 | 172 | 14.6277 | 4500 | 5000 | Stackable x1 | 85044083 | SEK | 2079511 | ESTELLE Maersk | Sweden | Gothenburg | Khalifa port | 2024-05-23 | 2024-07-03 |  |  | 2024-07-10 | [7 empty] | 2025-08-15 |  |  |  | CASE_LIST | 1 | 1 | site | MIR | 2025-08-15 | site | 1 | 2 | 0 | 2 | 8.5 | 1 | 8.5 | HITACHI(HE) |  | 1 | 2 | 1 | 2 | Flow 2: Port → WH → Site | MIR | HITACHI
1950 | PRL-MIR-002-O Lot 8 | HVDC-ADOPT-HE-0155 | MIR | EQ-001 | 207894 | 1 | Indoor | Layer 12 Cells - Mirfa | 365 | 233 | 172 | 14.6277 | 4500 | 5000 | Stackable x1 | 85044083 | SEK | 2079511 | ESTELLE Maersk | Sweden | Gothenburg | Khalifa port | 2024-05-23 | 2024-07-03 |  |  | 2024-07-10 | [7 empty] | 2025-08-15 |  |  |  | CASE_LIST | 1 | 1 | site | MIR | 2025-08-15 | site | 1 | 2 | 0 | 2 | 8.5 | 1 | 8.5 | HITACHI(HE) |  | 1 | 2 | 1 | 2 | Flow 2: Port → WH → Site | MIR | HITACHI
1951 | PRL-MIR-002-O Lot 8 | HVDC-ADOPT-HE-0155 | MIR | EQ-001 | 207898 | 1 | Indoor | Layer 12 Cells - Mirfa | 365 | 233 | 172 | 14.6277 | 4500 | 5000 | Stackable x1 | 85044083 | SEK | 2079511 | ESTELLE Maersk | Sweden | Gothenburg | Khalifa port | 2024-05-23 | 2024-07-03 |  |  | 2024-07-10 | [7 empty] | 2025-08-15 |  |  |  | CASE_LIST | 1 | 1 | site | MIR | 2025-08-15 | site | 1 | 2 | 0 | 2 | 8.5 | 1 | 8.5 | HITACHI(HE) |  | 1 | 2 | 1 | 2 | Flow 2: Port → WH → Site | MIR | HITACHI
1952 | PRL-MIR-002-O Lot 8 | HVDC-ADOPT-HE-0155 | MIR | EQ-001 | 207902 | 1 | Indoor | Layer 12 Cells - Mirfa | 365 | 233 | 172 | 14.6277 | 4500 | 5000 | Stackable x1 | 85044083 | SEK | 2079511 | ESTELLE Maersk | Sweden | Gothenburg | Khalifa port | 2024-05-23 | 2024-07-03 |  |  | 2024-07-10 | [7 empty] | 2025-08-15 |  |  |  | CASE_LIST | 1 | 1 | site | MIR | 2025-08-15 | site | 1 | 2 | 0 | 2 | 8.5 | 1 | 8.5 | HITACHI(HE) |  | 1 | 2 | 1 | 2 | Flow 2: Port → WH → Site | MIR | HITACHI
1953 | PRL-MIR-002-O Lot 8 | HVDC-ADOPT-HE-0155 | MIR | EQ-001 | 207907 | 1 | Indoor | Layer 12 Cells - Mirfa | 365 | 233 | 172 | 14.6277 | 4500 | 5000 | Stackable x1 | 85044083 | SEK | 2079511 | ESTELLE Maersk | Sweden | Gothenburg | Khalifa port | 2024-05-23 | 2024-07-03 |  |  | 2024-07-10 | [7 empty] | 2025-08-18 |  |  |  | CASE_LIST | 1 | 1 | site | MIR | 2025-08-18 | site | 1 | 2 | 0 | 2 | 8.5 | 1 | 8.5 | HITACHI(HE) |  | 1 | 2 | 1 | 2 | Flow 2: Port → WH → Site | MIR | HITACHI
1954 | PRL-MIR-002-O Lot 8 | HVDC-ADOPT-HE-0155 | MIR | EQ-001 | 207910 | 1 | Indoor | Layer 12 Cells - Mirfa | 365 | 233 | 172 | 14.6277 | 4500 | 5000 | Stackable x1 | 85044083 | SEK | 2079511 | ESTELLE Maersk | Sweden | Gothenburg | Khalifa port | 2024-05-23 | 2024-07-03 |  |  | 2024-07-11 | [7 empty] | 2025-08-18 |  |  |  | CASE_LIST | 1 | 1 | site | MIR | 2025-08-18 | site | 1 | 2 | 0 | 2 | 8.5 | 1 | 8.5 | HITACHI(HE) |  | 1 | 2 | 1 | 2 | Flow 2: Port → WH → Site | MIR | HITACHI
1955 | PRL-MIR-002-O Lot 8 | HVDC-ADOPT-HE-0155 | MIR | EQ-001 | 207912 | 1 | Indoor | Layer 12 Cells - Mirfa | 365 | 233 | 172 | 14.6277 | 4500 | 5000 | Stackable x1 | 85044083 | SEK | 2079511 | ESTELLE Maersk | Sweden | Gothenburg | Khalifa port | 2024-05-23 | 2024-07-03 |  |  | 2024-07-11 | [7 empty] | 2025-08-18 |  |  |  | CASE_LIST | 1 | 1 | site | MIR | 2025-08-18 | site | 1 | 2 | 0 | 2 | 8.5 | 1 | 8.5 | HITACHI(HE) |  | 1 | 2 | 1 | 2 | Flow 2: Port → WH → Site | MIR | HITACHI
1956 | PRL-MIR-002-O Lot 8 | HVDC-ADOPT-HE-0155 | MIR | EQ-001 | 207914 | 1 | Indoor | Layer 12 Cells - Mirfa | 365 | 233 | 172 | 14.6277 | 4500 | 5000 | Stackable x1 | 85044083 | SEK | 2079511 | ESTELLE Maersk | Sweden | Gothenburg | Khalifa port | 2024-05-23 | 2024-07-03 |  |  | 2024-07-11 | [7 empty] | 2025-08-18 |  |  |  | CASE_LIST | 1 | 1 | site | MIR | 2025-08-18 | site | 1 | 2 | 0 | 2 | 8.5 | 1 | 8.5 | HITACHI(HE) |  | 1 | 2 | 1 | 2 | Flow 2: Port → WH → Site | MIR | HITACHI
1957 | PRL-MIR-002-O Lot 8 | HVDC-ADOPT-HE-0155 | MIR | EQ-001 | 207915 | 1 | Indoor | Layer 12 Cells - Mirfa | 365 | 233 | 172 | 14.6277 | 4500 | 5000 | Stackable x1 | 85044083 | SEK | 2079511 | ESTELLE Maersk | Sweden | Gothenburg | Khalifa port | 2024-05-23 | 2024-07-03 |  |  | 2024-07-11 | [7 empty] | 2025-08-18 |  |  |  | CASE_LIST | 1 | 1 | site | MIR | 2025-08-18 | site | 1 | 2 | 0 | 2 | 8.5 | 1 | 8.5 | HITACHI(HE) |  | 1 | 2 | 1 | 2 | Flow 2: Port → WH → Site | MIR | HITACHI
1958 | PRL-MIR-002-O Lot 8 | HVDC-ADOPT-HE-0155 | MIR | EQ-001 | 207921 | 1 | Indoor | Layer 12 Cells - Mirfa | 365 | 233 | 172 | 14.6277 | 4500 | 5000 | Stackable x1 | 85044083 | SEK | 2079511 | ESTELLE Maersk | Sweden | Gothenburg | Khalifa port | 2024-05-23 | 2024-07-03 |  |  | 2024-07-11 | [7 empty] | 2025-09-18 |  |  |  | CASE_LIST | 1 | 1 | site | MIR | 2025-09-18 | site | 1 | 2 | 0 | 2 | 8.5 | 1 | 8.5 | HITACHI(HE) |  | 1 | 2 | 1 | 2 | Flow 2: Port → WH → Site | MIR | HITACHI
1959 | PRL-MIR-002-O Lot 8 | HVDC-ADOPT-HE-0155 | MIR | EQ-001 | 207922 | 1 | Indoor | Layer 12 Cells - Mirfa | 365 | 233 | 172 | 14.6277 | 4500 | 5000 | Stackable x1 | 85044083 | SEK | 2079511 | ESTELLE Maersk | Sweden | Gothenburg | Khalifa port | 2024-05-23 | 2024-07-03 |  |  | 2024-07-11 | [7 empty] | 2025-09-18 |  |  |  | CASE_LIST | 1 | 1 | site | MIR | 2025-09-18 | site | 1 | 2 | 0 | 2 | 8.5 | 1 | 8.5 | HITACHI(HE) |  | 1 | 2 | 1 | 2 | Flow 2: Port → WH → Site | MIR | HITACHI
1960 | PRL-MIR-002-O Lot 8 | HVDC-ADOPT-HE-0155 | MIR | EQ-001 | 207923 | 1 | Indoor | Layer 12 Cells - Mirfa | 365 | 233 | 172 | 14.6277 | 4500 | 5000 | Stackable x1 | 85044083 | SEK | 2079511 | ESTELLE Maersk | Sweden | Gothenburg | Khalifa port | 2024-05-23 | 2024-07-03 |  |  | 2024-07-11 | [7 empty] | 2025-09-18 |  |  |  | CASE_LIST | 1 | 1 | site | MIR | 2025-09-18 | site | 1 | 2 | 0 | 2 | 8.5 | 1 | 8.5 | HITACHI(HE) |  | 1 | 2 | 1 | 2 | Flow 2: Port → WH → Site | MIR | HITACHI
1961 | PRL-MIR-002-O Lot 8 | HVDC-ADOPT-HE-0155 | MIR | EQ-001 | 207926 | 1 | Indoor | Layer 12 Cells - Mirfa | 365 | 233 | 172 | 14.6277 | 4500 | 5000 | Stackable x1 | 85044083 | SEK | 2079511 | ESTELLE Maersk | Sweden | Gothenburg | Khalifa port | 2024-05-23 | 2024-07-03 |  |  | 2024-07-11 | [7 empty] | 2025-09-18 |  |  |  | CASE_LIST | 1 | 1 | site | MIR | 2025-09-18 | site | 1 | 2 | 0 | 2 | 8.5 | 1 | 8.5 | HITACHI(HE) |  | 1 | 2 | 1 | 2 | Flow 2: Port → WH → Site | MIR | HITACHI
1962 | PRL-MIR-002-O Lot 8 | HVDC-ADOPT-HE-0155 | MIR | EQ-001 | 207927 | 1 | Indoor | Layer 12 Cells - Mirfa | 365 | 233 | 172 | 14.6277 | 4500 | 5000 | Stackable x1 | 85044083 | SEK | 2079511 | ESTELLE Maersk | Sweden | Gothenburg | Khalifa port | 2024-05-23 | 2024-07-03 |  |  | 2024-07-11 | [7 empty] | 2025-09-18 |  |  |  | CASE_LIST | 1 | 1 | site | MIR | 2025-09-18 | site | 1 | 2 | 0 | 2 | 8.5 | 1 | 8.5 | HITACHI(HE) |  | 1 | 2 | 1 | 2 | Flow 2: Port → WH → Site | MIR | HITACHI
1963 | PRL-MIR-002-O Lot 8 | HVDC-ADOPT-HE-0155 | MIR | EQ-001 | 207930 | 1 | Indoor | Layer 12 Cells - Mirfa | 365 | 233 | 172 | 14.6277 | 4500 | 5000 | Stackable x1 | 85044083 | SEK | 2079511 | ESTELLE Maersk | Sweden | Gothenburg | Khalifa port | 2024-05-23 | 2024-07-03 |  |  | 2024-07-11 | [7 empty] | 2025-09-18 |  |  |  | CASE_LIST | 1 | 1 | site | MIR | 2025-09-18 | site | 1 | 2 | 0 | 2 | 8.5 | 1 | 8.5 | HITACHI(HE) |  | 1 | 2 | 1 | 2 | Flow 2: Port → WH → Site | MIR | HITACHI
1964 | PRL-MIR-002-O Lot 8 | HVDC-ADOPT-HE-0155 | MIR | EQ-001 | 207931 | 1 | Indoor | Layer 12 Cells - Mirfa | 365 | 233 | 172 | 14.6277 | 4500 | 5000 | Stackable x1 | 85044083 | SEK | 2079511 | ESTELLE Maersk | Sweden | Gothenburg | Khalifa port | 2024-05-23 | 2024-07-03 |  |  | 2024-07-11 | [7 empty] | 2025-09-18 |  |  |  | CASE_LIST | 1 | 1 | site | MIR | 2025-09-18 | site | 1 | 2 | 0 | 2 | 8.5 | 1 | 8.5 | HITACHI(HE) |  | 1 | 2 | 1 | 2 | Flow 2: Port → WH → Site | MIR | HITACHI
1965 | PRL-MIR-002-O Lot 8 | HVDC-ADOPT-HE-0155 | MIR | EQ-001 | 207934 | 1 | Indoor | Layer 12 Cells - Mirfa | 365 | 233 | 172 | 14.6277 | 4500 | 5000 | Stackable x1 | 85044083 | SEK | 2079511 | ESTELLE Maersk | Sweden | Gothenburg | Khalifa port | 2024-05-23 | 2024-07-03 |  |  | 2024-07-11 | [7 empty] | 2025-09-18 |  |  |  | CASE_LIST | 1 | 1 | site | MIR | 2025-09-18 | site | 1 | 2 | 0 | 2 | 8.5 | 1 | 8.5 | HITACHI(HE) |  | 1 | 2 | 1 | 2 | Flow 2: Port → WH → Site | MIR | HITACHI
1966 | PRL-MIR-002-O Lot 8 | HVDC-ADOPT-HE-0155 | MIR | EQ-001 | 207935 | 1 | Indoor | Layer 12 Cells - Mirfa | 365 | 233 | 172 | 14.6277 | 4500 | 5000 | Stackable x1 | 85044083 | SEK | 2079511 | ESTELLE Maersk | Sweden | Gothenburg | Khalifa port | 2024-05-23 | 2024-07-03 |  |  | 2024-07-11 | [7 empty] | 2025-09-18 |  |  |  | CASE_LIST | 1 | 1 | site | MIR | 2025-09-18 | site | 1 | 2 | 0 | 2 | 8.5 | 1 | 8.5 | HITACHI(HE) |  | 1 | 2 | 1 | 2 | Flow 2: Port → WH → Site | MIR | HITACHI
1967 | PRL-MIR-002-O Lot 8 | HVDC-ADOPT-HE-0155 | MIR | EQ-001 | 207936 | 1 | Indoor | Layer 12 Cells - Mirfa | 365 | 233 | 172 | 14.6277 | 4500 | 5000 | Stackable x1 | 85044083 | SEK | 2079511 | ESTELLE Maersk | Sweden | Gothenburg | Khalifa port | 2024-05-23 | 2024-07-03 |  |  | 2024-07-11 | [7 empty] | 2025-09-18 |  |  |  | CASE_LIST | 1 | 1 | site | MIR | 2025-09-18 | site | 1 | 2 | 0 | 2 | 8.5 | 1 | 8.5 | HITACHI(HE) |  | 1 | 2 | 1 | 2 | Flow 2: Port → WH → Site | MIR | HITACHI
1968 | PRL-MIR-002-O Lot 8 | HVDC-ADOPT-HE-0155 | MIR | EQ-001 | 207967 | 1 | Indoor | Layer 12 Cells - Mirfa | 365 | 233 | 172 | 14.6277 | 4500 | 5000 | Stackable x1 | 85044083 | SEK | 2079511 | ESTELLE Maersk | Sweden | Gothenburg | Khalifa port | 2024-05-23 | 2024-07-03 |  |  | 2024-07-11 | [7 empty] | 2025-10-23 |  |  |  | CASE_LIST | 1 | 1 | site | MIR | 2025-10-23 | site | 1 | 2 | 0 | 2 | 8.5 | 1 | 8.5 | HITACHI(HE) |  | 1 | 2 | 1 | 2 | Flow 2: Port → WH → Site | MIR | HITACHI
1969 | PRL-MIR-002-O Lot 8 | HVDC-ADOPT-HE-0155 | MIR | EQ-001 | 207975 | 1 | Indoor | Layer 12 Cells - Mirfa | 365 | 233 | 172 | 14.6277 | 4500 | 5000 | Stackable x1 | 85044083 | SEK | 2079511 | ESTELLE Maersk | Sweden | Gothenburg | Khalifa port | 2024-05-23 | 2024-07-03 |  |  | 2024-07-11 | [7 empty] | 2025-10-23 |  |  |  | CASE_LIST | 1 | 1 | site | MIR | 2025-10-23 | site | 1 | 2 | 0 | 2 | 8.5 | 1 | 8.5 | HITACHI(HE) |  | 1 | 2 | 1 | 2 | Flow 2: Port → WH → Site | MIR | HITACHI
1970 | PRL-MIR-002-O Lot 8 | HVDC-ADOPT-HE-0155 | MIR | EQ-001 | 207978 | 1 | Indoor | Layer 12 Cells - Mirfa | 365 | 233 | 172 | 14.6277 | 4500 | 5000 | Stackable x1 | 85044083 | SEK | 2079511 | ESTELLE Maersk | Sweden | Gothenburg | Khalifa port | 2024-05-23 | 2024-07-03 |  |  | 2024-07-11 | [7 empty] | 2025-10-23 |  |  |  | CASE_LIST | 1 | 1 | site | MIR | 2025-10-23 | site | 1 | 2 | 0 | 2 | 8.5 | 1 | 8.5 | HITACHI(HE) |  | 1 | 2 | 1 | 2 | Flow 2: Port → WH → Site | MIR | HITACHI
1971 | PRL-MIR-002-O Lot 8 | HVDC-ADOPT-HE-0155 | MIR | EQ-001 | 207982 | 1 | Indoor | Layer 12 Cells - Mirfa | 365 | 233 | 172 | 14.6277 | 4500 | 5000 | Stackable x1 | 85044083 | SEK | 2079511 | ESTELLE Maersk | Sweden | Gothenburg | Khalifa port | 2024-05-23 | 2024-07-03 |  |  | 2024-07-11 | [7 empty] | 2025-10-23 |  |  |  | CASE_LIST | 1 | 1 | site | MIR | 2025-10-23 | site | 1 | 2 | 0 | 2 | 8.5 | 1 | 8.5 | HITACHI(HE) |  | 1 | 2 | 1 | 2 | Flow 2: Port → WH → Site | MIR | HITACHI
1972 | PRL-MIR-002-O Lot 8 | HVDC-ADOPT-HE-0155 | MIR | EQ-001 | 207985 | 1 | Indoor | Layer 12 Cells - Mirfa | 365 | 233 | 172 | 14.6277 | 4500 | 5000 | Stackable x1 | 85044083 | SEK | 2079511 | ESTELLE Maersk | Sweden | Gothenburg | Khalifa port | 2024-05-23 | 2024-07-03 |  |  | 2024-07-12 | [7 empty] | 2025-10-23 |  |  |  | CASE_LIST | 1 | 1 | site | MIR | 2025-10-23 | site | 1 | 2 | 0 | 2 | 8.5 | 1 | 8.5 | HITACHI(HE) |  | 1 | 2 | 1 | 2 | Flow 2: Port → WH → Site | MIR | HITACHI
1973 | PRL-MIR-002-O Lot 8 | HVDC-ADOPT-HE-0155 | MIR | EQ-001 | 279876 | 1 | Indoor | Layer 12 Cells - Mirfa | 365 | 233 | 172 | 14.6277 | 4500 | 5000 | Stackable x1 | 85044083 | SEK | 2079511 | ESTELLE Maersk | Sweden | Gothenburg | Khalifa port | 2024-05-23 | 2024-07-03 |  |  | 2024-07-12 | [7 empty] | 2025-10-23 |  |  |  | CASE_LIST | 1 | 1 | site | MIR | 2025-10-23 | site | 1 | 2 | 0 | 2 | 8.5 | 1 | 8.5 | HITACHI(HE) |  | 1 | 2 | 1 | 2 | Flow 2: Port → WH → Site | MIR | HITACHI
1974 | PRL-MIR-002-O Lot 8 | HVDC-ADOPT-HE-0155 | MIR | EQ-001 | 279881 | 1 | Indoor | Layer 12 Cells - Mirfa | 365 | 233 | 172 | 14.6277 | 4500 | 5000 | Stackable x1 | 85044083 | SEK | 2079511 | ESTELLE Maersk | Sweden | Gothenburg | Khalifa port | 2024-05-23 | 2024-07-03 |  |  | 2024-07-12 | [7 empty] | 2025-10-23 |  |  |  | CASE_LIST | 1 | 1 | site | MIR | 2025-10-23 | site | 1 | 2 | 0 | 2 | 8.5 | 1 | 8.5 | HITACHI(HE) |  | 1 | 2 | 1 | 2 | Flow 2: Port → WH → Site | MIR | HITACHI
1975 | PRL-MIR-002-O Lot 8 | HVDC-ADOPT-HE-0155 | MIR | EQ-001 | 279883 | 1 | Indoor | Layer 12 Cells - Mirfa | 365 | 233 | 172 | 14.6277 | 4500 | 5000 | Stackable x1 | 85044083 | SEK | 2079511 | ESTELLE Maersk | Sweden | Gothenburg | Khalifa port | 2024-05-23 | 2024-07-03 |  |  | 2024-07-12 | [7 empty] | 2025-10-23 |  |  |  | CASE_LIST | 1 | 1 | site | MIR | 2025-10-23 | site | 1 | 2 | 0 | 2 | 8.5 | 1 | 8.5 | HITACHI(HE) |  | 1 | 2 | 1 | 2 | Flow 2: Port → WH → Site | MIR | HITACHI
1976 | PRL-MIR-002-O Lot 8 | HVDC-ADOPT-HE-0155 | MIR | EQ-001 | 279885 | 1 | Indoor | Layer 12 Cells - Mirfa | 365 | 233 | 172 | 14.6277 | 4500 | 5000 | Stackable x1 | 85044083 | SEK | 2079511 | ESTELLE Maersk | Sweden | Gothenburg | Khalifa port | 2024-05-23 | 2024-07-03 |  |  | 2024-07-12 | [7 empty] | 2025-10-23 |  |  |  | CASE_LIST | 1 | 1 | site | MIR | 2025-10-23 | site | 1 | 2 | 0 | 2 | 8.5 | 1 | 8.5 | HITACHI(HE) |  | 1 | 2 | 1 | 2 | Flow 2: Port → WH → Site | MIR | HITACHI
1977 | PRL-MIR-002-O Lot 8 | HVDC-ADOPT-HE-0155 | MIR | EQ-001 | 279890 | 1 | Indoor | Layer 12 Cells - Mirfa | 365 | 233 | 172 | 14.6277 | 4500 | 5000 | Stackable x1 | 85044083 | SEK | 2079511 | ESTELLE Maersk | Sweden | Gothenburg | Khalifa port | 2024-05-23 | 2024-07-03 |  |  | 2024-07-12 | [7 empty] | 2025-10-23 |  |  |  | CASE_LIST | 1 | 1 | site | MIR | 2025-10-23 | site | 1 | 2 | 0 | 2 | 8.5 | 1 | 8.5 | HITACHI(HE) |  | 1 | 2 | 1 | 2 | Flow 2: Port → WH → Site | MIR | HITACHI
1978 | PRL-MIR-002-O Lot 8 | HVDC-ADOPT-HE-0155 | MIR | EQ-001 | 279891 | 1 | Indoor | Layer 12 Cells - Mirfa | 365 | 233 | 172 | 14.6277 | 4500 | 5000 | Stackable x1 | 85044083 | SEK | 2079511 | ESTELLE Maersk | Sweden | Gothenburg | Khalifa port | 2024-05-23 | 2024-07-03 |  |  | 2024-07-12 | [7 empty] | 2025-10-30 |  |  |  | CASE_LIST | 1 | 1 | site | MIR | 2025-10-30 | site | 1 | 2 | 0 | 2 | 8.5 | 1 | 8.5 | HITACHI(HE) |  | 1 | 2 | 1 | 2 | Flow 2: Port → WH → Site | MIR | HITACHI
1979 | PRL-MIR-002-O Lot 8 | HVDC-ADOPT-HE-0155 | MIR | EQ-001 | 279892 | 1 | Indoor | Layer 12 Cells - Mirfa | 365 | 233 | 172 | 14.6277 | 4500 | 5000 | Stackable x1 | 85044083 | SEK | 2079511 | ESTELLE Maersk | Sweden | Gothenburg | Khalifa port | 2024-05-23 | 2024-07-03 |  |  | 2024-07-15 | [7 empty] | 2025-10-30 |  |  |  | CASE_LIST | 1 | 1 | site | MIR | 2025-10-30 | site | 1 | 2 | 0 | 2 | 8.5 | 1 | 8.5 | HITACHI(HE) |  | 1 | 2 | 1 | 2 | Flow 2: Port → WH → Site | MIR | HITACHI
1980 | PRL-MIR-002-O Lot 8 | HVDC-ADOPT-HE-0155 | MIR | EQ-001 | 279903 | 1 | Indoor | Layer 12 Cells - Mirfa | 365 | 233 | 172 | 14.6277 | 4500 | 5000 | Stackable x1 | 85044083 | SEK | 2079511 | ESTELLE Maersk | Sweden | Gothenburg | Khalifa port | 2024-05-23 | 2024-07-03 |  |  | 2024-07-12 | [7 empty] | 2025-10-30 |  |  |  | CASE_LIST | 1 | 1 | site | MIR | 2025-10-30 | site | 1 | 2 | 0 | 2 | 8.5 | 1 | 8.5 | HITACHI(HE) |  | 1 | 2 | 1 | 2 | Flow 2: Port → WH → Site | MIR | HITACHI
1981 | PRL-MIR-002-O Lot 8 | HVDC-ADOPT-HE-0155 | MIR | EQ-001 | 279904 | 1 | Indoor | Layer 12 Cells - Mirfa | 365 | 233 | 172 | 14.6277 | 4500 | 5000 | Stackable x1 | 85044083 | SEK | 2079511 | ESTELLE Maersk | Sweden | Gothenburg | Khalifa port | 2024-05-23 | 2024-07-03 |  |  | 2024-07-12 | [7 empty] | 2025-10-30 |  |  |  | CASE_LIST | 1 | 1 | site | MIR | 2025-10-30 | site | 1 | 2 | 0 | 2 | 8.5 | 1 | 8.5 | HITACHI(HE) |  | 1 | 2 | 1 | 2 | Flow 2: Port → WH → Site | MIR | HITACHI
1982 | PRL-MIR-002-O Lot 8 | HVDC-ADOPT-HE-0155 | MIR | EQ-001 | 279907 | 1 | Indoor | Layer 12 Cells - Mirfa | 365 | 233 | 172 | 14.6277 | 4500 | 5000 | Stackable x1 | 85044083 | SEK | 2079511 | ESTELLE Maersk | Sweden | Gothenburg | Khalifa port | 2024-05-23 | 2024-07-03 |  |  | 2024-07-12 | [7 empty] | 2025-10-30 |  |  |  | CASE_LIST | 1 | 1 | site | MIR | 2025-10-30 | site | 1 | 2 | 0 | 2 | 8.5 | 1 | 8.5 | HITACHI(HE) |  | 1 | 2 | 1 | 2 | Flow 2: Port → WH → Site | MIR | HITACHI
1983 | PRL-MIR-002-O Lot 8 | HVDC-ADOPT-HE-0155 | MIR | EQ-001 | 279908 | 1 | Indoor | Layer 12 Cells - Mirfa | 365 | 233 | 172 | 14.6277 | 4500 | 5000 | Stackable x1 | 85044083 | SEK | 2079511 | ESTELLE Maersk | Sweden | Gothenburg | Khalifa port | 2024-05-23 | 2024-07-03 |  |  | 2024-07-12 | [7 empty] | 2025-10-30 |  |  |  | CASE_LIST | 1 | 1 | site | MIR | 2025-10-30 | site | 1 | 2 | 0 | 2 | 8.5 | 1 | 8.5 | HITACHI(HE) |  | 1 | 2 | 1 | 2 | Flow 2: Port → WH → Site | MIR | HITACHI
1984 | PRL-MIR-002-O Lot 8 | HVDC-ADOPT-HE-0155 | MIR | EQ-001 | 279909 | 1 | Indoor | Layer 12 Cells - Mirfa | 365 | 233 | 172 | 14.6277 | 4500 | 5000 | Stackable x1 | 85044083 | SEK | 2079511 | ESTELLE Maersk | Sweden | Gothenburg | Khalifa port | 2024-05-23 | 2024-07-03 |  |  | 2024-07-12 | [7 empty] | 2025-10-30 |  |  |  | CASE_LIST | 1 | 1 | site | MIR | 2025-10-30 | site | 1 | 2 | 0 | 2 | 8.5 | 1 | 8.5 | HITACHI(HE) |  | 1 | 2 | 1 | 2 | Flow 2: Port → WH → Site | MIR | HITACHI
1985 | PRL-MIR-002-O Lot 8 | HVDC-ADOPT-HE-0155 | MIR | EQ-001 | 279910 | 1 | Indoor | Layer 12 Cells - Mirfa | 365 | 233 | 172 | 14.6277 | 4500 | 5000 | Stackable x1 | 85044083 | SEK | 2079511 | ESTELLE Maersk | Sweden | Gothenburg | Khalifa port | 2024-05-23 | 2024-07-03 |  |  | 2024-07-12 | [7 empty] | 2025-10-30 |  |  |  | CASE_LIST | 1 | 1 | site | MIR | 2025-10-30 | site | 1 | 2 | 0 | 2 | 8.5 | 1 | 8.5 | HITACHI(HE) |  | 1 | 2 | 1 | 2 | Flow 2: Port → WH → Site | MIR | HITACHI
1986 | PRL-MIR-002-O Lot 8 | HVDC-ADOPT-HE-0155 | MIR | EQ-001 | 279911 | 1 | Indoor | Layer 12 Cells - Mirfa | 365 | 233 | 172 | 14.6277 | 4500 | 5000 | Stackable x1 | 85044083 | SEK | 2079511 | ESTELLE Maersk | Sweden | Gothenburg | Khalifa port | 2024-05-23 | 2024-07-03 |  |  | 2024-07-12 | [7 empty] | 2025-10-30 |  |  |  | CASE_LIST | 1 | 1 | site | MIR | 2025-10-30 | site | 1 | 2 | 0 | 2 | 8.5 | 1 | 8.5 | HITACHI(HE) |  | 1 | 2 | 1 | 2 | Flow 2: Port → WH → Site | MIR | HITACHI
1987 | PRL-MIR-002-O Lot 8 | HVDC-ADOPT-HE-0155 | MIR | EQ-001 | 279912 | 1 | Indoor | Layer 12 Cells - Mirfa | 365 | 233 | 172 | 14.6277 | 4500 | 5000 | Stackable x1 | 85044083 | SEK | 2079511 | ESTELLE Maersk | Sweden | Gothenburg | Khalifa port | 2024-05-23 | 2024-07-03 |  |  | 2024-07-12 | [7 empty] | 2025-10-30 |  |  |  | CASE_LIST | 1 | 1 | site | MIR | 2025-10-30 | site | 1 | 2 | 0 | 2 | 8.5 | 1 | 8.5 | HITACHI(HE) |  | 1 | 2 | 1 | 2 | Flow 2: Port → WH → Site | MIR | HITACHI
1988 | PRL-MIR-002-O Lot 8 | HVDC-ADOPT-HE-0155 | MIR | EQ-001 | 279913 | 1 | Indoor | Layer 12 Cells - Mirfa | 365 | 233 | 172 | 14.6277 | 4500 | 5000 | Stackable x1 | 85044083 | SEK | 2079511 | ESTELLE Maersk | Sweden | Gothenburg | Khalifa port | 2024-05-23 | 2024-07-03 |  |  | 2024-07-12 | [7 empty] | 2025-10-30 |  |  |  | CASE_LIST | 1 | 1 | site | MIR | 2025-10-30 | site | 1 | 2 | 0 | 2 | 8.5 | 1 | 8.5 | HITACHI(HE) |  | 1 | 2 | 1 | 2 | Flow 2: Port → WH → Site | MIR | HITACHI
1989 | PRL-MIR-002-O Lot 8 | HVDC-ADOPT-HE-0155 | MIR | EQ-001 | 279914 | 1 | Indoor | Layer 12 Cells - Mirfa | 365 | 233 | 172 | 14.6277 | 4500 | 5000 | Stackable x1 | 85044083 | SEK | 2079511 | ESTELLE Maersk | Sweden | Gothenburg | Khalifa port | 2024-05-23 | 2024-07-03 |  |  | 2024-07-12 | [7 empty] | 2025-10-30 |  |  |  | CASE_LIST | 1 | 1 | site | MIR | 2025-10-30 | site | 1 | 2 | 0 | 2 | 8.5 | 1 | 8.5 | HITACHI(HE) |  | 1 | 2 | 1 | 2 | Flow 2: Port → WH → Site | MIR | HITACHI
1990 | PRL-MIR-002-O Lot 8 | HVDC-ADOPT-HE-0155 | MIR | EQ-001 | 279915 | 1 | Indoor | Layer 12 Cells - Mirfa | 365 | 233 | 172 | 14.6277 | 4500 | 5000 | Stackable x1 | 85044083 | SEK | 2079511 | ESTELLE Maersk | Sweden | Gothenburg | Khalifa port | 2024-05-23 | 2024-07-03 |  |  | 2024-07-12 | [7 empty] | 2025-10-30 |  |  |  | CASE_LIST | 1 | 1 | site | MIR | 2025-10-30 | site | 1 | 2 | 0 | 2 | 8.5 | 1 | 8.5 | HITACHI(HE) |  | 1 | 2 | 1 | 2 | Flow 2: Port → WH → Site | MIR | HITACHI
1991 | PRL-MIR-002-O Lot 8 | HVDC-ADOPT-HE-0155 | MIR | EQ-001 | 279916 | 1 | Indoor | Layer 12 Cells - Mirfa | 365 | 233 | 172 | 14.6277 | 4500 | 5000 | Stackable x1 | 85044083 | SEK | 2079511 | ESTELLE Maersk | Sweden | Gothenburg | Khalifa port | 2024-05-23 | 2024-07-03 |  |  | 2024-07-12 | [7 empty] | 2025-10-30 |  |  |  | CASE_LIST | 1 | 1 | site | MIR | 2025-10-30 | site | 1 | 2 | 0 | 2 | 8.5 | 1 | 8.5 | HITACHI(HE) |  | 1 | 2 | 1 | 2 | Flow 2: Port → WH → Site | MIR | HITACHI
1992 | PRL-MIR-002-O Lot 8 | HVDC-ADOPT-HE-0155 | MIR | EQ-001 | 279917 | 1 | Indoor | Layer 12 Cells - Mirfa | 365 | 233 | 172 | 14.6277 | 4500 | 5000 | Stackable x1 | 85044083 | SEK | 2079511 | ESTELLE Maersk | Sweden | Gothenburg | Khalifa port | 2024-05-23 | 2024-07-03 |  |  | 2024-07-15 | [7 empty] | 2025-10-30 |  |  |  | CASE_LIST | 1 | 1 | site | MIR | 2025-10-30 | site | 1 | 2 | 0 | 2 | 8.5 | 1 | 8.5 | HITACHI(HE) |  | 1 | 2 | 1 | 2 | Flow 2: Port → WH → Site | MIR | HITACHI
1993 | PRL-MIR-002-O Lot 8 | HVDC-ADOPT-HE-0155 | MIR | EQ-001 | 279921 | 1 | Indoor | Layer 12 Cells - Mirfa | 365 | 233 | 172 | 14.6277 | 4500 | 5000 | Stackable x1 | 85044083 | SEK | 2079511 | ESTELLE Maersk | Sweden | Gothenburg | Khalifa port | 2024-05-23 | 2024-07-03 |  |  | 2024-07-15 | [7 empty] | 2025-10-30 |  |  |  | CASE_LIST | 1 | 1 | site | MIR | 2025-10-30 | site | 1 | 2 | 0 | 2 | 8.5 | 1 | 8.5 | HITACHI(HE) |  | 1 | 2 | 1 | 2 | Flow 2: Port → WH → Site | MIR | HITACHI
1994 | PRL-MIR-002-O Lot 8 | HVDC-ADOPT-HE-0155 | MIR | EQ-001 | 279922 | 1 | Indoor | Layer 12 Cells - Mirfa | 365 | 233 | 172 | 14.6277 | 4500 | 5000 | Stackable x1 | 85044083 | SEK | 2079511 | ESTELLE Maersk | Sweden | Gothenburg | Khalifa port | 2024-05-23 | 2024-07-03 |  |  | 2024-07-15 | [7 empty] | 2025-10-30 |  |  |  | CASE_LIST | 1 | 1 | site | MIR | 2025-10-30 | site | 1 | 2 | 0 | 2 | 8.5 | 1 | 8.5 | HITACHI(HE) |  | 1 | 2 | 1 | 2 | Flow 2: Port → WH → Site | MIR | HITACHI
1995 | PRL-MIR-002-O Lot 8 | HVDC-ADOPT-HE-0155 | MIR | EQ-001 | 279923 | 1 | Indoor | Layer 12 Cells - Mirfa | 365 | 233 | 172 | 14.6277 | 4500 | 5000 | Stackable x1 | 85044083 | SEK | 2079511 | ESTELLE Maersk | Sweden | Gothenburg | Khalifa port | 2024-05-23 | 2024-07-03 |  |  | 2024-07-15 | [7 empty] | 2025-10-30 |  |  |  | CASE_LIST | 1 | 1 | site | MIR | 2025-10-30 | site | 1 | 2 | 0 | 2 | 8.5 | 1 | 8.5 | HITACHI(HE) |  | 1 | 2 | 1 | 2 | Flow 2: Port → WH → Site | MIR | HITACHI
1996 | PRL-MIR-002-O Lot 8 | HVDC-ADOPT-HE-0155 | MIR | EQ-001 | 279925 | 1 | Indoor | Layer 12 Cells - Mirfa | 365 | 233 | 172 | 14.6277 | 4500 | 5000 | Stackable x1 | 85044083 | SEK | 2079511 | ESTELLE Maersk | Sweden | Gothenburg | Khalifa port | 2024-05-23 | 2024-07-03 |  |  | 2024-07-15 | [11 empty] | CASE_LIST | 1 |  | warehouse | DSV Al Markaz | 2024-07-15 | warehouse | 1 | 1 | -1 | 0 | 8.5 | 1 | 8.5 | HITACHI(HE) |  | 0 | 1 | 1 | 2 | Flow 2: Port → WH → Site | DSV Al Markaz | HITACHI
1997 | PRL-MIR-002-O Lot 8 | HVDC-ADOPT-HE-0155 | MIR | EQ-001 | 279936 | 1 | Indoor | Layer 12 Cells - Mirfa | 365 | 233 | 172 | 14.6277 | 4500 | 5000 | Stackable x1 | 85044083 | SEK | 2079511 | ESTELLE Maersk | Sweden | Gothenburg | Khalifa port | 2024-05-23 | 2024-07-03 |  |  | 2024-07-15 | [7 empty] | 2025-10-30 |  |  |  | CASE_LIST | 1 | 1 | site | MIR | 2025-10-30 | site | 1 | 2 | 0 | 2 | 8.5 | 1 | 8.5 | HITACHI(HE) |  | 1 | 2 | 1 | 2 | Flow 2: Port → WH → Site | MIR | HITACHI
1998 | PRL-MIR-002-O Lot 8 | HVDC-ADOPT-HE-0155 | MIR | EQ-001 | 279940 | 1 | Indoor | Layer 12 Cells - Mirfa | 365 | 233 | 172 | 14.6277 | 4500 | 5000 | Stackable x1 | 85044083 | SEK | 2079511 | ESTELLE Maersk | Sweden | Gothenburg | Khalifa port | 2024-05-23 | 2024-07-03 |  |  | 2024-07-15 | [7 empty] | 2025-10-30 |  |  |  | CASE_LIST | 1 | 1 | site | MIR | 2025-10-30 | site | 1 | 2 | 0 | 2 | 8.5 | 1 | 8.5 | HITACHI(HE) |  | 1 | 2 | 1 | 2 | Flow 2: Port → WH → Site | MIR | HITACHI
2325 | PRL-MIR-002-O Lot 7-2 | HVDC-ADOPT-HE-0154-2 | MIR | EQ-001 | 279568 | 1 | Outdoor covered | Side shield pairs pack 1 | 420 | 205 | 140 | 12.054 | 590 | 1031 | Stackable x2 | 85044083 | SEK | 327582 | ESTELLE Maersk | Sweden | Gothenburg | Khalifa port | 2024-05-19 | 2024-07-03 | [10 empty] | 2024-07-17 |  |  |  | CASE_LIST |  | 1 | site | MIR | 2024-07-17 | site | 0 | 1 | 1 | 2 | 8.61 | 2 | 8.61 | HITACHI(HE) |  | 1 | 1 | 0 | 1 | Flow 1: Port → Site | MIR | HITACHI
2326 | PRL-MIR-002-O Lot 7-2 | HVDC-ADOPT-HE-0154-2 | MIR | EQ-001 | 279574 | 1 | Outdoor covered | Side shield pairs pack 1 | 420 | 205 | 140 | 12.054 | 590 | 1031 | Stackable x3 | 85044083 | SEK | 327582 | ESTELLE Maersk | Sweden | Gothenburg | Khalifa port | 2024-05-19 | 2024-07-03 | [10 empty] | 2024-07-17 |  |  |  | CASE_LIST |  | 1 | site | MIR | 2024-07-17 | site | 0 | 1 | 1 | 2 | 8.61 | 3 | 8.61 | HITACHI(HE) |  | 1 | 1 | 0 | 1 | Flow 1: Port → Site | MIR | HITACHI
2327 | PRL-MIR-002-O Lot 7-2 | HVDC-ADOPT-HE-0154-2 | MIR | EQ-001 | 279578 | 1 | Outdoor covered | Side shield pairs pack 1 | 420 | 205 | 140 | 12.054 | 590 | 1031 | Stackable x3 | 85044083 | SEK | 327582 | ESTELLE Maersk | Sweden | Gothenburg | Khalifa port | 2024-05-19 | 2024-07-03 | [10 empty] | 2024-07-16 |  |  |  | CASE_LIST |  | 1 | site | MIR | 2024-07-16 | site | 0 | 1 | 1 | 2 | 8.61 | 3 | 8.61 | HITACHI(HE) |  | 1 | 1 | 0 | 1 | Flow 1: Port → Site | MIR | HITACHI
2328 | PRL-MIR-002-O Lot 7-2 | HVDC-ADOPT-HE-0154-2 | MIR | EQ-001 | 279579 | 1 | Outdoor covered | Side shield pairs pack 1 | 420 | 205 | 140 | 12.054 | 590 | 1031 | Stackable x3 | 85044083 | SEK | 327582 | ESTELLE Maersk | Sweden | Gothenburg | Khalifa port | 2024-05-19 | 2024-07-03 | [10 empty] | 2024-07-16 |  |  |  | CASE_LIST |  | 1 | site | MIR | 2024-07-16 | site | 0 | 1 | 1 | 2 | 8.61 | 3 | 8.61 | HITACHI(HE) |  | 1 | 1 | 0 | 1 | Flow 1: Port → Site | MIR | HITACHI
2329 | PRL-MIR-002-O Lot 7-2 | HVDC-ADOPT-HE-0154-2 | MIR | EQ-001 | 279603 | 1 | Outdoor covered | Side shield pairs pack 1 | 420 | 205 | 140 | 12.054 | 590 | 1031 | Stackable x3 | 85044083 | SEK | 327582 | ESTELLE Maersk | Sweden | Gothenburg | Khalifa port | 2024-05-19 | 2024-07-03 | [10 empty] | 2024-07-17 |  |  |  | CASE_LIST |  | 1 | site | MIR | 2024-07-17 | site | 0 | 1 | 1 | 2 | 8.61 | 3 | 8.61 | HITACHI(HE) |  | 1 | 1 | 0 | 1 | Flow 1: Port → Site | MIR | HITACHI
2330 | PRL-MIR-002-O Lot 7-2 | HVDC-ADOPT-HE-0154-2 | MIR | EQ-001 | 279605 | 1 | Outdoor covered | Side shield pairs pack 1 | 420 | 205 | 140 | 12.054 | 590 | 1031 | Stackable x3 | 85044083 | SEK | 327582 | ESTELLE Maersk | Sweden | Gothenburg | Khalifa port | 2024-05-19 | 2024-07-03 | [10 empty] | 2024-07-17 |  |  |  | CASE_LIST |  | 1 | site | MIR | 2024-07-17 | site | 0 | 1 | 1 | 2 | 8.61 | 3 | 8.61 | HITACHI(HE) |  | 1 | 1 | 0 | 1 | Flow 1: Port → Site | MIR | HITACHI
2331 | PRL-MIR-002-O Lot 7-2 | HVDC-ADOPT-HE-0154-2 | MIR | EQ-001 | 279621 | 1 | Outdoor covered | Side shield pairs pack 1 | 420 | 205 | 140 | 12.054 | 590 | 1031 | Stackable x3 | 85044083 | SEK | 327582 | ESTELLE Maersk | Sweden | Gothenburg | Khalifa port | 2024-05-19 | 2024-07-03 | [10 empty] | 2024-07-17 |  |  |  | CASE_LIST |  | 1 | site | MIR | 2024-07-17 | site | 0 | 1 | 1 | 2 | 8.61 | 3 | 8.61 | HITACHI(HE) |  | 1 | 1 | 0 | 1 | Flow 1: Port → Site | MIR | HITACHI
2332 | PRL-MIR-002-O Lot 7-2 | HVDC-ADOPT-HE-0154-2 | MIR | EQ-001 | 279625 | 1 | Outdoor covered | Side shield pairs pack 1 | 420 | 205 | 140 | 12.054 | 590 | 1031 | Stackable x2 | 85044083 | SEK | 327582 | ESTELLE Maersk | Sweden | Gothenburg | Khalifa port | 2024-05-19 | 2024-07-03 | [10 empty] | 2024-07-17 |  |  |  | CASE_LIST |  | 1 | site | MIR | 2024-07-17 | site | 0 | 1 | 1 | 2 | 8.61 | 2 | 8.61 | HITACHI(HE) |  | 1 | 1 | 0 | 1 | Flow 1: Port → Site | MIR | HITACHI
2333 | PRL-MIR-002-O Lot 7-2 | HVDC-ADOPT-HE-0154-2 | MIR | EQ-001 | 279644 | 1 | Outdoor covered | Side shield pairs pack 1 | 420 | 205 | 140 | 12.054 | 590 | 1031 | Stackable x3 | 85044083 | SEK | 327582 | ESTELLE Maersk | Sweden | Gothenburg | Khalifa port | 2024-05-19 | 2024-07-03 | [10 empty] | 2024-07-17 |  |  |  | CASE_LIST |  | 1 | site | MIR | 2024-07-17 | site | 0 | 1 | 1 | 2 | 8.61 | 3 | 8.61 | HITACHI(HE) |  | 1 | 1 | 0 | 1 | Flow 1: Port → Site | MIR | HITACHI
2334 | PRL-MIR-002-O Lot 7-2 | HVDC-ADOPT-HE-0154-2 | MIR | EQ-001 | 279647 | 1 | Outdoor covered | Side shield pairs pack 1 | 420 | 205 | 140 | 12.054 | 590 | 1031 | Stackable x3 | 85044083 | SEK | 327582 | ESTELLE Maersk | Sweden | Gothenburg | Khalifa port | 2024-05-19 | 2024-07-03 | [10 empty] | 2024-07-17 |  |  |  | CASE_LIST |  | 1 | site | MIR | 2024-07-17 | site | 0 | 1 | 1 | 2 | 8.61 | 3 | 8.61 | HITACHI(HE) |  | 1 | 1 | 0 | 1 | Flow 1: Port → Site | MIR | HITACHI
2247 | PRL-MIR-002-O Lot 7-1 | HVDC-ADOPT-HE-0154-1 | MIR | EQ-001 | 279419 | 1 | Outdoor covered | Inter valve bus bar 1 | 719 | 95 | 105 | 7.172 | 700 | 1050 | Stackable x2 | 85044083 | SEK | 327582 | Eugen Maersk | Sweden | Gothenburg | Khalifa port | 2024-05-17 | 2024-06-25 | [10 empty] | 2024-07-13 |  |  |  | CASE_LIST |  | 1 | site | MIR | 2024-07-13 | site | 0 | 1 | 1 | 2 | 6.83 | 2 | 6.83 | HITACHI(HE) |  | 1 | 1 | 0 | 1 | Flow 1: Port → Site | MIR | HITACHI
2248 | PRL-MIR-002-O Lot 7-1 | HVDC-ADOPT-HE-0154-1 | MIR | EQ-001 | 279717 | 1 | Outdoor covered | Inter valve bus bar 1 | 719 | 95 | 105 | 7.172 | 700 | 1050 | Stackable x2 | 85044083 | SEK | 327582 | Eugen Maersk | Sweden | Gothenburg | Khalifa port | 2024-05-17 | 2024-06-25 | [10 empty] | 2024-07-13 |  |  |  | CASE_LIST |  | 1 | site | MIR | 2024-07-13 | site | 0 | 1 | 1 | 2 | 6.83 | 2 | 6.83 | HITACHI(HE) |  | 1 | 1 | 0 | 1 | Flow 1: Port → Site | MIR | HITACHI
2249 | PRL-MIR-002-O Lot 7-1 | HVDC-ADOPT-HE-0154-1 | MIR | EQ-001 | 279569 | 1 | Outdoor covered | Side shield pairs pack 1 | 420 | 205 | 140 | 12.054 | 590 | 1031 | Stackable x2 | 85044083 | SEK | 327582 | Eugen Maersk | Sweden | Gothenburg | Khalifa port | 2024-05-17 | 2024-06-25 | [10 empty] | 2024-07-12 |  |  |  | CASE_LIST |  | 1 | site | MIR | 2024-07-12 | site | 0 | 1 | 1 | 2 | 8.61 | 2 | 8.61 | HITACHI(HE) |  | 1 | 1 | 0 | 1 | Flow 1: Port → Site | MIR | HITACHI
2250 | PRL-MIR-002-O Lot 7-1 | HVDC-ADOPT-HE-0154-1 | MIR | EQ-001 | 279583 | 1 | Outdoor covered | Side shield pairs pack 1 | 420 | 205 | 140 | 12.054 | 590 | 1031 | Stackable x3 | 85044083 | SEK | 327582 | Eugen Maersk | Sweden | Gothenburg | Khalifa port | 2024-05-17 | 2024-06-25 | [10 empty] | 2024-07-13 |  |  |  | CASE_LIST |  | 1 | site | MIR | 2024-07-13 | site | 0 | 1 | 1 | 2 | 8.61 | 3 | 8.61 | HITACHI(HE) |  | 1 | 1 | 0 | 1 | Flow 1: Port → Site | MIR | HITACHI
2251 | PRL-MIR-002-O Lot 7-1 | HVDC-ADOPT-HE-0154-1 | MIR | EQ-001 | 279585 | 1 | Outdoor covered | Side shield pairs pack 1 | 420 | 205 | 140 | 12.054 | 590 | 1031 | Stackable x3 | 85044083 | SEK | 327582 | Eugen Maersk | Sweden | Gothenburg | Khalifa port | 2024-05-17 | 2024-06-25 | [10 empty] | 2024-07-12 |  |  |  | CASE_LIST |  | 1 | site | MIR | 2024-07-12 | site | 0 | 1 | 1 | 2 | 8.61 | 3 | 8.61 | HITACHI(HE) |  | 1 | 1 | 0 | 1 | Flow 1: Port → Site | MIR | HITACHI
2252 | PRL-MIR-002-O Lot 7-1 | HVDC-ADOPT-HE-0154-1 | MIR | EQ-001 | 279586 | 1 | Outdoor covered | Side shield pairs pack 1 | 420 | 205 | 140 | 12.054 | 590 | 1031 | Stackable x3 | 85044083 | SEK | 327582 | Eugen Maersk | Sweden | Gothenburg | Khalifa port | 2024-05-17 | 2024-06-25 | [10 empty] | 2024-07-13 |  |  |  | CASE_LIST |  | 1 | site | MIR | 2024-07-13 | site | 0 | 1 | 1 | 2 | 8.61 | 3 | 8.61 | HITACHI(HE) |  | 1 | 1 | 0 | 1 | Flow 1: Port → Site | MIR | HITACHI
2253 | PRL-MIR-002-O Lot 7-1 | HVDC-ADOPT-HE-0154-1 | MIR | EQ-001 | 279604 | 1 | Outdoor covered | Side shield pairs pack 1 | 420 | 205 | 140 | 12.054 | 590 | 1031 | Stackable x3 | 85044083 | SEK | 327582 | Eugen Maersk | Sweden | Gothenburg | Khalifa port | 2024-05-17 | 2024-06-25 | [10 empty] | 2024-07-13 |  |  |  | CASE_LIST |  | 1 | site | MIR | 2024-07-13 | site | 0 | 1 | 1 | 2 | 8.61 | 3 | 8.61 | HITACHI(HE) |  | 1 | 1 | 0 | 1 | Flow 1: Port → Site | MIR | HITACHI
2254 | PRL-MIR-002-O Lot 7-1 | HVDC-ADOPT-HE-0154-1 | MIR | EQ-001 | 279609 | 1 | Outdoor covered | Side shield pairs pack 1 | 420 | 205 | 140 | 12.054 | 590 | 1031 | Stackable x3 | 85044083 | SEK | 327582 | Eugen Maersk | Sweden | Gothenburg | Khalifa port | 2024-05-17 | 2024-06-25 | [10 empty] | 2024-07-13 |  |  |  | CASE_LIST |  | 1 | site | MIR | 2024-07-13 | site | 0 | 1 | 1 | 2 | 8.61 | 3 | 8.61 | HITACHI(HE) |  | 1 | 1 | 0 | 1 | Flow 1: Port → Site | MIR | HITACHI
2255 | PRL-MIR-002-O Lot 7-1 | HVDC-ADOPT-HE-0154-1 | MIR | EQ-001 | 279610 | 1 | Outdoor covered | Side shield pairs pack 1 | 420 | 205 | 140 | 12.054 | 590 | 1031 | Stackable x3 | 85044083 | SEK | 327582 | Eugen Maersk | Sweden | Gothenburg | Khalifa port | 2024-05-17 | 2024-06-25 | [10 empty] | 2024-07-13 |  |  |  | CASE_LIST |  | 1 | site | MIR | 2024-07-13 | site | 0 | 1 | 1 | 2 | 8.61 | 3 | 8.61 | HITACHI(HE) |  | 1 | 1 | 0 | 1 | Flow 1: Port → Site | MIR | HITACHI
2256 | PRL-MIR-002-O Lot 7-1 | HVDC-ADOPT-HE-0154-1 | MIR | EQ-001 | 279611 | 1 | Outdoor covered | Side shield pairs pack 1 | 420 | 205 | 140 | 12.054 | 590 | 1031 | Stackable x3 | 85044083 | SEK | 327582 | Eugen Maersk | Sweden | Gothenburg | Khalifa port | 2024-05-17 | 2024-06-25 | [10 empty] | 2024-07-13 |  |  |  | CASE_LIST |  | 1 | site | MIR | 2024-07-13 | site | 0 | 1 | 1 | 2 | 8.61 | 3 | 8.61 | HITACHI(HE) |  | 1 | 1 | 0 | 1 | Flow 1: Port → Site | MIR | HITACHI
2257 | PRL-MIR-002-O Lot 7-1 | HVDC-ADOPT-HE-0154-1 | MIR | EQ-001 | 279612 | 1 | Outdoor covered | Side shield pairs pack 1 | 420 | 205 | 140 | 12.054 | 590 | 1031 | Stackable x3 | 85044083 | SEK | 327582 | Eugen Maersk | Sweden | Gothenburg | Khalifa port | 2024-05-17 | 2024-06-25 | [10 empty] | 2024-07-13 |  |  |  | CASE_LIST |  | 1 | site | MIR | 2024-07-13 | site | 0 | 1 | 1 | 2 | 8.61 | 3 | 8.61 | HITACHI(HE) |  | 1 | 1 | 0 | 1 | Flow 1: Port → Site | MIR | HITACHI
2258 | PRL-MIR-002-O Lot 7-1 | HVDC-ADOPT-HE-0154-1 | MIR | EQ-001 | 279613 | 1 | Outdoor covered | Side shield pairs pack 1 | 420 | 205 | 140 | 12.054 | 590 | 1031 | Stackable x3 | 85044083 | SEK | 327582 | Eugen Maersk | Sweden | Gothenburg | Khalifa port | 2024-05-17 | 2024-06-25 | [10 empty] | 2024-07-13 |  |  |  | CASE_LIST |  | 1 | site | MIR | 2024-07-13 | site | 0 | 1 | 1 | 2 | 8.61 | 3 | 8.61 | HITACHI(HE) |  | 1 | 1 | 0 | 1 | Flow 1: Port → Site | MIR | HITACHI
2259 | PRL-MIR-002-O Lot 7-1 | HVDC-ADOPT-HE-0154-1 | MIR | EQ-001 | 279614 | 1 | Outdoor covered | Side shield pairs pack 1 | 420 | 205 | 140 | 12.054 | 590 | 1031 | Stackable x3 | 85044083 | SEK | 327582 | Eugen Maersk | Sweden | Gothenburg | Khalifa port | 2024-05-17 | 2024-06-25 | [10 empty] | 2024-07-13 |  |  |  | CASE_LIST |  | 1 | site | MIR | 2024-07-13 | site | 0 | 1 | 1 | 2 | 8.61 | 3 | 8.61 | HITACHI(HE) |  | 1 | 1 | 0 | 1 | Flow 1: Port → Site | MIR | HITACHI
2260 | PRL-MIR-002-O Lot 7-1 | HVDC-ADOPT-HE-0154-1 | MIR | EQ-001 | 279615 | 1 | Outdoor covered | Side shield pairs pack 1 | 420 | 205 | 140 | 12.054 | 590 | 1031 | Stackable x3 | 85044083 | SEK | 327582 | Eugen Maersk | Sweden | Gothenburg | Khalifa port | 2024-05-17 | 2024-06-25 | [10 empty] | 2024-07-13 |  |  |  | CASE_LIST |  | 1 | site | MIR | 2024-07-13 | site | 0 | 1 | 1 | 2 | 8.61 | 3 | 8.61 | HITACHI(HE) |  | 1 | 1 | 0 | 1 | Flow 1: Port → Site | MIR | HITACHI
2261 | PRL-MIR-002-O Lot 7-1 | HVDC-ADOPT-HE-0154-1 | MIR | EQ-001 | 279616 | 1 | Outdoor covered | Side shield pairs pack 1 | 420 | 205 | 140 | 12.054 | 590 | 1031 | Stackable x3 | 85044083 | SEK | 327582 | Eugen Maersk | Sweden | Gothenburg | Khalifa port | 2024-05-17 | 2024-06-25 | [10 empty] | 2024-07-13 |  |  |  | CASE_LIST |  | 1 | site | MIR | 2024-07-13 | site | 0 | 1 | 1 | 2 | 8.61 | 3 | 8.61 | HITACHI(HE) |  | 1 | 1 | 0 | 1 | Flow 1: Port → Site | MIR | HITACHI
2262 | PRL-MIR-002-O Lot 7-1 | HVDC-ADOPT-HE-0154-1 | MIR | EQ-001 | 279618 | 1 | Outdoor covered | Side shield pairs pack 1 | 420 | 205 | 140 | 12.054 | 590 | 1031 | Stackable x3 | 85044083 | SEK | 327582 | Eugen Maersk | Sweden | Gothenburg | Khalifa port | 2024-05-17 | 2024-06-25 | [10 empty] | 2024-07-13 |  |  |  | CASE_LIST |  | 1 | site | MIR | 2024-07-13 | site | 0 | 1 | 1 | 2 | 8.61 | 3 | 8.61 | HITACHI(HE) |  | 1 | 1 | 0 | 1 | Flow 1: Port → Site | MIR | HITACHI
2263 | PRL-MIR-002-O Lot 7-1 | HVDC-ADOPT-HE-0154-1 | MIR | EQ-001 | 279619 | 1 | Outdoor covered | Side shield pairs pack 1 | 420 | 205 | 140 | 12.054 | 590 | 1031 | Stackable x3 | 85044083 | SEK | 327582 | Eugen Maersk | Sweden | Gothenburg | Khalifa port | 2024-05-17 | 2024-06-25 | [10 empty] | 2024-07-13 |  |  |  | CASE_LIST |  | 1 | site | MIR | 2024-07-13 | site | 0 | 1 | 1 | 2 | 8.61 | 3 | 8.61 | HITACHI(HE) |  | 1 | 1 | 0 | 1 | Flow 1: Port → Site | MIR | HITACHI
2264 | PRL-MIR-002-O Lot 7-1 | HVDC-ADOPT-HE-0154-1 | MIR | EQ-001 | 279620 | 1 | Outdoor covered | Side shield pairs pack 1 | 420 | 205 | 140 | 12.054 | 590 | 1031 | Stackable x3 | 85044083 | SEK | 327582 | Eugen Maersk | Sweden | Gothenburg | Khalifa port | 2024-05-17 | 2024-06-25 | [10 empty] | 2024-07-13 |  |  |  | CASE_LIST |  | 1 | site | MIR | 2024-07-13 | site | 0 | 1 | 1 | 2 | 8.61 | 3 | 8.61 | HITACHI(HE) |  | 1 | 1 | 0 | 1 | Flow 1: Port → Site | MIR | HITACHI
2265 | PRL-MIR-002-O Lot 7-1 | HVDC-ADOPT-HE-0154-1 | MIR | EQ-001 | 279622 | 1 | Outdoor covered | Side shield pairs pack 1 | 420 | 205 | 140 | 12.054 | 590 | 1031 | Stackable x3 | 85044083 | SEK | 327582 | Eugen Maersk | Sweden | Gothenburg | Khalifa port | 2024-05-17 | 2024-06-25 | [10 empty] | 2024-07-12 |  |  |  | CASE_LIST |  | 1 | site | MIR | 2024-07-12 | site | 0 | 1 | 1 | 2 | 8.61 | 3 | 8.61 | HITACHI(HE) |  | 1 | 1 | 0 | 1 | Flow 1: Port → Site | MIR | HITACHI
2266 | PRL-MIR-002-O Lot 7-1 | HVDC-ADOPT-HE-0154-1 | MIR | EQ-001 | 279624 | 1 | Outdoor covered | Side shield pairs pack 1 | 420 | 205 | 140 | 12.054 | 590 | 1031 | Stackable x3 | 85044083 | SEK | 327582 | Eugen Maersk | Sweden | Gothenburg | Khalifa port | 2024-05-17 | 2024-06-25 | [10 empty] | 2024-07-13 |  |  |  | CASE_LIST |  | 1 | site | MIR | 2024-07-13 | site | 0 | 1 | 1 | 2 | 8.61 | 3 | 8.61 | HITACHI(HE) |  | 1 | 1 | 0 | 1 | Flow 1: Port → Site | MIR | HITACHI
2267 | PRL-MIR-002-O Lot 7-1 | HVDC-ADOPT-HE-0154-1 | MIR | EQ-001 | 279626 | 1 | Outdoor covered | Side shield pairs pack 1 | 420 | 205 | 140 | 12.054 | 590 | 1031 | Stackable x2 | 85044083 | SEK | 327582 | Eugen Maersk | Sweden | Gothenburg | Khalifa port | 2024-05-17 | 2024-06-25 | [10 empty] | 2024-07-12 |  |  |  | CASE_LIST |  | 1 | site | MIR | 2024-07-12 | site | 0 | 1 | 1 | 2 | 8.61 | 2 | 8.61 | HITACHI(HE) |  | 1 | 1 | 0 | 1 | Flow 1: Port → Site | MIR | HITACHI
2268 | PRL-MIR-002-O Lot 7-1 | HVDC-ADOPT-HE-0154-1 | MIR | EQ-001 | 279628 | 1 | Outdoor covered | Side shield pairs pack 1 | 420 | 205 | 140 | 12.054 | 590 | 1031 | Stackable x4 | 85044083 | SEK | 327582 | Eugen Maersk | Sweden | Gothenburg | Khalifa port | 2024-05-17 | 2024-06-25 | [10 empty] | 2024-07-13 |  |  |  | CASE_LIST |  | 1 | site | MIR | 2024-07-13 | site | 0 | 1 | 1 | 2 | 8.61 | 4 | 8.61 | HITACHI(HE) |  | 1 | 1 | 0 | 1 | Flow 1: Port → Site | MIR | HITACHI
2269 | PRL-MIR-002-O Lot 7-1 | HVDC-ADOPT-HE-0154-1 | MIR | EQ-001 | 279629 | 1 | Outdoor covered | Side shield pairs pack 1 | 420 | 205 | 140 | 12.054 | 590 | 1031 | Stackable x3 | 85044083 | SEK | 327582 | Eugen Maersk | Sweden | Gothenburg | Khalifa port | 2024-05-17 | 2024-06-25 | [10 empty] | 2024-07-12 |  |  |  | CASE_LIST |  | 1 | site | MIR | 2024-07-12 | site | 0 | 1 | 1 | 2 | 8.61 | 3 | 8.61 | HITACHI(HE) |  | 1 | 1 | 0 | 1 | Flow 1: Port → Site | MIR | HITACHI
2270 | PRL-MIR-002-O Lot 7-1 | HVDC-ADOPT-HE-0154-1 | MIR | EQ-001 | 279630 | 1 | Outdoor covered | Side shield pairs pack 1 | 420 | 205 | 140 | 12.054 | 590 | 1031 | Stackable x3 | 85044083 | SEK | 327582 | Eugen Maersk | Sweden | Gothenburg | Khalifa port | 2024-05-17 | 2024-06-25 | [10 empty] | 2024-07-13 |  |  |  | CASE_LIST |  | 1 | site | MIR | 2024-07-13 | site | 0 | 1 | 1 | 2 | 8.61 | 3 | 8.61 | HITACHI(HE) |  | 1 | 1 | 0 | 1 | Flow 1: Port → Site | MIR | HITACHI
2271 | PRL-MIR-002-O Lot 7-1 | HVDC-ADOPT-HE-0154-1 | MIR | EQ-001 | 279634 | 1 | Outdoor covered | Side shield pairs pack 1 | 420 | 205 | 140 | 12.054 | 590 | 1031 | Stackable x3 | 85044083 | SEK | 327582 | Eugen Maersk | Sweden | Gothenburg | Khalifa port | 2024-05-17 | 2024-06-25 | [10 empty] | 2024-07-12 |  |  |  | CASE_LIST |  | 1 | site | MIR | 2024-07-12 | site | 0 | 1 | 1 | 2 | 8.61 | 3 | 8.61 | HITACHI(HE) |  | 1 | 1 | 0 | 1 | Flow 1: Port → Site | MIR | HITACHI
2272 | PRL-MIR-002-O Lot 7-1 | HVDC-ADOPT-HE-0154-1 | MIR | EQ-001 | 279635 | 1 | Outdoor covered | Side shield pairs pack 1 | 420 | 205 | 140 | 12.054 | 590 | 1031 | Stackable x3 | 85044083 | SEK | 327582 | Eugen Maersk | Sweden | Gothenburg | Khalifa port | 2024-05-17 | 2024-06-25 | [10 empty] | 2024-07-13 |  |  |  | CASE_LIST |  | 1 | site | MIR | 2024-07-13 | site | 0 | 1 | 1 | 2 | 8.61 | 3 | 8.61 | HITACHI(HE) |  | 1 | 1 | 0 | 1 | Flow 1: Port → Site | MIR | HITACHI
2273 | PRL-MIR-002-O Lot 7-1 | HVDC-ADOPT-HE-0154-1 | MIR | EQ-001 | 279636 | 1 | Outdoor covered | Side shield pairs pack 1 | 420 | 205 | 140 | 12.054 | 590 | 1031 | Stackable x3 | 85044083 | SEK | 327582 | Eugen Maersk | Sweden | Gothenburg | Khalifa port | 2024-05-17 | 2024-06-25 | [10 empty] | 2024-07-12 |  |  |  | CASE_LIST |  | 1 | site | MIR | 2024-07-12 | site | 0 | 1 | 1 | 2 | 8.61 | 3 | 8.61 | HITACHI(HE) |  | 1 | 1 | 0 | 1 | Flow 1: Port → Site | MIR | HITACHI
2274 | PRL-MIR-002-O Lot 7-1 | HVDC-ADOPT-HE-0154-1 | MIR | EQ-001 | 279643 | 1 | Outdoor covered | Side shield pairs pack 1 | 420 | 205 | 140 | 12.054 | 590 | 1031 | Stackable x3 | 85044083 | SEK | 327582 | Eugen Maersk | Sweden | Gothenburg | Khalifa port | 2024-05-17 | 2024-06-25 | [10 empty] | 2024-07-16 |  |  |  | CASE_LIST |  | 1 | site | MIR | 2024-07-16 | site | 0 | 1 | 1 | 2 | 8.61 | 3 | 8.61 | HITACHI(HE) |  | 1 | 1 | 0 | 1 | Flow 1: Port → Site | MIR | HITACHI
2275 | PRL-MIR-002-O Lot 7-1 | HVDC-ADOPT-HE-0154-1 | MIR | EQ-001 | 279645 | 1 | Outdoor covered | Side shield pairs pack 1 | 420 | 205 | 140 | 12.054 | 590 | 1031 | Stackable x3 | 85044083 | SEK | 327582 | Eugen Maersk | Sweden | Gothenburg | Khalifa port | 2024-05-17 | 2024-06-25 | [10 empty] | 2024-07-12 |  |  |  | CASE_LIST |  | 1 | site | MIR | 2024-07-12 | site | 0 | 1 | 1 | 2 | 8.61 | 3 | 8.61 | HITACHI(HE) |  | 1 | 1 | 0 | 1 | Flow 1: Port → Site | MIR | HITACHI
2276 | PRL-MIR-002-O Lot 7-1 | HVDC-ADOPT-HE-0154-1 | MIR | EQ-001 | 279648 | 1 | Outdoor covered | Side shield pairs pack 2 | 420 | 205 | 140 | 12.054 | 590 | 1031 | Stackable x3 | 85044083 | SEK | 327582 | Eugen Maersk | Sweden | Gothenburg | Khalifa port | 2024-05-17 | 2024-06-25 | [10 empty] | 2024-07-16 |  |  |  | CASE_LIST |  | 1 | site | MIR | 2024-07-16 | site | 0 | 1 | 1 | 2 | 8.61 | 3 | 8.61 | HITACHI(HE) |  | 1 | 1 | 0 | 1 | Flow 1: Port → Site | MIR | HITACHI
2277 | PRL-MIR-002-O Lot 7-1 | HVDC-ADOPT-HE-0154-1 | MIR | EQ-001 | 279651 | 1 | Outdoor covered | Side shield pairs pack 2 | 420 | 205 | 140 | 12.054 | 590 | 1031 | Stackable x3 | 85044083 | SEK | 327582 | Eugen Maersk | Sweden | Gothenburg | Khalifa port | 2024-05-17 | 2024-06-25 | [10 empty] | 2024-07-16 |  |  |  | CASE_LIST |  | 1 | site | MIR | 2024-07-16 | site | 0 | 1 | 1 | 2 | 8.61 | 3 | 8.61 | HITACHI(HE) |  | 1 | 1 | 0 | 1 | Flow 1: Port → Site | MIR | HITACHI
2278 | PRL-MIR-002-O Lot 7-1 | HVDC-ADOPT-HE-0154-1 | MIR | EQ-001 | 279652 | 1 | Outdoor covered | Side shield pairs pack 2 | 420 | 205 | 140 | 12.054 | 590 | 1031 | Stackable x3 | 85044083 | SEK | 327582 | Eugen Maersk | Sweden | Gothenburg | Khalifa port | 2024-05-17 | 2024-06-25 | [10 empty] | 2024-07-16 |  |  |  | CASE_LIST |  | 1 | site | MIR | 2024-07-16 | site | 0 | 1 | 1 | 2 | 8.61 | 3 | 8.61 | HITACHI(HE) |  | 1 | 1 | 0 | 1 | Flow 1: Port → Site | MIR | HITACHI
2279 | PRL-MIR-002-O Lot 7-1 | HVDC-ADOPT-HE-0154-1 | MIR | EQ-001 | 279654 | 1 | Outdoor covered | Side shield pairs pack 2 | 420 | 205 | 140 | 12.054 | 590 | 1031 | Stackable x3 | 85044083 | SEK | 327582 | Eugen Maersk | Sweden | Gothenburg | Khalifa port | 2024-05-17 | 2024-06-25 | [10 empty] | 2024-07-16 |  |  |  | CASE_LIST |  | 1 | site | MIR | 2024-07-16 | site | 0 | 1 | 1 | 2 | 8.61 | 3 | 8.61 | HITACHI(HE) |  | 1 | 1 | 0 | 1 | Flow 1: Port → Site | MIR | HITACHI
2280 | PRL-MIR-002-O Lot 7-1 | HVDC-ADOPT-HE-0154-1 | MIR | EQ-001 | 279655 | 1 | Outdoor covered | Side shield pairs pack 2 | 420 | 205 | 140 | 12.054 | 590 | 1031 | Stackable x3 | 85044083 | SEK | 327582 | Eugen Maersk | Sweden | Gothenburg | Khalifa port | 2024-05-17 | 2024-06-25 | [10 empty] | 2024-07-16 |  |  |  | CASE_LIST |  | 1 | site | MIR | 2024-07-16 | site | 0 | 1 | 1 | 2 | 8.61 | 3 | 8.61 | HITACHI(HE) |  | 1 | 1 | 0 | 1 | Flow 1: Port → Site | MIR | HITACHI
2281 | PRL-MIR-002-O Lot 7-1 | HVDC-ADOPT-HE-0154-1 | MIR | EQ-001 | 279118 | 1 | Outdoor covered | Composite insulator | 387 | 110 | 80 | 3.4056 | 490 | 712 | Stackable x3 | 85044083 | SEK | 327582 | Eugen Maersk | Sweden | Gothenburg | Khalifa port | 2024-05-17 | 2024-06-25 | [10 empty] | 2024-07-13 |  |  |  | CASE_LIST |  | 1 | site | MIR | 2024-07-13 | site | 0 | 1 | 1 | 2 | 4.26 | 3 | 4.26 | HITACHI(HE) |  | 1 | 1 | 0 | 1 | Flow 1: Port → Site | MIR | HITACHI
2282 | PRL-MIR-002-O Lot 7-1 | HVDC-ADOPT-HE-0154-1 | MIR | EQ-001 | 279119 | 1 | Outdoor covered | Composite insulator | 387 | 110 | 80 | 3.4056 | 490 | 712 | Stackable x3 | 85044083 | SEK | 327582 | Eugen Maersk | Sweden | Gothenburg | Khalifa port | 2024-05-17 | 2024-06-25 | [10 empty] | 2024-07-13 |  |  |  | CASE_LIST |  | 1 | site | MIR | 2024-07-13 | site | 0 | 1 | 1 | 2 | 4.26 | 3 | 4.26 | HITACHI(HE) |  | 1 | 1 | 0 | 1 | Flow 1: Port → Site | MIR | HITACHI
2283 | PRL-MIR-002-O Lot 7-1 | HVDC-ADOPT-HE-0154-1 | MIR | EQ-001 | 279120 | 1 | Outdoor covered | Composite insulator | 387 | 110 | 80 | 3.4056 | 490 | 712 | Stackable x2 | 85044083 | SEK | 327582 | Eugen Maersk | Sweden | Gothenburg | Khalifa port | 2024-05-17 | 2024-06-25 | [10 empty] | 2024-07-13 |  |  |  | CASE_LIST |  | 1 | site | MIR | 2024-07-13 | site | 0 | 1 | 1 | 2 | 4.26 | 2 | 4.26 | HITACHI(HE) |  | 1 | 1 | 0 | 1 | Flow 1: Port → Site | MIR | HITACHI
2284 | PRL-MIR-002-O Lot 7-1 | HVDC-ADOPT-HE-0154-1 | MIR | EQ-001 | 279121 | 1 | Outdoor covered | Composite insulator | 387 | 110 | 80 | 3.4056 | 490 | 712 | Stackable x2 | 85044083 | SEK | 327582 | Eugen Maersk | Sweden | Gothenburg | Khalifa port | 2024-05-17 | 2024-06-25 | [10 empty] | 2024-07-13 |  |  |  | CASE_LIST |  | 1 | site | MIR | 2024-07-13 | site | 0 | 1 | 1 | 2 | 4.26 | 2 | 4.26 | HITACHI(HE) |  | 1 | 1 | 0 | 1 | Flow 1: Port → Site | MIR | HITACHI
2285 | PRL-MIR-002-O Lot 7-1 | HVDC-ADOPT-HE-0154-1 | MIR | EQ-001 | 279122 | 1 | Outdoor covered | Composite insulator | 387 | 110 | 80 | 3.4056 | 490 | 712 | Stackable x2 | 85044083 | SEK | 327582 | Eugen Maersk | Sweden | Gothenburg | Khalifa port | 2024-05-17 | 2024-06-25 | [10 empty] | 2024-07-13 |  |  |  | CASE_LIST |  | 1 | site | MIR | 2024-07-13 | site | 0 | 1 | 1 | 2 | 4.26 | 2 | 4.26 | HITACHI(HE) |  | 1 | 1 | 0 | 1 | Flow 1: Port → Site | MIR | HITACHI
2286 | PRL-MIR-002-O Lot 7-1 | HVDC-ADOPT-HE-0154-1 | MIR | EQ-001 | 279123 | 1 | Outdoor covered | Composite insulator | 387 | 110 | 80 | 3.4056 | 490 | 712 | Stackable x2 | 85044083 | SEK | 327582 | Eugen Maersk | Sweden | Gothenburg | Khalifa port | 2024-05-17 | 2024-06-25 | [10 empty] | 2024-07-13 |  |  |  | CASE_LIST |  | 1 | site | MIR | 2024-07-13 | site | 0 | 1 | 1 | 2 | 4.26 | 2 | 4.26 | HITACHI(HE) |  | 1 | 1 | 0 | 1 | Flow 1: Port → Site | MIR | HITACHI
2287 | PRL-MIR-002-O Lot 7-1 | HVDC-ADOPT-HE-0154-1 | MIR | EQ-001 | 279124 | 1 | Outdoor covered | Composite insulator | 387 | 110 | 80 | 3.4056 | 490 | 712 | Stackable x2 | 85044083 | SEK | 327582 | Eugen Maersk | Sweden | Gothenburg | Khalifa port | 2024-05-17 | 2024-06-25 | [10 empty] | 2024-07-13 |  |  |  | CASE_LIST |  | 1 | site | MIR | 2024-07-13 | site | 0 | 1 | 1 | 2 | 4.26 | 2 | 4.26 | HITACHI(HE) |  | 1 | 1 | 0 | 1 | Flow 1: Port → Site | MIR | HITACHI
2288 | PRL-MIR-002-O Lot 7-1 | HVDC-ADOPT-HE-0154-1 | MIR | EQ-001 | 279125 | 1 | Outdoor covered | Composite insulator | 387 | 110 | 80 | 3.4056 | 490 | 712 | Stackable x2 | 85044083 | SEK | 327582 | Eugen Maersk | Sweden | Gothenburg | Khalifa port | 2024-05-17 | 2024-06-25 | [10 empty] | 2024-07-13 |  |  |  | CASE_LIST |  | 1 | site | MIR | 2024-07-13 | site | 0 | 1 | 1 | 2 | 4.26 | 2 | 4.26 | HITACHI(HE) |  | 1 | 1 | 0 | 1 | Flow 1: Port → Site | MIR | HITACHI
2289 | PRL-MIR-002-O Lot 7-1 | HVDC-ADOPT-HE-0154-1 | MIR | EQ-001 | 279706 | 1 | Outdoor covered | PVDF pipe type 2 + quick connection | 118 | 68 | 80 | 0.64192 | 77 | 117 | Stackable x2 | 85044083 | SEK | 327582 | Eugen Maersk | Sweden | Gothenburg | Khalifa port | 2024-05-17 | 2024-06-25 | [14 empty] | CASE_LIST |  |  | Pre Arrival | Pre Arrival |  | Pre Arrival | 0 | 0 | 0 | 0 | 0.8 | 2 | 0.8 | HITACHI(HE) |  | 0 | 0 | 0 | 0 | Flow 0: Pre Arrival | Pre Arrival | HITACHI
2292 | PRL-MIR-002-O Lot 6-2 | HVDC-ADOPT-HE-0153-2 | MIR | EQ-001 | 207870 | 1 | Indoor | Layer 12 Cells - Mirfa | 365 | 233 | 172 | 14.6277 | 4500 | 5000 | Stackable x1 | 85044083 | SEK | 2079511 | ESTELLE Maersk | Sweden | Gothenburg | Khalifa port | 2024-05-19 | 2024-07-03 |  |  | 2024-07-08 | [7 empty] | 2025-08-14 |  |  |  | CASE_LIST | 1 | 1 | site | MIR | 2025-08-14 | site | 1 | 2 | 0 | 2 | 8.5 | 1 | 8.5 | HITACHI(HE) |  | 1 | 2 | 1 | 2 | Flow 2: Port → WH → Site | MIR | HITACHI
2293 | PRL-MIR-002-O Lot 6-2 | HVDC-ADOPT-HE-0153-2 | MIR | EQ-001 | 207872 | 1 | Indoor | Layer 12 Cells - Mirfa | 365 | 233 | 172 | 14.6277 | 4500 | 5000 | Stackable x1 | 85044083 | SEK | 2079511 | ESTELLE Maersk | Sweden | Gothenburg | Khalifa port | 2024-05-19 | 2024-07-03 |  |  | 2024-07-08 | [7 empty] | 2025-08-14 |  |  |  | CASE_LIST | 1 | 1 | site | MIR | 2025-08-14 | site | 1 | 2 | 0 | 2 | 8.5 | 1 | 8.5 | HITACHI(HE) |  | 1 | 2 | 1 | 2 | Flow 2: Port → WH → Site | MIR | HITACHI
2294 | PRL-MIR-002-O Lot 6-2 | HVDC-ADOPT-HE-0153-2 | MIR | EQ-001 | 207886 | 1 | Indoor | Layer 12 Cells - Mirfa | 365 | 233 | 172 | 14.6277 | 4500 | 5000 | Stackable x1 | 85044083 | SEK | 2079511 | ESTELLE Maersk | Sweden | Gothenburg | Khalifa port | 2024-05-19 | 2024-07-03 |  |  | 2024-07-08 | [7 empty] | 2025-08-15 |  |  |  | CASE_LIST | 1 | 1 | site | MIR | 2025-08-15 | site | 1 | 2 | 0 | 2 | 8.5 | 1 | 8.5 | HITACHI(HE) |  | 1 | 2 | 1 | 2 | Flow 2: Port → WH → Site | MIR | HITACHI
2295 | PRL-MIR-002-O Lot 6-2 | HVDC-ADOPT-HE-0153-2 | MIR | EQ-001 | 207887 | 1 | Indoor | Layer 12 Cells - Mirfa | 365 | 233 | 172 | 14.6277 | 4500 | 5000 | Stackable x1 | 85044083 | SEK | 2079511 | ESTELLE Maersk | Sweden | Gothenburg | Khalifa port | 2024-05-19 | 2024-07-03 |  |  | 2024-07-08 | [7 empty] | 2025-08-15 |  |  |  | CASE_LIST | 1 | 1 | site | MIR | 2025-08-15 | site | 1 | 2 | 0 | 2 | 8.5 | 1 | 8.5 | HITACHI(HE) |  | 1 | 2 | 1 | 2 | Flow 2: Port → WH → Site | MIR | HITACHI
2296 | PRL-MIR-002-O Lot 6-2 | HVDC-ADOPT-HE-0153-2 | MIR | EQ-001 | 207891 | 1 | Indoor | Layer 12 Cells - Mirfa | 365 | 233 | 172 | 14.6277 | 4500 | 5000 | Stackable x1 | 85044083 | SEK | 2079511 | ESTELLE Maersk | Sweden | Gothenburg | Khalifa port | 2024-05-19 | 2024-07-03 |  |  | 2024-07-08 | [7 empty] | 2025-08-15 |  |  |  | CASE_LIST | 1 | 1 | site | MIR | 2025-08-15 | site | 1 | 2 | 0 | 2 | 8.5 | 1 | 8.5 | HITACHI(HE) |  | 1 | 2 | 1 | 2 | Flow 2: Port → WH → Site | MIR | HITACHI
2297 | PRL-MIR-002-O Lot 6-2 | HVDC-ADOPT-HE-0153-2 | MIR | EQ-001 | 207903 | 1 | Indoor | Layer 12 Cells - Mirfa | 365 | 233 | 172 | 14.6277 | 4500 | 5000 | Stackable x1 | 85044083 | SEK | 2079511 | ESTELLE Maersk | Sweden | Gothenburg | Khalifa port | 2024-05-19 | 2024-07-03 |  |  | 2024-07-08 | [7 empty] | 2025-08-18 |  |  |  | CASE_LIST | 1 | 1 | site | MIR | 2025-08-18 | site | 1 | 2 | 0 | 2 | 8.5 | 1 | 8.5 | HITACHI(HE) |  | 1 | 2 | 1 | 2 | Flow 2: Port → WH → Site | MIR | HITACHI
2298 | PRL-MIR-002-O Lot 6-2 | HVDC-ADOPT-HE-0153-2 | MIR | EQ-001 | 207908 | 1 | Indoor | Layer 12 Cells - Mirfa | 365 | 233 | 172 | 14.6277 | 4500 | 5000 | Stackable x1 | 85044083 | SEK | 2079511 | ESTELLE Maersk | Sweden | Gothenburg | Khalifa port | 2024-05-19 | 2024-07-03 |  |  | 2024-07-08 | [7 empty] | 2025-08-18 |  |  |  | CASE_LIST | 1 | 1 | site | MIR | 2025-08-18 | site | 1 | 2 | 0 | 2 | 8.5 | 1 | 8.5 | HITACHI(HE) |  | 1 | 2 | 1 | 2 | Flow 2: Port → WH → Site | MIR | HITACHI
2299 | PRL-MIR-002-O Lot 6-2 | HVDC-ADOPT-HE-0153-2 | MIR | EQ-001 | 207909 | 1 | Indoor | Layer 12 Cells - Mirfa | 365 | 233 | 172 | 14.6277 | 4500 | 5000 | Stackable x1 | 85044083 | SEK | 2079511 | ESTELLE Maersk | Sweden | Gothenburg | Khalifa port | 2024-05-19 | 2024-07-03 |  |  | 2024-07-08 | [7 empty] | 2025-08-18 |  |  |  | CASE_LIST | 1 | 1 | site | MIR | 2025-08-18 | site | 1 | 2 | 0 | 2 | 8.5 | 1 | 8.5 | HITACHI(HE) |  | 1 | 2 | 1 | 2 | Flow 2: Port → WH → Site | MIR | HITACHI
2300 | PRL-MIR-002-O Lot 6-2 | HVDC-ADOPT-HE-0153-2 | MIR | EQ-001 | 207918 | 1 | Indoor | Layer 12 Cells - Mirfa | 365 | 233 | 172 | 14.6277 | 4500 | 5000 | Stackable x1 | 85044083 | SEK | 2079511 | ESTELLE Maersk | Sweden | Gothenburg | Khalifa port | 2024-05-19 | 2024-07-03 |  |  | 2024-07-08 | [7 empty] | 2025-08-18 |  |  |  | CASE_LIST | 1 | 1 | site | MIR | 2025-08-18 | site | 1 | 2 | 0 | 2 | 8.5 | 1 | 8.5 | HITACHI(HE) |  | 1 | 2 | 1 | 2 | Flow 2: Port → WH → Site | MIR | HITACHI
2301 | PRL-MIR-002-O Lot 6-2 | HVDC-ADOPT-HE-0153-2 | MIR | EQ-001 | 207928 | 1 | Indoor | Layer 12 Cells - Mirfa | 365 | 233 | 172 | 14.6277 | 4500 | 5000 | Stackable x1 | 85044083 | SEK | 2079511 | ESTELLE Maersk | Sweden | Gothenburg | Khalifa port | 2024-05-19 | 2024-07-03 |  |  | 2024-07-08 | [7 empty] | 2025-09-18 |  |  |  | CASE_LIST | 1 | 1 | site | MIR | 2025-09-18 | site | 1 | 2 | 0 | 2 | 8.5 | 1 | 8.5 | HITACHI(HE) |  | 1 | 2 | 1 | 2 | Flow 2: Port → WH → Site | MIR | HITACHI
2302 | PRL-MIR-002-O Lot 6-2 | HVDC-ADOPT-HE-0153-2 | MIR | EQ-001 | 207940 | 1 | Indoor | Layer 12 Cells - Mirfa | 365 | 233 | 172 | 14.6277 | 4500 | 5000 | Stackable x1 | 85044083 | SEK | 2079511 | ESTELLE Maersk | Sweden | Gothenburg | Khalifa port | 2024-05-19 | 2024-07-03 |  |  | 2024-07-08 | [11 empty] | CASE_LIST | 1 |  | warehouse | DSV Al Markaz | 2024-07-08 | warehouse | 1 | 1 | -1 | 0 | 8.5 | 1 | 8.5 | HITACHI(HE) |  | 0 | 1 | 1 | 2 | Flow 2: Port → WH → Site | DSV Al Markaz | HITACHI
2303 | PRL-MIR-002-O Lot 6-2 | HVDC-ADOPT-HE-0153-2 | MIR | EQ-001 | 207949 | 1 | Indoor | Layer 12 Cells - Mirfa | 365 | 233 | 172 | 14.6277 | 4500 | 5000 | Stackable x1 | 85044083 | SEK | 2079511 | ESTELLE Maersk | Sweden | Gothenburg | Khalifa port | 2024-05-19 | 2024-07-03 |  |  | 2024-07-08 | [11 empty] | CASE_LIST | 1 |  | warehouse | DSV Al Markaz | 2024-07-08 | warehouse | 1 | 1 | -1 | 0 | 8.5 | 1 | 8.5 | HITACHI(HE) |  | 0 | 1 | 1 | 2 | Flow 2: Port → WH → Site | DSV Al Markaz | HITACHI
2304 | PRL-MIR-002-O Lot 6-2 | HVDC-ADOPT-HE-0153-2 | MIR | EQ-001 | 207957 | 1 | Indoor | Layer 12 Cells - Mirfa | 365 | 233 | 172 | 14.6277 | 4500 | 5000 | Stackable x1 | 85044083 | SEK | 2079511 | ESTELLE Maersk | Sweden | Gothenburg | Khalifa port | 2024-05-19 | 2024-07-03 |  |  | 2024-07-08 | [7 empty] | 2025-10-23 |  |  |  | CASE_LIST | 1 | 1 | site | MIR | 2025-10-23 | site | 1 | 2 | 0 | 2 | 8.5 | 1 | 8.5 | HITACHI(HE) |  | 1 | 2 | 1 | 2 | Flow 2: Port → WH → Site | MIR | HITACHI
2305 | PRL-MIR-002-O Lot 6-2 | HVDC-ADOPT-HE-0153-2 | MIR | EQ-001 | 207961 | 1 | Indoor | Layer 12 Cells - Mirfa | 365 | 233 | 172 | 14.6277 | 4500 | 5000 | Stackable x1 | 85044083 | SEK | 2079511 | ESTELLE Maersk | Sweden | Gothenburg | Khalifa port | 2024-05-19 | 2024-07-03 |  |  | 2024-07-08 | [7 empty] | 2025-10-23 |  |  |  | CASE_LIST | 1 | 1 | site | MIR | 2025-10-23 | site | 1 | 2 | 0 | 2 | 8.5 | 1 | 8.5 | HITACHI(HE) |  | 1 | 2 | 1 | 2 | Flow 2: Port → WH → Site | MIR | HITACHI
2306 | PRL-MIR-002-O Lot 6-2 | HVDC-ADOPT-HE-0153-2 | MIR | EQ-001 | 207964 | 1 | Indoor | Layer 12 Cells - Mirfa | 365 | 233 | 172 | 14.6277 | 4500 | 5000 | Stackable x1 | 85044083 | SEK | 2079511 | ESTELLE Maersk | Sweden | Gothenburg | Khalifa port | 2024-05-19 | 2024-07-03 |  |  | 2024-07-09 | [7 empty] | 2025-10-23 |  |  |  | CASE_LIST | 1 | 1 | site | MIR | 2025-10-23 | site | 1 | 2 | 0 | 2 | 8.5 | 1 | 8.5 | HITACHI(HE) |  | 1 | 2 | 1 | 2 | Flow 2: Port → WH → Site | MIR | HITACHI
2307 | PRL-MIR-002-O Lot 6-2 | HVDC-ADOPT-HE-0153-2 | MIR | EQ-001 | 207965 | 1 | Indoor | Layer 12 Cells - Mirfa | 365 | 233 | 172 | 14.6277 | 4500 | 5000 | Stackable x1 | 85044083 | SEK | 2079511 | ESTELLE Maersk | Sweden | Gothenburg | Khalifa port | 2024-05-19 | 2024-07-03 |  |  | 2024-07-09 | [7 empty] | 2025-10-23 |  |  |  | CASE_LIST | 1 | 1 | site | MIR | 2025-10-23 | site | 1 | 2 | 0 | 2 | 8.5 | 1 | 8.5 | HITACHI(HE) |  | 1 | 2 | 1 | 2 | Flow 2: Port → WH → Site | MIR | HITACHI
2308 | PRL-MIR-002-O Lot 6-2 | HVDC-ADOPT-HE-0153-2 | MIR | EQ-001 | 207966 | 1 | Indoor | Layer 12 Cells - Mirfa | 365 | 233 | 172 | 14.6277 | 4500 | 5000 | Stackable x1 | 85044083 | SEK | 2079511 | ESTELLE Maersk | Sweden | Gothenburg | Khalifa port | 2024-05-19 | 2024-07-03 |  |  | 2024-07-09 | [7 empty] | 2025-10-23 |  |  |  | CASE_LIST | 1 | 1 | site | MIR | 2025-10-23 | site | 1 | 2 | 0 | 2 | 8.5 | 1 | 8.5 | HITACHI(HE) |  | 1 | 2 | 1 | 2 | Flow 2: Port → WH → Site | MIR | HITACHI
2309 | PRL-MIR-002-O Lot 6-2 | HVDC-ADOPT-HE-0153-2 | MIR | EQ-001 | 207968 | 1 | Indoor | Layer 12 Cells - Mirfa | 365 | 233 | 172 | 14.6277 | 4500 | 5000 | Stackable x1 | 85044083 | SEK | 2079511 | ESTELLE Maersk | Sweden | Gothenburg | Khalifa port | 2024-05-19 | 2024-07-03 |  |  | 2024-07-09 | [7 empty] | 2025-10-23 |  |  |  | CASE_LIST | 1 | 1 | site | MIR | 2025-10-23 | site | 1 | 2 | 0 | 2 | 8.5 | 1 | 8.5 | HITACHI(HE) |  | 1 | 2 | 1 | 2 | Flow 2: Port → WH → Site | MIR | HITACHI
2310 | PRL-MIR-002-O Lot 6-2 | HVDC-ADOPT-HE-0153-2 | MIR | EQ-001 | 207973 | 1 | Indoor | Layer 12 Cells - Mirfa | 365 | 233 | 172 | 14.6277 | 4500 | 5000 | Stackable x1 | 85044083 | SEK | 2079511 | ESTELLE Maersk | Sweden | Gothenburg | Khalifa port | 2024-05-19 | 2024-07-03 |  |  | 2024-07-09 | [7 empty] | 2025-10-23 |  |  |  | CASE_LIST | 1 | 1 | site | MIR | 2025-10-23 | site | 1 | 2 | 0 | 2 | 8.5 | 1 | 8.5 | HITACHI(HE) |  | 1 | 2 | 1 | 2 | Flow 2: Port → WH → Site | MIR | HITACHI
2311 | PRL-MIR-002-O Lot 6-2 | HVDC-ADOPT-HE-0153-2 | MIR | EQ-001 | 207976 | 1 | Indoor | Layer 12 Cells - Mirfa | 365 | 233 | 172 | 14.6277 | 4500 | 5000 | Stackable x1 | 85044083 | SEK | 2079511 | ESTELLE Maersk | Sweden | Gothenburg | Khalifa port | 2024-05-19 | 2024-07-03 |  |  | 2024-07-09 | [7 empty] | 2025-10-23 |  |  |  | CASE_LIST | 1 | 1 | site | MIR | 2025-10-23 | site | 1 | 2 | 0 | 2 | 8.5 | 1 | 8.5 | HITACHI(HE) |  | 1 | 2 | 1 | 2 | Flow 2: Port → WH → Site | MIR | HITACHI
2312 | PRL-MIR-002-O Lot 6-2 | HVDC-ADOPT-HE-0153-2 | MIR | EQ-001 | 279731 | 1 | Indoor | Layer 12 Cells - Mirfa | 365 | 233 | 172 | 14.6277 | 4500 | 5000 | Stackable x1 | 85044083 | SEK | 2079511 | ESTELLE Maersk | Sweden | Gothenburg | Khalifa port | 2024-05-19 | 2024-07-03 |  |  | 2024-07-09 | [7 empty] | 2025-10-23 |  |  |  | CASE_LIST | 1 | 1 | site | MIR | 2025-10-23 | site | 1 | 2 | 0 | 2 | 8.5 | 1 | 8.5 | HITACHI(HE) |  | 1 | 2 | 1 | 2 | Flow 2: Port → WH → Site | MIR | HITACHI
2313 | PRL-MIR-002-O Lot 6-2 | HVDC-ADOPT-HE-0153-2 | MIR | EQ-001 | 279732 | 1 | Indoor | Layer 12 Cells - Mirfa | 365 | 233 | 172 | 14.6277 | 4500 | 5000 | Stackable x1 | 85044083 | SEK | 2079511 | ESTELLE Maersk | Sweden | Gothenburg | Khalifa port | 2024-05-19 | 2024-07-03 |  |  | 2024-07-09 | [7 empty] | 2025-10-23 |  |  |  | CASE_LIST | 1 | 1 | site | MIR | 2025-10-23 | site | 1 | 2 | 0 | 2 | 8.5 | 1 | 8.5 | HITACHI(HE) |  | 1 | 2 | 1 | 2 | Flow 2: Port → WH → Site | MIR | HITACHI
2314 | PRL-MIR-002-O Lot 6-2 | HVDC-ADOPT-HE-0153-2 | MIR | EQ-001 | 279734 | 1 | Indoor | Layer 12 Cells - Mirfa | 365 | 233 | 172 | 14.6277 | 4500 | 5000 | Stackable x1 | 85044083 | SEK | 2079511 | ESTELLE Maersk | Sweden | Gothenburg | Khalifa port | 2024-05-19 | 2024-07-03 |  |  | 2024-07-09 | [7 empty] | 2025-10-23 |  |  |  | CASE_LIST | 1 | 1 | site | MIR | 2025-10-23 | site | 1 | 2 | 0 | 2 | 8.5 | 1 | 8.5 | HITACHI(HE) |  | 1 | 2 | 1 | 2 | Flow 2: Port → WH → Site | MIR | HITACHI
2315 | PRL-MIR-002-O Lot 6-2 | HVDC-ADOPT-HE-0153-2 | MIR | EQ-001 | 279735 | 1 | Indoor | Layer 12 Cells - Mirfa | 365 | 233 | 172 | 14.6277 | 4500 | 5000 | Stackable x1 | 85044083 | SEK | 2079511 | ESTELLE Maersk | Sweden | Gothenburg | Khalifa port | 2024-05-19 | 2024-07-03 |  |  | 2024-07-09 | [7 empty] | 2025-10-23 |  |  |  | CASE_LIST | 1 | 1 | site | MIR | 2025-10-23 | site | 1 | 2 | 0 | 2 | 8.5 | 1 | 8.5 | HITACHI(HE) |  | 1 | 2 | 1 | 2 | Flow 2: Port → WH → Site | MIR | HITACHI
2316 | PRL-MIR-002-O Lot 6-2 | HVDC-ADOPT-HE-0153-2 | MIR | EQ-001 | 279870 | 1 | Indoor | Layer 12 Cells - Mirfa | 365 | 233 | 172 | 14.6277 | 4500 | 5000 | Stackable x1 | 85044083 | SEK | 2079511 | ESTELLE Maersk | Sweden | Gothenburg | Khalifa port | 2024-05-19 | 2024-07-03 |  |  | 2024-07-09 | [7 empty] | 2025-10-23 |  |  |  | CASE_LIST | 1 | 1 | site | MIR | 2025-10-23 | site | 1 | 2 | 0 | 2 | 8.5 | 1 | 8.5 | HITACHI(HE) |  | 1 | 2 | 1 | 2 | Flow 2: Port → WH → Site | MIR | HITACHI
2317 | PRL-MIR-002-O Lot 6-2 | HVDC-ADOPT-HE-0153-2 | MIR | EQ-001 | 279874 | 1 | Indoor | Layer 12 Cells - Mirfa | 365 | 233 | 172 | 14.6277 | 4500 | 5000 | Stackable x1 | 85044083 | SEK | 2079511 | ESTELLE Maersk | Sweden | Gothenburg | Khalifa port | 2024-05-19 | 2024-07-03 |  |  | 2024-07-09 | [7 empty] | 2025-10-23 |  |  |  | CASE_LIST | 1 | 1 | site | MIR | 2025-10-23 | site | 1 | 2 | 0 | 2 | 8.5 | 1 | 8.5 | HITACHI(HE) |  | 1 | 2 | 1 | 2 | Flow 2: Port → WH → Site | MIR | HITACHI
2318 | PRL-MIR-002-O Lot 6-2 | HVDC-ADOPT-HE-0153-2 | MIR | EQ-001 | 279899 | 1 | Indoor | Layer 12 Cells - Mirfa | 365 | 233 | 172 | 14.6277 | 4500 | 5000 | Stackable x1 | 85044083 | SEK | 2079511 | ESTELLE Maersk | Sweden | Gothenburg | Khalifa port | 2024-05-19 | 2024-07-03 |  |  | 2024-07-09 | [11 empty] | CASE_LIST | 1 |  | warehouse | DSV Al Markaz | 2024-07-09 | warehouse | 1 | 1 | -1 | 0 | 8.5 | 1 | 8.5 | HITACHI(HE) |  | 0 | 1 | 1 | 2 | Flow 2: Port → WH → Site | DSV Al Markaz | HITACHI
2319 | PRL-MIR-002-O Lot 6-2 | HVDC-ADOPT-HE-0153-2 | MIR | EQ-001 | 279905 | 1 | Indoor | Layer 12 Cells - Mirfa | 365 | 233 | 172 | 14.6277 | 4500 | 5000 | Stackable x1 | 85044083 | SEK | 2079511 | ESTELLE Maersk | Sweden | Gothenburg | Khalifa port | 2024-05-19 | 2024-07-03 |  |  | 2024-07-09 | [11 empty] | CASE_LIST | 1 |  | warehouse | DSV Al Markaz | 2024-07-09 | warehouse | 1 | 1 | -1 | 0 | 8.5 | 1 | 8.5 | HITACHI(HE) |  | 0 | 1 | 1 | 2 | Flow 2: Port → WH → Site | DSV Al Markaz | HITACHI
2320 | PRL-MIR-002-O Lot 6-2 | HVDC-ADOPT-HE-0153-2 | MIR | EQ-001 | 279918 | 1 | Indoor | Layer 12 Cells - Mirfa | 365 | 233 | 172 | 14.6277 | 4500 | 5000 | Stackable x1 | 85044083 | SEK | 2079511 | ESTELLE Maersk | Sweden | Gothenburg | Khalifa port | 2024-05-19 | 2024-07-03 |  |  | 2024-07-09 | [11 empty] | CASE_LIST | 1 |  | warehouse | DSV Al Markaz | 2024-07-09 | warehouse | 1 | 1 | -1 | 0 | 8.5 | 1 | 8.5 | HITACHI(HE) |  | 0 | 1 | 1 | 2 | Flow 2: Port → WH → Site | DSV Al Markaz | HITACHI
2321 | PRL-MIR-002-O Lot 6-2 | HVDC-ADOPT-HE-0153-2 | MIR | EQ-001 | 279933 | 1 | Indoor | Layer 12 Cells - Mirfa | 365 | 233 | 172 | 14.6277 | 4500 | 5000 | Stackable x1 | 85044083 | SEK | 2079511 | ESTELLE Maersk | Sweden | Gothenburg | Khalifa port | 2024-05-19 | 2024-07-03 |  |  | 2024-07-09 | [11 empty] | CASE_LIST | 1 |  | warehouse | DSV Al Markaz | 2024-07-09 | warehouse | 1 | 1 | -1 | 0 | 8.5 | 1 | 8.5 | HITACHI(HE) |  | 0 | 1 | 1 | 2 | Flow 2: Port → WH → Site | DSV Al Markaz | HITACHI
2322 | PRL-MIR-002-O Lot 6-2 | HVDC-ADOPT-HE-0153-2 | MIR | EQ-001 | 279934 | 1 | Indoor | Layer 12 Cells - Mirfa | 365 | 233 | 172 | 14.6277 | 4500 | 5000 | Stackable x1 | 85044083 | SEK | 2079511 | ESTELLE Maersk | Sweden | Gothenburg | Khalifa port | 2024-05-19 | 2024-07-03 |  |  | 2024-07-09 | [11 empty] | CASE_LIST | 1 |  | warehouse | DSV Al Markaz | 2024-07-09 | warehouse | 1 | 1 | -1 | 0 | 8.5 | 1 | 8.5 | HITACHI(HE) |  | 0 | 1 | 1 | 2 | Flow 2: Port → WH → Site | DSV Al Markaz | HITACHI
2323 | PRL-MIR-002-O Lot 6-2 | HVDC-ADOPT-HE-0153-2 | MIR | EQ-001 | 279943 | 1 | Indoor | Layer 12 Cells - Mirfa | 365 | 233 | 172 | 14.6277 | 4500 | 5000 | Stackable x1 | 85044083 | SEK | 2079511 | ESTELLE Maersk | Sweden | Gothenburg | Khalifa port | 2024-05-19 | 2024-07-03 |  |  | 2024-07-09 | [11 empty] | CASE_LIST | 1 |  | warehouse | DSV Al Markaz | 2024-07-09 | warehouse | 1 | 1 | -1 | 0 | 8.5 | 1 | 8.5 | HITACHI(HE) |  | 0 | 1 | 1 | 2 | Flow 2: Port → WH → Site | DSV Al Markaz | HITACHI
2324 | PRL-MIR-002-O Lot 6-2 | HVDC-ADOPT-HE-0153-2 | MIR | EQ-001 | 279944 | 1 | Indoor | Layer 12 Cells - Mirfa | 365 | 233 | 172 | 14.6277 | 4500 | 5000 | Stackable x1 | 85044083 | SEK | 2079511 | ESTELLE Maersk | Sweden | Gothenburg | Khalifa port | 2024-05-19 | 2024-07-03 |  |  | 2024-07-09 | [11 empty] | CASE_LIST | 1 |  | warehouse | DSV Al Markaz | 2024-07-09 | warehouse | 1 | 1 | -1 | 0 | 8.5 | 1 | 8.5 | HITACHI(HE) |  | 0 | 1 | 1 | 2 | Flow 2: Port → WH → Site | DSV Al Markaz | HITACHI
2229 | PRL-MIR-002-O Lot 6-1 | HVDC-ADOPT-HE-0153-1 | MIR | EQ-001 | 207855 | 1 | Indoor | Layer 12 Cells - Mirfa | 365 | 233 | 172 | 14.6277 | 4500 | 5000 | Stackable x1 | 85044083 | SEK | 2079511 | Eugen Maersk | Sweden | Gothenburg | Khalifa port | 2024-05-17 | 2024-06-25 |  | 2025-07-01 | [8 empty] | 2025-08-13 |  |  |  | CASE_LIST | 1 | 1 | site | MIR | 2025-08-13 | site | 1 | 2 | 0 | 2 | 8.5 | 1 | 8.5 | HITACHI(HE) |  | 1 | 2 | 1 | 2 | Flow 2: Port → WH → Site | MIR | HITACHI
2230 | PRL-MIR-002-O Lot 6-1 | HVDC-ADOPT-HE-0153-1 | MIR | EQ-001 | 207860 | 1 | Indoor | Layer 12 Cells - Mirfa | 365 | 233 | 172 | 14.6277 | 4500 | 5000 | Stackable x1 | 85044083 | SEK | 2079511 | Eugen Maersk | Sweden | Gothenburg | Khalifa port | 2024-05-17 | 2024-06-25 |  | 2025-07-01 | [8 empty] | 2025-08-13 |  |  |  | CASE_LIST | 1 | 1 | site | MIR | 2025-08-13 | site | 1 | 2 | 0 | 2 | 8.5 | 1 | 8.5 | HITACHI(HE) |  | 1 | 2 | 1 | 2 | Flow 2: Port → WH → Site | MIR | HITACHI
2231 | PRL-MIR-002-O Lot 6-1 | HVDC-ADOPT-HE-0153-1 | MIR | EQ-001 | 207871 | 1 | Indoor | Layer 12 Cells - Mirfa | 365 | 233 | 172 | 14.6277 | 4500 | 5000 | Stackable x1 | 85044083 | SEK | 2079511 | Eugen Maersk | Sweden | Gothenburg | Khalifa port | 2024-05-17 | 2024-06-25 |  | 2025-07-01 | [8 empty] | 2025-08-14 |  |  |  | CASE_LIST | 1 | 1 | site | MIR | 2025-08-14 | site | 1 | 2 | 0 | 2 | 8.5 | 1 | 8.5 | HITACHI(HE) |  | 1 | 2 | 1 | 2 | Flow 2: Port → WH → Site | MIR | HITACHI
2232 | PRL-MIR-002-O Lot 6-1 | HVDC-ADOPT-HE-0153-1 | MIR | EQ-001 | 207900 | 1 | Indoor | Layer 12 Cells - Mirfa | 365 | 233 | 172 | 14.6277 | 4500 | 5000 | Stackable x1 | 85044083 | SEK | 2079511 | Eugen Maersk | Sweden | Gothenburg | Khalifa port | 2024-05-17 | 2024-06-25 |  | 2025-07-01 | [8 empty] | 2025-08-15 |  |  |  | CASE_LIST | 1 | 1 | site | MIR | 2025-08-15 | site | 1 | 2 | 0 | 2 | 8.5 | 1 | 8.5 | HITACHI(HE) |  | 1 | 2 | 1 | 2 | Flow 2: Port → WH → Site | MIR | HITACHI
2233 | PRL-MIR-002-O Lot 6-1 | HVDC-ADOPT-HE-0153-1 | MIR | EQ-001 | 207919 | 1 | Indoor | Layer 12 Cells - Mirfa | 365 | 233 | 172 | 14.6277 | 4500 | 5000 | Stackable x1 | 85044083 | SEK | 2079511 | Eugen Maersk | Sweden | Gothenburg | Khalifa port | 2024-05-17 | 2024-06-25 |  | 2025-07-01 | [8 empty] | 2025-08-18 |  |  |  | CASE_LIST | 1 | 1 | site | MIR | 2025-08-18 | site | 1 | 2 | 0 | 2 | 8.5 | 1 | 8.5 | HITACHI(HE) |  | 1 | 2 | 1 | 2 | Flow 2: Port → WH → Site | MIR | HITACHI
2234 | PRL-MIR-002-O Lot 6-1 | HVDC-ADOPT-HE-0153-1 | MIR | EQ-001 | 207929 | 1 | Indoor | Layer 12 Cells - Mirfa | 365 | 233 | 172 | 14.6277 | 4500 | 5000 | Stackable x1 | 85044083 | SEK | 2079511 | Eugen Maersk | Sweden | Gothenburg | Khalifa port | 2024-05-17 | 2024-06-25 |  | 2025-07-01 | [8 empty] | 2025-09-18 |  |  |  | CASE_LIST | 1 | 1 | site | MIR | 2025-09-18 | site | 1 | 2 | 0 | 2 | 8.5 | 1 | 8.5 | HITACHI(HE) |  | 1 | 2 | 1 | 2 | Flow 2: Port → WH → Site | MIR | HITACHI
2235 | PRL-MIR-002-O Lot 6-1 | HVDC-ADOPT-HE-0153-1 | MIR | EQ-001 | 207937 | 1 | Indoor | Layer 12 Cells - Mirfa | 365 | 233 | 172 | 14.6277 | 4500 | 5000 | Stackable x1 | 85044083 | SEK | 2079511 | Eugen Maersk | Sweden | Gothenburg | Khalifa port | 2024-05-17 | 2024-06-25 |  | 2025-07-01 | [8 empty] | 2025-09-18 |  |  |  | CASE_LIST | 1 | 1 | site | MIR | 2025-09-18 | site | 1 | 2 | 0 | 2 | 8.5 | 1 | 8.5 | HITACHI(HE) |  | 1 | 2 | 1 | 2 | Flow 2: Port → WH → Site | MIR | HITACHI
2236 | PRL-MIR-002-O Lot 6-1 | HVDC-ADOPT-HE-0153-1 | MIR | EQ-001 | 207948 | 1 | Indoor | Layer 12 Cells - Mirfa | 365 | 233 | 172 | 14.6277 | 4500 | 5000 | Stackable x1 | 85044083 | SEK | 2079511 | Eugen Maersk | Sweden | Gothenburg | Khalifa port | 2024-05-17 | 2024-06-25 |  | 2025-07-01 | [12 empty] | CASE_LIST | 1 |  | warehouse | DSV Indoor | 2025-07-01 | warehouse | 1 | 1 | -1 | 0 | 8.5 | 1 | 8.5 | HITACHI(HE) |  | 0 | 1 | 1 | 2 | Flow 2: Port → WH → Site | DSV Indoor | HITACHI
2237 | PRL-MIR-002-O Lot 6-1 | HVDC-ADOPT-HE-0153-1 | MIR | EQ-001 | 207958 | 1 | Indoor | Layer 12 Cells - Mirfa | 365 | 233 | 172 | 14.6277 | 4500 | 5000 | Stackable x1 | 85044083 | SEK | 2079511 | Eugen Maersk | Sweden | Gothenburg | Khalifa port | 2024-05-17 | 2024-06-25 |  | 2025-07-01 | [12 empty] | CASE_LIST | 1 |  | warehouse | DSV Indoor | 2025-07-01 | warehouse | 1 | 1 | -1 | 0 | 8.5 | 1 | 8.5 | HITACHI(HE) |  | 0 | 1 | 1 | 2 | Flow 2: Port → WH → Site | DSV Indoor | HITACHI
2238 | PRL-MIR-002-O Lot 6-1 | HVDC-ADOPT-HE-0153-1 | MIR | EQ-001 | 207959 | 1 | Indoor | Layer 12 Cells - Mirfa | 365 | 233 | 172 | 14.6277 | 4500 | 5000 | Stackable x1 | 85044083 | SEK | 2079511 | Eugen Maersk | Sweden | Gothenburg | Khalifa port | 2024-05-17 | 2024-06-25 |  | 2025-07-01 | [12 empty] | CASE_LIST | 1 |  | warehouse | DSV Indoor | 2025-07-01 | warehouse | 1 | 1 | -1 | 0 | 8.5 | 1 | 8.5 | HITACHI(HE) |  | 0 | 1 | 1 | 2 | Flow 2: Port → WH → Site | DSV Indoor | HITACHI
2239 | PRL-MIR-002-O Lot 6-1 | HVDC-ADOPT-HE-0153-1 | MIR | EQ-001 | 207969 | 1 | Indoor | Layer 12 Cells - Mirfa | 365 | 233 | 172 | 14.6277 | 4500 | 5000 | Stackable x1 | 85044083 | SEK | 2079511 | Eugen Maersk | Sweden | Gothenburg | Khalifa port | 2024-05-17 | 2024-06-25 |  | 2025-07-01 | [12 empty] | CASE_LIST | 1 |  | warehouse | DSV Indoor | 2025-07-01 | warehouse | 1 | 1 | -1 | 0 | 8.5 | 1 | 8.5 | HITACHI(HE) |  | 0 | 1 | 1 | 2 | Flow 2: Port → WH → Site | DSV Indoor | HITACHI
2240 | PRL-MIR-002-O Lot 6-1 | HVDC-ADOPT-HE-0153-1 | MIR | EQ-001 | 207970 | 1 | Indoor | Layer 12 Cells - Mirfa | 365 | 233 | 172 | 14.6277 | 4500 | 5000 | Stackable x1 | 85044083 | SEK | 2079511 | Eugen Maersk | Sweden | Gothenburg | Khalifa port | 2024-05-17 | 2024-06-25 |  | 2025-07-01 | [12 empty] | CASE_LIST | 1 |  | warehouse | DSV Indoor | 2025-07-01 | warehouse | 1 | 1 | -1 | 0 | 8.5 | 1 | 8.5 | HITACHI(HE) |  | 0 | 1 | 1 | 2 | Flow 2: Port → WH → Site | DSV Indoor | HITACHI
2241 | PRL-MIR-002-O Lot 6-1 | HVDC-ADOPT-HE-0153-1 | MIR | EQ-001 | 207972 | 1 | Indoor | Layer 12 Cells - Mirfa | 365 | 233 | 172 | 14.6277 | 4500 | 5000 | Stackable x1 | 85044083 | SEK | 2079511 | Eugen Maersk | Sweden | Gothenburg | Khalifa port | 2024-05-17 | 2024-06-25 |  | 2025-07-01 | [12 empty] | CASE_LIST | 1 |  | warehouse | DSV Indoor | 2025-07-01 | warehouse | 1 | 1 | -1 | 0 | 8.5 | 1 | 8.5 | HITACHI(HE) |  | 0 | 1 | 1 | 2 | Flow 2: Port → WH → Site | DSV Indoor | HITACHI
2242 | PRL-MIR-002-O Lot 6-1 | HVDC-ADOPT-HE-0153-1 | MIR | EQ-001 | 279869 | 1 | Indoor | Layer 12 Cells - Mirfa | 365 | 233 | 172 | 14.6277 | 4500 | 5000 | Stackable x1 | 85044083 | SEK | 2079511 | Eugen Maersk | Sweden | Gothenburg | Khalifa port | 2024-05-17 | 2024-06-25 |  | 2025-07-01 | [12 empty] | CASE_LIST | 1 |  | warehouse | DSV Indoor | 2025-07-01 | warehouse | 1 | 1 | -1 | 0 | 8.5 | 1 | 8.5 | HITACHI(HE) |  | 0 | 1 | 1 | 2 | Flow 2: Port → WH → Site | DSV Indoor | HITACHI
2243 | PRL-MIR-002-O Lot 6-1 | HVDC-ADOPT-HE-0153-1 | MIR | EQ-001 | 279882 | 1 | Indoor | Layer 12 Cells - Mirfa | 365 | 233 | 172 | 14.6277 | 4500 | 5000 | Stackable x1 | 85044083 | SEK | 2079511 | Eugen Maersk | Sweden | Gothenburg | Khalifa port | 2024-05-17 | 2024-06-25 |  | 2025-07-01 | [12 empty] | CASE_LIST | 1 |  | warehouse | DSV Indoor | 2025-07-01 | warehouse | 1 | 1 | -1 | 0 | 8.5 | 1 | 8.5 | HITACHI(HE) |  | 0 | 1 | 1 | 2 | Flow 2: Port → WH → Site | DSV Indoor | HITACHI
2244 | PRL-MIR-002-O Lot 6-1 | HVDC-ADOPT-HE-0153-1 | MIR | EQ-001 | 279888 | 1 | Indoor | Layer 12 Cells - Mirfa | 365 | 233 | 172 | 14.6277 | 4500 | 5000 | Stackable x1 | 85044083 | SEK | 2079511 | Eugen Maersk | Sweden | Gothenburg | Khalifa port | 2024-05-17 | 2024-06-25 |  | 2025-07-01 | [8 empty] | 2025-10-29 |  |  |  | CASE_LIST | 1 | 1 | site | MIR | 2025-10-29 | site | 1 | 2 | 0 | 2 | 8.5 | 1 | 8.5 | HITACHI(HE) |  | 1 | 2 | 1 | 2 | Flow 2: Port → WH → Site | MIR | HITACHI
2245 | PRL-MIR-002-O Lot 6-1 | HVDC-ADOPT-HE-0153-1 | MIR | EQ-001 | 279935 | 1 | Indoor | Layer 12 Cells - Mirfa | 365 | 233 | 172 | 14.6277 | 4500 | 5000 | Stackable x1 | 85044083 | SEK | 2079511 | Eugen Maersk | Sweden | Gothenburg | Khalifa port | 2024-05-17 | 2024-06-25 |  | 2025-07-01 | [8 empty] | 2025-10-29 |  |  |  | CASE_LIST | 1 | 1 | site | MIR | 2025-10-29 | site | 1 | 2 | 0 | 2 | 8.5 | 1 | 8.5 | HITACHI(HE) |  | 1 | 2 | 1 | 2 | Flow 2: Port → WH → Site | MIR | HITACHI
2246 | PRL-MIR-002-O Lot 6-1 | HVDC-ADOPT-HE-0153-1 | MIR | EQ-001 | 279945 | 1 | Indoor | Layer 12 Cells - Mirfa | 365 | 233 | 172 | 14.6277 | 4500 | 5000 | Stackable x1 | 85044083 | SEK | 2079511 | Eugen Maersk | Sweden | Gothenburg | Khalifa port | 2024-05-17 | 2024-06-25 |  | 2025-07-01 | [8 empty] | 2025-10-29 |  |  |  | CASE_LIST | 1 | 1 | site | MIR | 2025-10-29 | site | 1 | 2 | 0 | 2 | 8.5 | 1 | 8.5 | HITACHI(HE) |  | 1 | 2 | 1 | 2 | Flow 2: Port → WH → Site | MIR | HITACHI
2347 | PRL-MIR-013-O4 Spare | HVDC-ADOPT-HE-0152 | MIR | EQ-052 | 280087 | 1 | Indoor | n°1 OP. MECHANISM Spare | 70 | 70 | 110 | 0.539 | 70 | 115 | Stackable 1 tier | 85353090 | EUR | 35637.46 | MSC RENEE | Germany | Venezia | Khalifa port | 2024-06-08 | 2024-08-04 |  |  | 2024-08-06 | [7 empty] | 2025-10-20 |  |  |  | CASE_LIST | 1 | 1 | site | MIR | 2025-10-20 | site | 1 | 2 | 0 | 2 | 0.49 | 1 | 0.49 | HITACHI(HE) |  | 1 | 2 | 1 | 2 | Flow 2: Port → WH → Site | MIR | HITACHI
2348 | PRL-MIR-013-O4 Spare | HVDC-ADOPT-HE-0152 | MIR | EQ-052 | 280088 | 1 | Indoor | n°1 OP. MECHANISM Spare | 70 | 70 | 110 | 0.539 | 70 | 115 | Stackable 1 tier | 85353090 | EUR | 35637.46 | MSC RENEE | Germany | Venezia | Khalifa port | 2024-06-08 | 2024-08-04 |  |  | 2024-08-06 | [7 empty] | 2025-10-20 |  |  |  | CASE_LIST | 1 | 1 | site | MIR | 2025-10-20 | site | 1 | 2 | 0 | 2 | 0.49 | 1 | 0.49 | HITACHI(HE) |  | 1 | 2 | 1 | 2 | Flow 2: Port → WH → Site | MIR | HITACHI
2335 | PRL-MIR-013-O3 Spare | HVDC-ADOPT-HE-0151 | MIR | EQ-052 | 280089 | 1 | Outdoor covered | Spare MOBILE ARM & FIXED CONTACT | 310 | 45 | 60 | 0.837 | 75 | 163 | Stackable 1 tier | 85353090 | EUR | 35637.46 | MSC RENEE | Germany | Venezia | Khalifa port | 2024-06-08 | 2024-08-04 | [10 empty] | 2024-08-22 |  |  |  | CASE_LIST |  | 1 | site | MIR | 2024-08-22 | site | 0 | 1 | 1 | 2 | 1.4 | 1 | 1.4 | HITACHI(HE) |  | 1 | 1 | 0 | 1 | Flow 1: Port → Site | MIR | HITACHI
2336 | PRL-MIR-013-O3 Spare | HVDC-ADOPT-HE-0151 | MIR | EQ-052 | 280090 | 1 | Outdoor covered | Spare MOBILE ARM & FIXED CONTACT | 310 | 45 | 60 | 0.837 | 85 | 173 | Stackable 1 tier | 85353090 | EUR | 35637.46 | MSC RENEE | Germany | Venezia | Khalifa port | 2024-06-08 | 2024-08-04 | [10 empty] | 2024-08-22 |  |  |  | CASE_LIST |  | 1 | site | MIR | 2024-08-22 | site | 0 | 1 | 1 | 2 | 1.4 | 1 | 1.4 | HITACHI(HE) |  | 1 | 1 | 0 | 1 | Flow 1: Port → Site | MIR | HITACHI
2290 | PRL-MIR-013-O2 | HVDC-ADOPT-HE-0150 | MIR | EQ-052 | 280084 | 1 | Indoor | OP. MECHANISM for n° 6 Singlepole DSC STB 550 kV | 190 | 70 | 200 | 2.66 | 380 | 505 | Not stackable | 85353090 | EUR | 35637.46 | MSC RENEE | Germany | Venezia | Khalifa port | 2024-06-08 | 2024-08-04 |  |  | 2024-08-06 | [7 empty] | 2025-10-21 |  |  |  | CASE_LIST | 1 | 1 | site | MIR | 2025-10-21 | site | 1 | 2 | 0 | 2 | 1.33 | 0 | 1.33 | HITACHI(HE) |  | 1 | 2 | 1 | 2 | Flow 2: Port → WH → Site | MIR | HITACHI
2291 | PRL-MIR-013-O2 | HVDC-ADOPT-HE-0150 | MIR | EQ-052 | 280086 | 1 | Indoor | OP. MECHANISM for n° 12 Singlepole DSC STAV 550 kV | 190 | 130 | 200 | 4.94 | 745 | 932 | Not stackable | 85353090 | EUR | 35637.46 | MSC RENEE | Germany | Venezia | Khalifa port | 2024-06-08 | 2024-08-04 |  |  | 2024-08-06 | [7 empty] | 2025-08-08 |  |  |  | CASE_LIST | 1 | 1 | site | MIR | 2025-08-08 | site | 1 | 2 | 0 | 2 | 2.47 | 0 | 2.47 | HITACHI(HE) |  | 1 | 2 | 1 | 2 | Flow 2: Port → WH → Site | MIR | HITACHI
2337 | PRL-MIR-013-O1 | HVDC-ADOPT-HE-0149 | MIR | EQ-052 | 280082 | 1 | Outdoor covered | n° 6 Singlepole DSC STB 550 kV | 225 | 160 | 165 | 5.94 | 712 | 938 | Stackable 1 tier | 85353090 | EUR | 35637.46 | MSC RENEE | Germany | Venezia | Khalifa port | 2024-06-08 | 2024-08-04 | [10 empty] | 2024-08-22 |  |  |  | CASE_LIST |  | 1 | site | MIR | 2024-08-22 | site | 0 | 1 | 1 | 2 | 3.6 | 1 | 3.6 | HITACHI(HE) |  | 1 | 1 | 0 | 1 | Flow 1: Port → Site | MIR | HITACHI
2338 | PRL-MIR-013-O1 | HVDC-ADOPT-HE-0149 | MIR | EQ-052 | 280083 | 1 | Outdoor covered | MOBILE ARM & SHAFT for n° 6 Singlepole DSC STB 550 kV | 310 | 50 | 65 | 1.0075 | 165 | 264 | Stackable 1 tier | 85353090 | EUR | 35637.46 | MSC RENEE | Germany | Venezia | Khalifa port | 2024-06-08 | 2024-08-04 | [10 empty] | 2024-08-22 |  |  |  | CASE_LIST |  | 1 | site | MIR | 2024-08-22 | site | 0 | 1 | 1 | 2 | 1.55 | 1 | 1.55 | HITACHI(HE) |  | 1 | 1 | 0 | 1 | Flow 1: Port → Site | MIR | HITACHI
2339 | PRL-MIR-013-O1 | HVDC-ADOPT-HE-0149 | MIR | EQ-052 | 280085 | 1 | Outdoor covered | n° 12 Singlepole DSC STAV 550 kV | 330 | 100 | 180 | 5.94 | 1840 | 2078 | Stackable 1 tier | 85353090 | EUR | 35637.46 | MSC RENEE | Germany | Venezia | Khalifa port | 2024-06-08 | 2024-08-04 | [10 empty] | 2024-08-22 |  |  |  | CASE_LIST |  | 1 | site | MIR | 2024-08-22 | site | 0 | 1 | 1 | 2 | 3.3 | 1 | 3.3 | HITACHI(HE) |  | 1 | 1 | 0 | 1 | Flow 1: Port → Site | MIR | HITACHI
2340 | PRL-MIR-013-O1 | HVDC-ADOPT-HE-0149 | MIR | EQ-052 | 280091 | 1 | Outdoor covered | INSULATOR for n° 6 Singlepole DSC STB 550 Kv | 304 | 102 | 55 | 1.7054 | 618 | 685 | Stackable 1 tier | 85353090 | EUR | 35637.46 | MSC RENEE | Germany | Venezia | Khalifa port | 2024-06-08 | 2024-08-04 | [10 empty] | 2024-08-22 |  |  |  | CASE_LIST |  | 1 | site | MIR | 2024-08-22 | site | 0 | 1 | 1 | 2 | 3.1 | 1 | 3.1 | HITACHI(HE) |  | 1 | 1 | 0 | 1 | Flow 1: Port → Site | MIR | HITACHI
2341 | PRL-MIR-013-O1 | HVDC-ADOPT-HE-0149 | MIR | EQ-052 | 280092 | 1 | Outdoor covered | INSULATOR for n° 6 Singlepole DSC STB 550 Kv | 304 | 102 | 55 | 1.7054 | 618 | 685 | Stackable 1 tier | 85353090 | EUR | 35637.46 | MSC RENEE | Germany | Venezia | Khalifa port | 2024-06-08 | 2024-08-04 | [10 empty] | 2024-08-22 |  |  |  | CASE_LIST |  | 1 | site | MIR | 2024-08-22 | site | 0 | 1 | 1 | 2 | 3.1 | 1 | 3.1 | HITACHI(HE) |  | 1 | 1 | 0 | 1 | Flow 1: Port → Site | MIR | HITACHI
2342 | PRL-MIR-013-O1 | HVDC-ADOPT-HE-0149 | MIR | EQ-052 | 280093 | 1 | Outdoor covered | INSULATOR for n° 12 Singlepole DSC STAV 550 kV | 304 | 102 | 55 | 1.7054 | 618 | 685 | Stackable 1 tier | 85353090 | EUR | 35637.46 | MSC RENEE | Germany | Venezia | Khalifa port | 2024-06-08 | 2024-08-04 | [10 empty] | 2024-08-22 |  |  |  | CASE_LIST |  | 1 | site | MIR | 2024-08-22 | site | 0 | 1 | 1 | 2 | 3.1 | 1 | 3.1 | HITACHI(HE) |  | 1 | 1 | 0 | 1 | Flow 1: Port → Site | MIR | HITACHI
2343 | PRL-MIR-013-O1 | HVDC-ADOPT-HE-0149 | MIR | EQ-052 | 280094 | 1 | Outdoor covered | INSULATOR for n° 12 Singlepole DSC STAV 550 kV | 304 | 102 | 55 | 1.7054 | 618 | 685 | Stackable 1 tier | 85353090 | EUR | 35637.46 | MSC RENEE | Germany | Venezia | Khalifa port | 2024-06-08 | 2024-08-04 | [10 empty] | 2024-08-22 |  |  |  | CASE_LIST |  | 1 | site | MIR | 2024-08-22 | site | 0 | 1 | 1 | 2 | 3.1 | 1 | 3.1 | HITACHI(HE) |  | 1 | 1 | 0 | 1 | Flow 1: Port → Site | MIR | HITACHI
2344 | PRL-MIR-013-O1 | HVDC-ADOPT-HE-0149 | MIR | EQ-052 | 280095 | 1 | Outdoor covered | INSULATOR for n° 12 Singlepole DSC STAV 550 kV | 304 | 102 | 55 | 1.7054 | 618 | 685 | Stackable 1 tier | 85353090 | EUR | 35637.46 | MSC RENEE | Germany | Venezia | Khalifa port | 2024-06-08 | 2024-08-04 | [10 empty] | 2024-08-22 |  |  |  | CASE_LIST |  | 1 | site | MIR | 2024-08-22 | site | 0 | 1 | 1 | 2 | 3.1 | 1 | 3.1 | HITACHI(HE) |  | 1 | 1 | 0 | 1 | Flow 1: Port → Site | MIR | HITACHI
2345 | PRL-MIR-013-O1 | HVDC-ADOPT-HE-0149 | MIR | EQ-052 | 280096 | 1 | Outdoor covered | INSULATOR for n° 12 Singlepole DSC STAV 550 kV | 304 | 102 | 55 | 1.7054 | 618 | 685 | Stackable 1 tier | 85353090 | EUR | 35637.46 | MSC RENEE | Germany | Venezia | Khalifa port | 2024-06-08 | 2024-08-04 | [10 empty] | 2024-08-22 |  |  |  | CASE_LIST |  | 1 | site | MIR | 2024-08-22 | site | 0 | 1 | 1 | 2 | 3.1 | 1 | 3.1 | HITACHI(HE) |  | 1 | 1 | 0 | 1 | Flow 1: Port → Site | MIR | HITACHI
2346 | PRL-MIR-013-O1 | HVDC-ADOPT-HE-0149 | MIR | EQ-052 | 280097 | 1 | Outdoor covered | CORONA RING for n° 12 Singlepole DSC STAV 550 Kv | 190 | 70 | 200 | 2.66 | 180 | 235 | Stackable 1 tier | 85353090 | EUR | 35637.46 | MSC RENEE | Germany | Venezia | Khalifa port | 2024-06-08 | 2024-08-04 | [10 empty] | 2024-08-22 |  |  |  | CASE_LIST |  | 1 | site | MIR | 2024-08-22 | site | 0 | 1 | 1 | 2 | 1.33 | 1 | 1.33 | HITACHI(HE) |  | 1 | 1 | 0 | 1 | Flow 1: Port → Site | MIR | HITACHI
2390 | PRL-CS-015-O2 Spare | HVDC-ADOPT-HE-0148 | DAS | EQ-052 | 208513 | 1 | Outdoor Covered | Spare FIXED CONTACT & EARTHING SWITCH | 200 | 45 | 50 | 0.45 | 55 | 107 | Stackable 1 tier | 85353090 | EUR | 14919.32 | MSC RENEE | Germany | Venezia | Khalifa port | 2024-06-08 | 2024-08-04 |  |  |  |  | 2024-08-06 | [7 empty] | 2025-04-21 |  | CASE_LIST | 1 | 1 | site | DAS | 2025-04-21 | site | 1 | 2 | 0 | 2 | 0.9 | 1 | 0.9 | HITACHI(HE) |  | 1 | 2 | 1 | 2 | Flow 2: Port → WH → Site | DAS | HITACHI
2391 | PRL-CS-015-O2 Spare | HVDC-ADOPT-HE-0148 | AGI | EQ-052 | 365529 | 1 | Outdoor Covered | Spare FIXED CONTACT and EARTHING SWITCH | 200 | 45 | 50 | 0.45 | 55 | 114 | Stackable 1 tier | 85353090 | EUR | 14919.32 | MSC RENEE | Germany | Venezia | Khalifa port | 2024-06-08 | 2024-08-04 |  |  |  |  | 2024-08-06 | [9 empty] | CASE_LIST | 1 |  | warehouse | DSV Outdoor | 2024-08-06 | warehouse | 1 | 1 | -1 | 0 | 0.9 | 1 | 0.9 | HITACHI(HE) |  | 0 | 1 | 1 | 2 | Flow 2: Port → WH → Site | DSV Outdoor | HITACHI
2392 | PRL-CS-015-O2 Spare | HVDC-ADOPT-HE-0148 | AGI | EQ-052 | 365530 | 1 | Outdoor Covered | Spare MOBILE ARM and EARTHING SWITCH | 310 | 45 | 60 | 0.837 | 65 | 153 | Stackable 1 tier | 85353090 | EUR | 14919.32 | MSC RENEE | Germany | Venezia | Khalifa port | 2024-06-08 | 2024-08-04 |  |  |  |  | 2024-08-06 | [9 empty] | CASE_LIST | 1 |  | warehouse | DSV Outdoor | 2024-08-06 | warehouse | 1 | 1 | -1 | 0 | 1.4 | 1 | 1.4 | HITACHI(HE) |  | 0 | 1 | 1 | 2 | Flow 2: Port → WH → Site | DSV Outdoor | HITACHI
2393 | PRL-CS-015-O2 Spare | HVDC-ADOPT-HE-0148 | AGI | EQ-052 | 365531 | 1 | Outdoor Covered | Spare MOBILE ARM and EARTHING SWITCH | 310 | 45 | 60 | 0.837 | 75 | 163 | Stackable 1 tier | 85353090 | EUR | 14919.32 | MSC RENEE | Germany | Venezia | Khalifa port | 2024-06-08 | 2024-08-04 |  |  |  |  | 2024-08-06 | [9 empty] | CASE_LIST | 1 |  | warehouse | DSV Outdoor | 2024-08-06 | warehouse | 1 | 1 | -1 | 0 | 1.4 | 1 | 1.4 | HITACHI(HE) |  | 0 | 1 | 1 | 2 | Flow 2: Port → WH → Site | DSV Outdoor | HITACHI
2394 | PRL-CS-015-O2 Spare | HVDC-ADOPT-HE-0148 | AGI | EQ-052 | 365526 | 1 | Indoor | Spare n° 1 OP. MECHANSIM | 70 | 70 | 110 | 0.539 | 75 | 120 | Stackable 1 tier | 85353090 | EUR | 14919.32 | MSC RENEE | Germany | Venezia | Khalifa port | 2024-06-08 | 2024-08-04 |  |  | 2024-08-06 | [11 empty] | CASE_LIST | 1 |  | warehouse | DSV Al Markaz | 2024-08-06 | warehouse | 1 | 1 | -1 | 0 | 0.49 | 1 | 0.49 | HITACHI(HE) |  | 0 | 1 | 1 | 2 | Flow 2: Port → WH → Site | DSV Al Markaz | HITACHI
2395 | PRL-CS-015-O2 Spare | HVDC-ADOPT-HE-0148 | AGI | EQ-052 | 365527 | 1 | Indoor | Spare n° 1 OP. MECHANSIM | 70 | 70 | 110 | 0.539 | 85 | 130 | Stackable 1 tier | 85353090 | EUR | 14919.32 | MSC RENEE | Germany | Venezia | Khalifa port | 2024-06-08 | 2024-08-04 |  |  | 2024-08-06 | [11 empty] | CASE_LIST | 1 |  | warehouse | DSV Al Markaz | 2024-08-06 | warehouse | 1 | 1 | -1 | 0 | 0.49 | 1 | 0.49 | HITACHI(HE) |  | 0 | 1 | 1 | 2 | Flow 2: Port → WH → Site | DSV Al Markaz | HITACHI
2396 | PRL-CS-015-O2 Spare | HVDC-ADOPT-HE-0148 | AGI | EQ-052 | 365528 | 1 | Indoor | Spare n° 1 OP. MECHANSIM | 70 | 70 | 110 | 0.539 | 85 | 130 | Stackable 1 tier | 85353090 | EUR | 14919.32 | MSC RENEE | Germany | Venezia | Khalifa port | 2024-06-08 | 2024-08-04 |  |  | 2024-08-06 | [11 empty] | CASE_LIST | 1 |  | warehouse | DSV Al Markaz | 2024-08-06 | warehouse | 1 | 1 | -1 | 0 | 0.49 | 1 | 0.49 | HITACHI(HE) |  | 0 | 1 | 1 | 2 | Flow 2: Port → WH → Site | DSV Al Markaz | HITACHI
2397 | PRL-CS-015-O2 Spare | HVDC-ADOPT-HE-0148 | DAS | EQ-052 | 208512 | 1 | Indoor | Spare°1 OP. MECHANISM | 70 | 70 | 110 | 0.539 | 70 | 115 | Stackable 1 tier | 85353090 | EUR | 14919.32 | MSC RENEE | Germany | Venezia | Khalifa port | 2024-06-08 | 2024-08-04 |  |  | 2024-08-06 |  |  |  | 2025-06-10 | [5 empty] | 2025-06-13 |  | CASE_LIST | 1 | 1 | site | DAS | 2025-06-13 | site | 2 | 3 | -1 | 2 | 0.49 | 1 | 0.49 | HITACHI(HE) |  | 1 | 3 | 2 | 4 | Flow 4: Port → WH → MOSB → Site | DAS | HITACHI
2455 | PRL-CS-015-O1 | HVDC-ADOPT-HE-0147 | AGI | EQ-052 | 365519 | 1 | Outdoor Covered | n° 6 Singlepole DSC STA 145 kV | 250 | 100 | 130 | 3.25 | 430 | 595 | Stackable 1 tier | 85353090 | EUR | 14919.32 | MSC RENEE | Germany | Venezia | Khalifa port | 2024-06-08 | 2024-08-04 |  |  |  |  | 2024-08-06 | [9 empty] | CASE_LIST | 1 |  | warehouse | DSV Outdoor | 2024-08-06 | warehouse | 1 | 1 | -1 | 0 | 2.5 | 1 | 2.5 | HITACHI(HE) |  | 0 | 1 | 1 | 2 | Flow 2: Port → WH → Site | DSV Outdoor | HITACHI
2456 | PRL-CS-015-O1 | HVDC-ADOPT-HE-0147 | AGI | EQ-052 | 365521 | 1 | Outdoor Covered | n° 6 Singlepole DSC STB 550 kV | 225 | 160 | 165 | 5.94 | 1380 | 1606 | Stackable 1 tier | 85353090 | EUR | 14919.32 | MSC RENEE | Germany | Venezia | Khalifa port | 2024-06-08 | 2024-08-04 |  |  |  |  | 2024-08-06 | [9 empty] | CASE_LIST | 1 |  | warehouse | DSV Outdoor | 2024-08-06 | warehouse | 1 | 1 | -1 | 0 | 3.6 | 1 | 3.6 | HITACHI(HE) |  | 0 | 1 | 1 | 2 | Flow 2: Port → WH → Site | DSV Outdoor | HITACHI
2457 | PRL-CS-015-O1 | HVDC-ADOPT-HE-0147 | AGI | EQ-052 | 365522 | 1 | Outdoor Covered | MOBILE ARM & SHAFT for n° 6 Singlepole DSC STB 550 kV | 310 | 50 | 65 | 1.0075 | 345 | 444 | Stackable 1 tier | 85353090 | EUR | 14919.32 | MSC RENEE | Germany | Venezia | Khalifa port | 2024-06-08 | 2024-08-04 |  |  |  |  | 2024-08-06 | [9 empty] | CASE_LIST | 1 |  | warehouse | DSV Outdoor | 2024-08-06 | warehouse | 1 | 1 | -1 | 0 | 1.55 | 1 | 1.55 | HITACHI(HE) |  | 0 | 1 | 1 | 2 | Flow 2: Port → WH → Site | DSV Outdoor | HITACHI
2458 | PRL-CS-015-O1 | HVDC-ADOPT-HE-0147 | AGI | EQ-052 | 365524 | 1 | Outdoor Covered | n° 12 Singlepole DSC STAV 550 kV | 330 | 100 | 180 | 5.94 | 1675 | 1913 | Stackable 1 tier | 85353090 | EUR | 14919.32 | MSC RENEE | Germany | Venezia | Khalifa port | 2024-06-08 | 2024-08-04 |  |  |  |  | 2024-08-06 | [9 empty] | CASE_LIST | 1 |  | warehouse | DSV Outdoor | 2024-08-06 | warehouse | 1 | 1 | -1 | 0 | 3.3 | 1 | 3.3 | HITACHI(HE) |  | 0 | 1 | 1 | 2 | Flow 2: Port → WH → Site | DSV Outdoor | HITACHI
2459 | PRL-CS-015-O1 | HVDC-ADOPT-HE-0147 | AGI | EQ-052 | 365532 | 1 | Outdoor Covered | INSULATOR for n° 6 Singlepole DSC STB 550 kV | 304 | 102 | 55 | 1.7054 | 618 | 830 | Stackable 1 tier | 85353090 | EUR | 14919.32 | MSC RENEE | Germany | Venezia | Khalifa port | 2024-06-08 | 2024-08-04 |  |  |  |  | 2024-08-06 | [9 empty] | CASE_LIST | 1 |  | warehouse | DSV Outdoor | 2024-08-06 | warehouse | 1 | 1 | -1 | 0 | 3.1 | 1 | 3.1 | HITACHI(HE) |  | 0 | 1 | 1 | 2 | Flow 2: Port → WH → Site | DSV Outdoor | HITACHI
2460 | PRL-CS-015-O1 | HVDC-ADOPT-HE-0147 | AGI | EQ-052 | 365533 | 1 | Outdoor Covered | INSULATOR for n° 6 Singlepole DSC STB 550 kV | 304 | 102 | 55 | 1.7054 | 618 | 830 | Stackable 1 tier | 85353090 | EUR | 14919.32 | MSC RENEE | Germany | Venezia | Khalifa port | 2024-06-08 | 2024-08-04 |  |  |  |  | 2024-08-06 | [9 empty] | CASE_LIST | 1 |  | warehouse | DSV Outdoor | 2024-08-06 | warehouse | 1 | 1 | -1 | 0 | 3.1 | 1 | 3.1 | HITACHI(HE) |  | 0 | 1 | 1 | 2 | Flow 2: Port → WH → Site | DSV Outdoor | HITACHI
2461 | PRL-CS-015-O1 | HVDC-ADOPT-HE-0147 | AGI | EQ-052 | 365534 | 1 | Outdoor Covered | INSULATOR for n° 12 Singlepole DSC STAV 550 kV | 304 | 102 | 55 | 1.7054 | 618 | 830 | Stackable 1 tier | 85353090 | EUR | 14919.32 | MSC RENEE | Germany | Venezia | Khalifa port | 2024-06-08 | 2024-08-04 |  |  |  |  | 2024-08-06 | [9 empty] | CASE_LIST | 1 |  | warehouse | DSV Outdoor | 2024-08-06 | warehouse | 1 | 1 | -1 | 0 | 3.1 | 1 | 3.1 | HITACHI(HE) |  | 0 | 1 | 1 | 2 | Flow 2: Port → WH → Site | DSV Outdoor | HITACHI
2462 | PRL-CS-015-O1 | HVDC-ADOPT-HE-0147 | AGI | EQ-052 | 365535 | 1 | Outdoor Covered | INSULATOR for n° 12 Singlepole DSC STAV 550 kV | 304 | 102 | 55 | 1.7054 | 618 | 830 | Stackable 1 tier | 85353090 | EUR | 14919.32 | MSC RENEE | Germany | Venezia | Khalifa port | 2024-06-08 | 2024-08-04 |  |  |  |  | 2024-08-06 | [9 empty] | CASE_LIST | 1 |  | warehouse | DSV Outdoor | 2024-08-06 | warehouse | 1 | 1 | -1 | 0 | 3.1 | 1 | 3.1 | HITACHI(HE) |  | 0 | 1 | 1 | 2 | Flow 2: Port → WH → Site | DSV Outdoor | HITACHI
2463 | PRL-CS-015-O1 | HVDC-ADOPT-HE-0147 | AGI | EQ-052 | 365536 | 1 | Outdoor Covered | INSULATOR for n° 12 Singlepole DSC STAV 550 kV | 304 | 102 | 55 | 1.7054 | 618 | 830 | Stackable 1 tier | 85353090 | EUR | 14919.32 | MSC RENEE | Germany | Venezia | Khalifa port | 2024-06-08 | 2024-08-04 |  |  |  |  | 2024-08-06 | [9 empty] | CASE_LIST | 1 |  | warehouse | DSV Outdoor | 2024-08-06 | warehouse | 1 | 1 | -1 | 0 | 3.1 | 1 | 3.1 | HITACHI(HE) |  | 0 | 1 | 1 | 2 | Flow 2: Port → WH → Site | DSV Outdoor | HITACHI
2464 | PRL-CS-015-O1 | HVDC-ADOPT-HE-0147 | AGI | EQ-052 | 365537 | 1 | Outdoor Covered | INSULATOR for n° 12 Singlepole DSC STAV 550 kV | 304 | 102 | 55 | 1.7054 | 618 | 830 | Stackable 1 tier | 85353090 | EUR | 14919.32 | MSC RENEE | Germany | Venezia | Khalifa port | 2024-06-08 | 2024-08-04 |  |  |  |  | 2024-08-06 | [9 empty] | CASE_LIST | 1 |  | warehouse | DSV Outdoor | 2024-08-06 | warehouse | 1 | 1 | -1 | 0 | 3.1 | 1 | 3.1 | HITACHI(HE) |  | 0 | 1 | 1 | 2 | Flow 2: Port → WH → Site | DSV Outdoor | HITACHI
2465 | PRL-CS-015-O1 | HVDC-ADOPT-HE-0147 | AGI | EQ-052 | 365538 | 1 | Outdoor Covered | INSULATOR for n° 6 Singlepole DSC STA 145 kV | 164 | 90 | 77 | 1.1365 | 348 | 446 | Stackable 1 tier | 85353090 | EUR | 14919.32 | MSC RENEE | Germany | Venezia | Khalifa port | 2024-06-08 | 2024-08-04 |  |  |  |  | 2024-08-06 | [9 empty] | CASE_LIST | 1 |  | warehouse | DSV Outdoor | 2024-08-06 | warehouse | 1 | 1 | -1 | 0 | 1.48 | 1 | 1.48 | HITACHI(HE) |  | 0 | 1 | 1 | 2 | Flow 2: Port → WH → Site | DSV Outdoor | HITACHI
2466 | PRL-CS-015-O1 | HVDC-ADOPT-HE-0147 | DAS | EQ-052 | 208510 | 1 | Outdoor Covered | n° 6 Singlepole DSC STA 145 Kv | 250 | 100 | 130 | 3.25 | 270 | 435 | Stackable 1 tier | 85353090 | EUR | 14919.32 | MSC RENEE | Germany | Venezia | Khalifa port | 2024-06-08 | 2024-08-04 |  |  |  |  | 2024-08-06 | [7 empty] | 2025-04-28 |  | CASE_LIST | 1 | 1 | site | DAS | 2025-04-28 | site | 1 | 2 | 0 | 2 | 2.5 | 1 | 2.5 | HITACHI(HE) |  | 1 | 2 | 1 | 2 | Flow 2: Port → WH → Site | DAS | HITACHI
2467 | PRL-CS-015-O1 | HVDC-ADOPT-HE-0147 | DAS | EQ-052 | 208514 | 1 | Outdoor Covered | INSULATOR for n° 6 Singlepole DSC STA 145 Kv | 164 | 90 | 77 | 1.1365 | 348 | 423 | Stackable 1 tier | 85353090 | EUR | 14919.32 | MSC RENEE | Germany | Venezia | Khalifa port | 2024-06-08 | 2024-08-04 |  |  |  |  | 2024-08-06 |  | 2025-07-10 | [5 empty] | 2025-07-27 |  | CASE_LIST | 1 | 1 | site | DAS | 2025-07-27 | site | 2 | 3 | -1 | 2 | 1.48 | 1 | 1.48 | HITACHI(HE) |  | 1 | 3 | 2 | 4 | Flow 4: Port → WH → MOSB → Site | DAS | HITACHI
2468 | PRL-CS-015-O1 | HVDC-ADOPT-HE-0147 | AGI | EQ-052 | 365539 | 1 | Outdoor Covered | CORONA RING for n° 12 Singlepole DSC STAV 550 kV | 200 | 30 | 180 | 1.08 | 180 | 235 | Stackable 1 tier | 85353090 | EUR | 14919.32 | MSC RENEE | Germany | Venezia | Khalifa port | 2024-06-08 | 2024-08-04 |  |  |  |  | 2024-08-06 | [9 empty] | CASE_LIST | 1 |  | warehouse | DSV Outdoor | 2024-08-06 | warehouse | 1 | 1 | -1 | 0 | 0.6 | 1 | 0.6 | HITACHI(HE) |  | 0 | 1 | 1 | 2 | Flow 2: Port → WH → Site | DSV Outdoor | HITACHI
2469 | PRL-CS-015-O1 | HVDC-ADOPT-HE-0147 | AGI | EQ-052 | 365520 | 1 | Indoor | OP. MECHANSIM for n° 6 Singlepole DSC STA 145 kV | 190 | 70 | 200 | 2.66 | 428 | 553 | Not stackable | 85353090 | EUR | 14919.32 | MSC RENEE | Germany | Venezia | Khalifa port | 2024-06-08 | 2024-08-04 |  |  | 2024-08-06 | [11 empty] | CASE_LIST | 1 |  | warehouse | DSV Al Markaz | 2024-08-06 | warehouse | 1 | 1 | -1 | 0 | 1.33 | 0 | 1.33 | HITACHI(HE) |  | 0 | 1 | 1 | 2 | Flow 2: Port → WH → Site | DSV Al Markaz | HITACHI
2470 | PRL-CS-015-O1 | HVDC-ADOPT-HE-0147 | AGI | EQ-052 | 365523 | 1 | Indoor | OP. MECHANSIM for n° 6 Singlepole DSC STB 550 kV | 190 | 70 | 200 | 2.66 | 840 | 965 | Not stackable | 85353090 | EUR | 14919.32 | MSC RENEE | Germany | Venezia | Khalifa port | 2024-06-08 | 2024-08-04 |  |  | 2024-08-06 | [11 empty] | CASE_LIST | 1 |  | warehouse | DSV Al Markaz | 2024-08-06 | warehouse | 1 | 1 | -1 | 0 | 1.33 | 0 | 1.33 | HITACHI(HE) |  | 0 | 1 | 1 | 2 | Flow 2: Port → WH → Site | DSV Al Markaz | HITACHI
2471 | PRL-CS-015-O1 | HVDC-ADOPT-HE-0147 | AGI | EQ-052 | 365525 | 1 | Indoor | OP. MECHANSIM for n° 12 Singlepole DSC STAV 550 kV | 190 | 130 | 200 | 4.94 | 1050 | 1237 | Not stackable | 85353090 | EUR | 14919.32 | MSC RENEE | Germany | Venezia | Khalifa port | 2024-06-08 | 2024-08-04 |  |  | 2024-08-06 | [11 empty] | CASE_LIST | 1 |  | warehouse | DSV Al Markaz | 2024-08-06 | warehouse | 1 | 1 | -1 | 0 | 2.47 | 0 | 2.47 | HITACHI(HE) |  | 0 | 1 | 1 | 2 | Flow 2: Port → WH → Site | DSV Al Markaz | HITACHI
2472 | PRL-CS-015-O1 | HVDC-ADOPT-HE-0147 | DAS | EQ-052 | 208511 | 1 | Indoor | OP. MECHANISM for n° 6 Singlepole DSC STA 145 Kv | 190 | 70 | 200 | 2.66 | 350 | 475 | Not stackable | 85353090 | EUR | 14919.32 | MSC RENEE | Germany | Venezia | Khalifa port | 2024-06-08 | 2024-08-04 |  |  | 2024-08-06 |  |  |  | 2025-06-10 | [5 empty] | 2025-06-13 |  | CASE_LIST | 1 | 1 | site | DAS | 2025-06-13 | site | 2 | 3 | -1 | 2 | 1.33 | 0 | 1.33 | HITACHI(HE) |  | 1 | 3 | 2 | 4 | Flow 4: Port → WH → MOSB → Site | DAS | HITACHI
1864 | PRL-MIR-002-O Lot 4 | HVDC-ADOPT-HE-0146 | MIR | EQ-001 | 207943 | 1 | Indoor | Layer 12 Cells - Mirfa | 365 | 233 | 172 | 14.6277 | 4500 | 5000 | Stackable x1 | 85044083 | SEK | 2079511 | EDITH Maersk | Sweden | Gothenburg | Khalifa port | 2024-05-09 | 2024-06-17 |  | 2024-06-22 | [12 empty] | CASE_LIST | 1 |  | warehouse | DSV Indoor | 2024-06-22 | warehouse | 1 | 1 | -1 | 0 | 8.5 | 1 | 8.5 | HITACHI(HE) |  | 0 | 1 | 1 | 2 | Flow 2: Port → WH → Site | DSV Indoor | HITACHI
1865 | PRL-MIR-002-O Lot 4 | HVDC-ADOPT-HE-0146 | MIR | EQ-001 | 190324 | 1 | Indoor | Layer 12 Cells - Mirfa | 365 | 233 | 172 | 14.6277 | 4500 | 5000 | Stackable x1 | 85044083 | SEK | 2079511 | EDITH Maersk | Sweden | Gothenburg | Khalifa port | 2024-05-09 | 2024-06-17 |  | 2024-06-24 | 2024-12-12 | [7 empty] | 2025-08-13 |  |  |  | CASE_LIST | 1 | 1 | site | MIR | 2025-08-13 | site | 2 | 3 | -1 | 2 | 8.5 | 1 | 8.5 | HITACHI(HE) |  | 1 | 3 | 2 | 5 | Flow 5: Mixed / Waiting / Incomplete leg | MIR | HITACHI
1866 | PRL-MIR-002-O Lot 4 | HVDC-ADOPT-HE-0146 | MIR | EQ-001 | 190325 | 1 | Indoor | Layer 12 Cells - Mirfa | 365 | 233 | 172 | 14.6277 | 4500 | 5000 | Stackable x1 | 85044083 | SEK | 2079511 | EDITH Maersk | Sweden | Gothenburg | Khalifa port | 2024-05-09 | 2024-06-17 |  | 2024-06-24 | 2024-11-30 | [7 empty] | 2025-08-13 |  |  |  | CASE_LIST | 1 | 1 | site | MIR | 2025-08-13 | site | 2 | 3 | -1 | 2 | 8.5 | 1 | 8.5 | HITACHI(HE) |  | 1 | 3 | 2 | 5 | Flow 5: Mixed / Waiting / Incomplete leg | MIR | HITACHI
1867 | PRL-MIR-002-O Lot 4 | HVDC-ADOPT-HE-0146 | MIR | EQ-001 | 190333 | 1 | Indoor | Layer 12 Cells - Mirfa | 365 | 233 | 172 | 14.6277 | 4500 | 5000 | Stackable x1 | 85044083 | SEK | 2079511 | EDITH Maersk | Sweden | Gothenburg | Khalifa port | 2024-05-09 | 2024-06-17 |  | 2024-06-24 | 2024-12-12 | [7 empty] | 2025-08-13 |  |  |  | CASE_LIST | 1 | 1 | site | MIR | 2025-08-13 | site | 2 | 3 | -1 | 2 | 8.5 | 1 | 8.5 | HITACHI(HE) |  | 1 | 3 | 2 | 5 | Flow 5: Mixed / Waiting / Incomplete leg | MIR | HITACHI
1868 | PRL-MIR-002-O Lot 4 | HVDC-ADOPT-HE-0146 | MIR | EQ-001 | 190334 | 1 | Indoor | Layer 12 Cells - Mirfa | 365 | 233 | 172 | 14.6277 | 4500 | 5000 | Stackable x1 | 85044083 | SEK | 2079511 | EDITH Maersk | Sweden | Gothenburg | Khalifa port | 2024-05-09 | 2024-06-17 |  | 2024-06-22 | 2024-12-12 | [7 empty] | 2025-08-13 |  |  |  | CASE_LIST | 1 | 1 | site | MIR | 2025-08-13 | site | 2 | 3 | -1 | 2 | 8.5 | 1 | 8.5 | HITACHI(HE) |  | 1 | 3 | 2 | 5 | Flow 5: Mixed / Waiting / Incomplete leg | MIR | HITACHI
1869 | PRL-MIR-002-O Lot 4 | HVDC-ADOPT-HE-0146 | MIR | EQ-001 | 207856 | 1 | Indoor | Layer 12 Cells - Mirfa | 365 | 233 | 172 | 14.6277 | 4500 | 5000 | Stackable x1 | 85044083 | SEK | 2079511 | EDITH Maersk | Sweden | Gothenburg | Khalifa port | 2024-05-09 | 2024-06-17 |  | 2024-06-22 | [8 empty] | 2025-08-13 |  |  |  | CASE_LIST | 1 | 1 | site | MIR | 2025-08-13 | site | 1 | 2 | 0 | 2 | 8.5 | 1 | 8.5 | HITACHI(HE) |  | 1 | 2 | 1 | 2 | Flow 2: Port → WH → Site | MIR | HITACHI
1870 | PRL-MIR-002-O Lot 4 | HVDC-ADOPT-HE-0146 | MIR | EQ-001 | 207857 | 1 | Indoor | Layer 12 Cells - Mirfa | 365 | 233 | 172 | 14.6277 | 4500 | 5000 | Stackable x1 | 85044083 | SEK | 2079511 | EDITH Maersk | Sweden | Gothenburg | Khalifa port | 2024-05-09 | 2024-06-17 |  | 2024-06-22 | [8 empty] | 2025-08-13 |  |  |  | CASE_LIST | 1 | 1 | site | MIR | 2025-08-13 | site | 1 | 2 | 0 | 2 | 8.5 | 1 | 8.5 | HITACHI(HE) |  | 1 | 2 | 1 | 2 | Flow 2: Port → WH → Site | MIR | HITACHI
1871 | PRL-MIR-002-O Lot 4 | HVDC-ADOPT-HE-0146 | MIR | EQ-001 | 207859 | 1 | Indoor | Layer 12 Cells - Mirfa | 365 | 233 | 172 | 14.6277 | 4500 | 5000 | Stackable x1 | 85044083 | SEK | 2079511 | EDITH Maersk | Sweden | Gothenburg | Khalifa port | 2024-05-09 | 2024-06-17 |  | 2024-06-22 | [8 empty] | 2025-08-06 |  |  |  | CASE_LIST | 1 | 1 | site | MIR | 2025-08-06 | site | 1 | 2 | 0 | 2 | 8.5 | 1 | 8.5 | HITACHI(HE) |  | 1 | 2 | 1 | 2 | Flow 2: Port → WH → Site | MIR | HITACHI
1872 | PRL-MIR-002-O Lot 4 | HVDC-ADOPT-HE-0146 | MIR | EQ-001 | 207862 | 1 | Indoor | Layer 12 Cells - Mirfa | 365 | 233 | 172 | 14.6277 | 4500 | 5000 | Stackable x1 | 85044083 | SEK | 2079511 | EDITH Maersk | Sweden | Gothenburg | Khalifa port | 2024-05-09 | 2024-06-17 |  | 2024-06-22 | [8 empty] | 2025-08-13 |  |  |  | CASE_LIST | 1 | 1 | site | MIR | 2025-08-13 | site | 1 | 2 | 0 | 2 | 8.5 | 1 | 8.5 | HITACHI(HE) |  | 1 | 2 | 1 | 2 | Flow 2: Port → WH → Site | MIR | HITACHI
1873 | PRL-MIR-002-O Lot 4 | HVDC-ADOPT-HE-0146 | MIR | EQ-001 | 207867 | 1 | Indoor | Layer 12 Cells - Mirfa | 365 | 233 | 172 | 14.6277 | 4500 | 5000 | Stackable x1 | 85044083 | SEK | 2079511 | EDITH Maersk | Sweden | Gothenburg | Khalifa port | 2024-05-09 | 2024-06-17 |  | 2024-06-22 | [8 empty] | 2025-08-14 |  |  |  | CASE_LIST | 1 | 1 | site | MIR | 2025-08-14 | site | 1 | 2 | 0 | 2 | 8.5 | 1 | 8.5 | HITACHI(HE) |  | 1 | 2 | 1 | 2 | Flow 2: Port → WH → Site | MIR | HITACHI
1874 | PRL-MIR-002-O Lot 4 | HVDC-ADOPT-HE-0146 | MIR | EQ-001 | 207877 | 1 | Indoor | Layer 12 Cells - Mirfa | 365 | 233 | 172 | 14.6277 | 4500 | 5000 | Stackable x1 | 85044083 | SEK | 2079511 | EDITH Maersk | Sweden | Gothenburg | Khalifa port | 2024-05-09 | 2024-06-17 |  | 2024-06-22 | [8 empty] | 2025-08-06 |  |  |  | CASE_LIST | 1 | 1 | site | MIR | 2025-08-06 | site | 1 | 2 | 0 | 2 | 8.5 | 1 | 8.5 | HITACHI(HE) |  | 1 | 2 | 1 | 2 | Flow 2: Port → WH → Site | MIR | HITACHI
1875 | PRL-MIR-002-O Lot 4 | HVDC-ADOPT-HE-0146 | MIR | EQ-001 | 207878 | 1 | Indoor | Layer 12 Cells - Mirfa | 365 | 233 | 172 | 14.6277 | 4500 | 5000 | Stackable x1 | 85044083 | SEK | 2079511 | EDITH Maersk | Sweden | Gothenburg | Khalifa port | 2024-05-09 | 2024-06-17 |  | 2024-06-22 | [8 empty] | 2025-08-14 |  |  |  | CASE_LIST | 1 | 1 | site | MIR | 2025-08-14 | site | 1 | 2 | 0 | 2 | 8.5 | 1 | 8.5 | HITACHI(HE) |  | 1 | 2 | 1 | 2 | Flow 2: Port → WH → Site | MIR | HITACHI
1876 | PRL-MIR-002-O Lot 4 | HVDC-ADOPT-HE-0146 | MIR | EQ-001 | 207880 | 1 | Indoor | Layer 12 Cells - Mirfa | 365 | 233 | 172 | 14.6277 | 4500 | 5000 | Stackable x1 | 85044083 | SEK | 2079511 | EDITH Maersk | Sweden | Gothenburg | Khalifa port | 2024-05-09 | 2024-06-17 |  | 2024-06-22 | [8 empty] | 2025-08-14 |  |  |  | CASE_LIST | 1 | 1 | site | MIR | 2025-08-14 | site | 1 | 2 | 0 | 2 | 8.5 | 1 | 8.5 | HITACHI(HE) |  | 1 | 2 | 1 | 2 | Flow 2: Port → WH → Site | MIR | HITACHI
1877 | PRL-MIR-002-O Lot 4 | HVDC-ADOPT-HE-0146 | MIR | EQ-001 | 207883 | 1 | Indoor | Layer 12 Cells - Mirfa | 365 | 233 | 172 | 14.6277 | 4500 | 5000 | Stackable x1 | 85044083 | SEK | 2079511 | EDITH Maersk | Sweden | Gothenburg | Khalifa port | 2024-05-09 | 2024-06-17 |  | 2024-06-22 | [8 empty] | 2025-08-06 |  |  |  | CASE_LIST | 1 | 1 | site | MIR | 2025-08-06 | site | 1 | 2 | 0 | 2 | 8.5 | 1 | 8.5 | HITACHI(HE) |  | 1 | 2 | 1 | 2 | Flow 2: Port → WH → Site | MIR | HITACHI
1878 | PRL-MIR-002-O Lot 4 | HVDC-ADOPT-HE-0146 | MIR | EQ-001 | 207885 | 1 | Indoor | Layer 12 Cells - Mirfa | 365 | 233 | 172 | 14.6277 | 4500 | 5000 | Stackable x1 | 85044083 | SEK | 2079511 | EDITH Maersk | Sweden | Gothenburg | Khalifa port | 2024-05-09 | 2024-06-17 |  | 2024-06-22 | [8 empty] | 2025-08-15 |  |  |  | CASE_LIST | 1 | 1 | site | MIR | 2025-08-15 | site | 1 | 2 | 0 | 2 | 8.5 | 1 | 8.5 | HITACHI(HE) |  | 1 | 2 | 1 | 2 | Flow 2: Port → WH → Site | MIR | HITACHI
1879 | PRL-MIR-002-O Lot 4 | HVDC-ADOPT-HE-0146 | MIR | EQ-001 | 207889 | 1 | Indoor | Layer 12 Cells - Mirfa | 365 | 233 | 172 | 14.6277 | 4500 | 5000 | Stackable x1 | 85044083 | SEK | 2079511 | EDITH Maersk | Sweden | Gothenburg | Khalifa port | 2024-05-09 | 2024-06-17 |  | 2024-06-22 | [8 empty] | 2025-08-15 |  |  |  | CASE_LIST | 1 | 1 | site | MIR | 2025-08-15 | site | 1 | 2 | 0 | 2 | 8.5 | 1 | 8.5 | HITACHI(HE) |  | 1 | 2 | 1 | 2 | Flow 2: Port → WH → Site | MIR | HITACHI
1880 | PRL-MIR-002-O Lot 4 | HVDC-ADOPT-HE-0146 | MIR | EQ-001 | 207892 | 1 | Indoor | Layer 12 Cells - Mirfa | 365 | 233 | 172 | 14.6277 | 4500 | 5000 | Stackable x1 | 85044083 | SEK | 2079511 | EDITH Maersk | Sweden | Gothenburg | Khalifa port | 2024-05-09 | 2024-06-17 |  | 2024-06-22 | [8 empty] | 2025-08-06 |  |  |  | CASE_LIST | 1 | 1 | site | MIR | 2025-08-06 | site | 1 | 2 | 0 | 2 | 8.5 | 1 | 8.5 | HITACHI(HE) |  | 1 | 2 | 1 | 2 | Flow 2: Port → WH → Site | MIR | HITACHI
1881 | PRL-MIR-002-O Lot 4 | HVDC-ADOPT-HE-0146 | MIR | EQ-001 | 207895 | 1 | Indoor | Layer 12 Cells - Mirfa | 365 | 233 | 172 | 14.6277 | 4500 | 5000 | Stackable x1 | 85044083 | SEK | 2079511 | EDITH Maersk | Sweden | Gothenburg | Khalifa port | 2024-05-09 | 2024-06-17 |  | 2024-06-22 | [8 empty] | 2025-08-15 |  |  |  | CASE_LIST | 1 | 1 | site | MIR | 2025-08-15 | site | 1 | 2 | 0 | 2 | 8.5 | 1 | 8.5 | HITACHI(HE) |  | 1 | 2 | 1 | 2 | Flow 2: Port → WH → Site | MIR | HITACHI
1882 | PRL-MIR-002-O Lot 4 | HVDC-ADOPT-HE-0146 | MIR | EQ-001 | 207896 | 1 | Indoor | Layer 12 Cells - Mirfa | 365 | 233 | 172 | 14.6277 | 4500 | 5000 | Stackable x1 | 85044083 | SEK | 2079511 | EDITH Maersk | Sweden | Gothenburg | Khalifa port | 2024-05-09 | 2024-06-17 |  | 2024-06-22 | [8 empty] | 2025-08-06 |  |  |  | CASE_LIST | 1 | 1 | site | MIR | 2025-08-06 | site | 1 | 2 | 0 | 2 | 8.5 | 1 | 8.5 | HITACHI(HE) |  | 1 | 2 | 1 | 2 | Flow 2: Port → WH → Site | MIR | HITACHI
1883 | PRL-MIR-002-O Lot 4 | HVDC-ADOPT-HE-0146 | MIR | EQ-001 | 207899 | 1 | Indoor | Layer 12 Cells - Mirfa | 365 | 233 | 172 | 14.6277 | 4500 | 5000 | Stackable x1 | 85044083 | SEK | 2079511 | EDITH Maersk | Sweden | Gothenburg | Khalifa port | 2024-05-09 | 2024-06-17 |  | 2024-06-22 | [8 empty] | 2025-08-06 |  |  |  | CASE_LIST | 1 | 1 | site | MIR | 2025-08-06 | site | 1 | 2 | 0 | 2 | 8.5 | 1 | 8.5 | HITACHI(HE) |  | 1 | 2 | 1 | 2 | Flow 2: Port → WH → Site | MIR | HITACHI
1884 | PRL-MIR-002-O Lot 4 | HVDC-ADOPT-HE-0146 | MIR | EQ-001 | 207901 | 1 | Indoor | Layer 12 Cells - Mirfa | 365 | 233 | 172 | 14.6277 | 4500 | 5000 | Stackable x1 | 85044083 | SEK | 2079511 | EDITH Maersk | Sweden | Gothenburg | Khalifa port | 2024-05-09 | 2024-06-17 |  | 2024-06-22 | [8 empty] | 2025-08-15 |  |  |  | CASE_LIST | 1 | 1 | site | MIR | 2025-08-15 | site | 1 | 2 | 0 | 2 | 8.5 | 1 | 8.5 | HITACHI(HE) |  | 1 | 2 | 1 | 2 | Flow 2: Port → WH → Site | MIR | HITACHI
1885 | PRL-MIR-002-O Lot 4 | HVDC-ADOPT-HE-0146 | MIR | EQ-001 | 207904 | 1 | Indoor | Layer 12 Cells - Mirfa | 365 | 233 | 172 | 14.6277 | 4500 | 5000 | Stackable x1 | 85044083 | SEK | 2079511 | EDITH Maersk | Sweden | Gothenburg | Khalifa port | 2024-05-09 | 2024-06-17 |  | 2024-06-22 | [8 empty] | 2025-08-18 |  |  |  | CASE_LIST | 1 | 1 | site | MIR | 2025-08-18 | site | 1 | 2 | 0 | 2 | 8.5 | 1 | 8.5 | HITACHI(HE) |  | 1 | 2 | 1 | 2 | Flow 2: Port → WH → Site | MIR | HITACHI
1886 | PRL-MIR-002-O Lot 4 | HVDC-ADOPT-HE-0146 | MIR | EQ-001 | 207905 | 1 | Indoor | Layer 12 Cells - Mirfa | 365 | 233 | 172 | 14.6277 | 4500 | 5000 | Stackable x1 | 85044083 | SEK | 2079511 | EDITH Maersk | Sweden | Gothenburg | Khalifa port | 2024-05-09 | 2024-06-17 |  | 2024-06-22 | [8 empty] | 2025-08-18 |  |  |  | CASE_LIST | 1 | 1 | site | MIR | 2025-08-18 | site | 1 | 2 | 0 | 2 | 8.5 | 1 | 8.5 | HITACHI(HE) |  | 1 | 2 | 1 | 2 | Flow 2: Port → WH → Site | MIR | HITACHI
1887 | PRL-MIR-002-O Lot 4 | HVDC-ADOPT-HE-0146 | MIR | EQ-001 | 207906 | 1 | Indoor | Layer 12 Cells - Mirfa | 365 | 233 | 172 | 14.6277 | 4500 | 5000 | Stackable x1 | 85044083 | SEK | 2079511 | EDITH Maersk | Sweden | Gothenburg | Khalifa port | 2024-05-09 | 2024-06-17 |  | 2024-06-22 | [8 empty] | 2025-08-18 |  |  |  | CASE_LIST | 1 | 1 | site | MIR | 2025-08-18 | site | 1 | 2 | 0 | 2 | 8.5 | 1 | 8.5 | HITACHI(HE) |  | 1 | 2 | 1 | 2 | Flow 2: Port → WH → Site | MIR | HITACHI
1888 | PRL-MIR-002-O Lot 4 | HVDC-ADOPT-HE-0146 | MIR | EQ-001 | 207916 | 1 | Indoor | Layer 12 Cells - Mirfa | 365 | 233 | 172 | 14.6277 | 4500 | 5000 | Stackable x1 | 85044083 | SEK | 2079511 | EDITH Maersk | Sweden | Gothenburg | Khalifa port | 2024-05-09 | 2024-06-17 |  | 2024-06-22 | [8 empty] | 2025-08-18 |  |  |  | CASE_LIST | 1 | 1 | site | MIR | 2025-08-18 | site | 1 | 2 | 0 | 2 | 8.5 | 1 | 8.5 | HITACHI(HE) |  | 1 | 2 | 1 | 2 | Flow 2: Port → WH → Site | MIR | HITACHI
1889 | PRL-MIR-002-O Lot 4 | HVDC-ADOPT-HE-0146 | MIR | EQ-001 | 207920 | 1 | Indoor | Layer 12 Cells - Mirfa | 365 | 233 | 172 | 14.6277 | 4500 | 5000 | Stackable x1 | 85044083 | SEK | 2079511 | EDITH Maersk | Sweden | Gothenburg | Khalifa port | 2024-05-09 | 2024-06-17 |  | 2024-06-22 | [8 empty] | 2025-08-06 |  |  |  | CASE_LIST | 1 | 1 | site | MIR | 2025-08-06 | site | 1 | 2 | 0 | 2 | 8.5 | 1 | 8.5 | HITACHI(HE) |  | 1 | 2 | 1 | 2 | Flow 2: Port → WH → Site | MIR | HITACHI
1890 | PRL-MIR-002-O Lot 4 | HVDC-ADOPT-HE-0146 | MIR | EQ-001 | 207924 | 1 | Indoor | Layer 12 Cells - Mirfa | 365 | 233 | 172 | 14.6277 | 4500 | 5000 | Stackable x1 | 85044083 | SEK | 2079511 | EDITH Maersk | Sweden | Gothenburg | Khalifa port | 2024-05-09 | 2024-06-17 |  | 2024-06-22 | [8 empty] | 2025-09-18 |  |  |  | CASE_LIST | 1 | 1 | site | MIR | 2025-09-18 | site | 1 | 2 | 0 | 2 | 8.5 | 1 | 8.5 | HITACHI(HE) |  | 1 | 2 | 1 | 2 | Flow 2: Port → WH → Site | MIR | HITACHI
1891 | PRL-MIR-002-O Lot 4 | HVDC-ADOPT-HE-0146 | MIR | EQ-001 | 207925 | 1 | Indoor | Layer 12 Cells - Mirfa | 365 | 233 | 172 | 14.6277 | 4500 | 5000 | Stackable x1 | 85044083 | SEK | 2079511 | EDITH Maersk | Sweden | Gothenburg | Khalifa port | 2024-05-09 | 2024-06-17 |  | 2024-06-22 | [8 empty] | 2025-09-18 |  |  |  | CASE_LIST | 1 | 1 | site | MIR | 2025-09-18 | site | 1 | 2 | 0 | 2 | 8.5 | 1 | 8.5 | HITACHI(HE) |  | 1 | 2 | 1 | 2 | Flow 2: Port → WH → Site | MIR | HITACHI
1892 | PRL-MIR-002-O Lot 4 | HVDC-ADOPT-HE-0146 | MIR | EQ-001 | 207944 | 1 | Indoor | Layer 12 Cells - Mirfa | 365 | 233 | 172 | 14.6277 | 4500 | 5000 | Stackable x1 | 85044083 | SEK | 2079511 | EDITH Maersk | Sweden | Gothenburg | Khalifa port | 2024-05-09 | 2024-06-17 |  | 2024-06-22 | [12 empty] | CASE_LIST | 1 |  | warehouse | DSV Indoor | 2024-06-22 | warehouse | 1 | 1 | -1 | 0 | 8.5 | 1 | 8.5 | HITACHI(HE) |  | 0 | 1 | 1 | 2 | Flow 2: Port → WH → Site | DSV Indoor | HITACHI
1893 | PRL-MIR-002-O Lot 4 | HVDC-ADOPT-HE-0146 | MIR | EQ-001 | 207945 | 1 | Indoor | Layer 12 Cells - Mirfa | 365 | 233 | 172 | 14.6277 | 4500 | 5000 | Stackable x1 | 85044083 | SEK | 2079511 | EDITH Maersk | Sweden | Gothenburg | Khalifa port | 2024-05-09 | 2024-06-17 |  | 2024-06-22 | [12 empty] | CASE_LIST | 1 |  | warehouse | DSV Indoor | 2024-06-22 | warehouse | 1 | 1 | -1 | 0 | 8.5 | 1 | 8.5 | HITACHI(HE) |  | 0 | 1 | 1 | 2 | Flow 2: Port → WH → Site | DSV Indoor | HITACHI
1894 | PRL-MIR-002-O Lot 4 | HVDC-ADOPT-HE-0146 | MIR | EQ-001 | 207946 | 1 | Indoor | Layer 12 Cells - Mirfa | 365 | 233 | 172 | 14.6277 | 4500 | 5000 | Stackable x1 | 85044083 | SEK | 2079511 | EDITH Maersk | Sweden | Gothenburg | Khalifa port | 2024-05-09 | 2024-06-17 |  | 2024-06-22 | [12 empty] | CASE_LIST | 1 |  | warehouse | DSV Indoor | 2024-06-22 | warehouse | 1 | 1 | -1 | 0 | 8.5 | 1 | 8.5 | HITACHI(HE) |  | 0 | 1 | 1 | 2 | Flow 2: Port → WH → Site | DSV Indoor | HITACHI
1895 | PRL-MIR-002-O Lot 4 | HVDC-ADOPT-HE-0146 | MIR | EQ-001 | 207947 | 1 | Indoor | Layer 12 Cells - Mirfa | 365 | 233 | 172 | 14.6277 | 4500 | 5000 | Stackable x1 | 85044083 | SEK | 2079511 | EDITH Maersk | Sweden | Gothenburg | Khalifa port | 2024-05-09 | 2024-06-17 |  | 2024-06-22 | [12 empty] | CASE_LIST | 1 |  | warehouse | DSV Indoor | 2024-06-22 | warehouse | 1 | 1 | -1 | 0 | 8.5 | 1 | 8.5 | HITACHI(HE) |  | 0 | 1 | 1 | 2 | Flow 2: Port → WH → Site | DSV Indoor | HITACHI
1896 | PRL-MIR-002-O Lot 4 | HVDC-ADOPT-HE-0146 | MIR | EQ-001 | 207950 | 1 | Indoor | Layer 12 Cells - Mirfa | 365 | 233 | 172 | 14.6277 | 4500 | 5000 | Stackable x1 | 85044083 | SEK | 2079511 | EDITH Maersk | Sweden | Gothenburg | Khalifa port | 2024-05-09 | 2024-06-17 |  | 2024-06-22 | [12 empty] | CASE_LIST | 1 |  | warehouse | DSV Indoor | 2024-06-22 | warehouse | 1 | 1 | -1 | 0 | 8.5 | 1 | 8.5 | HITACHI(HE) |  | 0 | 1 | 1 | 2 | Flow 2: Port → WH → Site | DSV Indoor | HITACHI
1897 | PRL-MIR-002-O Lot 4 | HVDC-ADOPT-HE-0146 | MIR | EQ-001 | 207953 | 1 | Indoor | Layer 12 Cells - Mirfa | 365 | 233 | 172 | 14.6277 | 4500 | 5000 | Stackable x1 | 85044083 | SEK | 2079511 | EDITH Maersk | Sweden | Gothenburg | Khalifa port | 2024-05-09 | 2024-06-17 |  | 2024-06-22 | [12 empty] | CASE_LIST | 1 |  | warehouse | DSV Indoor | 2024-06-22 | warehouse | 1 | 1 | -1 | 0 | 8.5 | 1 | 8.5 | HITACHI(HE) |  | 0 | 1 | 1 | 2 | Flow 2: Port → WH → Site | DSV Indoor | HITACHI
1898 | PRL-MIR-002-O Lot 4 | HVDC-ADOPT-HE-0146 | MIR | EQ-001 | 207954 | 1 | Indoor | Layer 12 Cells - Mirfa | 365 | 233 | 172 | 14.6277 | 4500 | 5000 | Stackable x1 | 85044083 | SEK | 2079511 | EDITH Maersk | Sweden | Gothenburg | Khalifa port | 2024-05-09 | 2024-06-17 |  | 2024-06-22 | [12 empty] | CASE_LIST | 1 |  | warehouse | DSV Indoor | 2024-06-22 | warehouse | 1 | 1 | -1 | 0 | 8.5 | 1 | 8.5 | HITACHI(HE) |  | 0 | 1 | 1 | 2 | Flow 2: Port → WH → Site | DSV Indoor | HITACHI
1899 | PRL-MIR-002-O Lot 4 | HVDC-ADOPT-HE-0146 | MIR | EQ-001 | 207955 | 1 | Indoor | Layer 12 Cells - Mirfa | 365 | 233 | 172 | 14.6277 | 4500 | 5000 | Stackable x1 | 85044083 | SEK | 2079511 | EDITH Maersk | Sweden | Gothenburg | Khalifa port | 2024-05-09 | 2024-06-17 |  | 2024-06-22 | [12 empty] | CASE_LIST | 1 |  | warehouse | DSV Indoor | 2024-06-22 | warehouse | 1 | 1 | -1 | 0 | 8.5 | 1 | 8.5 | HITACHI(HE) |  | 0 | 1 | 1 | 2 | Flow 2: Port → WH → Site | DSV Indoor | HITACHI
1900 | PRL-MIR-002-O Lot 4 | HVDC-ADOPT-HE-0146 | MIR | EQ-001 | 207956 | 1 | Indoor | Layer 12 Cells - Mirfa | 365 | 233 | 172 | 14.6277 | 4500 | 5000 | Stackable x1 | 85044083 | SEK | 2079511 | EDITH Maersk | Sweden | Gothenburg | Khalifa port | 2024-05-09 | 2024-06-17 |  | 2024-06-22 | [12 empty] | CASE_LIST | 1 |  | warehouse | DSV Indoor | 2024-06-22 | warehouse | 1 | 1 | -1 | 0 | 8.5 | 1 | 8.5 | HITACHI(HE) |  | 0 | 1 | 1 | 2 | Flow 2: Port → WH → Site | DSV Indoor | HITACHI
1901 | PRL-MIR-002-O Lot 4 | HVDC-ADOPT-HE-0146 | MIR | EQ-001 | 207960 | 1 | Indoor | Layer 12 Cells - Mirfa | 365 | 233 | 172 | 14.6277 | 4500 | 5000 | Stackable x1 | 85044083 | SEK | 2079511 | EDITH Maersk | Sweden | Gothenburg | Khalifa port | 2024-05-09 | 2024-06-17 |  | 2024-06-22 | [8 empty] | 2025-10-29 |  |  |  | CASE_LIST | 1 | 1 | site | MIR | 2025-10-29 | site | 1 | 2 | 0 | 2 | 8.5 | 1 | 8.5 | HITACHI(HE) |  | 1 | 2 | 1 | 2 | Flow 2: Port → WH → Site | MIR | HITACHI
1902 | PRL-MIR-002-O Lot 4 | HVDC-ADOPT-HE-0146 | MIR | EQ-001 | 207962 | 1 | Indoor | Layer 12 Cells - Mirfa | 365 | 233 | 172 | 14.6277 | 4500 | 5000 | Stackable x1 | 85044083 | SEK | 2079511 | EDITH Maersk | Sweden | Gothenburg | Khalifa port | 2024-05-09 | 2024-06-17 |  | 2024-06-22 | [8 empty] | 2025-10-29 |  |  |  | CASE_LIST | 1 | 1 | site | MIR | 2025-10-29 | site | 1 | 2 | 0 | 2 | 8.5 | 1 | 8.5 | HITACHI(HE) |  | 1 | 2 | 1 | 2 | Flow 2: Port → WH → Site | MIR | HITACHI
1903 | PRL-MIR-002-O Lot 4 | HVDC-ADOPT-HE-0146 | MIR | EQ-001 | 207971 | 1 | Indoor | Layer 12 Cells - Mirfa | 365 | 233 | 172 | 14.6277 | 4500 | 5000 | Stackable x1 | 85044083 | SEK | 2079511 | EDITH Maersk | Sweden | Gothenburg | Khalifa port | 2024-05-09 | 2024-06-17 |  | 2024-06-22 | [8 empty] | 2025-10-29 |  |  |  | CASE_LIST | 1 | 1 | site | MIR | 2025-10-29 | site | 1 | 2 | 0 | 2 | 8.5 | 1 | 8.5 | HITACHI(HE) |  | 1 | 2 | 1 | 2 | Flow 2: Port → WH → Site | MIR | HITACHI
1904 | PRL-MIR-002-O Lot 4 | HVDC-ADOPT-HE-0146 | MIR | EQ-001 | 207974 | 1 | Indoor | Layer 12 Cells - Mirfa | 365 | 233 | 172 | 14.6277 | 4500 | 5000 | Stackable x1 | 85044083 | SEK | 2079511 | EDITH Maersk | Sweden | Gothenburg | Khalifa port | 2024-05-09 | 2024-06-17 |  | 2024-06-22 | [8 empty] | 2025-10-29 |  |  |  | CASE_LIST | 1 | 1 | site | MIR | 2025-10-29 | site | 1 | 2 | 0 | 2 | 8.5 | 1 | 8.5 | HITACHI(HE) |  | 1 | 2 | 1 | 2 | Flow 2: Port → WH → Site | MIR | HITACHI
1905 | PRL-MIR-002-O Lot 4 | HVDC-ADOPT-HE-0146 | MIR | EQ-001 | 207981 | 1 | Indoor | Layer 12 Cells - Mirfa | 365 | 233 | 172 | 14.6277 | 4500 | 5000 | Stackable x1 | 85044083 | SEK | 2079511 | EDITH Maersk | Sweden | Gothenburg | Khalifa port | 2024-05-09 | 2024-06-17 |  | 2024-06-22 | [8 empty] | 2025-10-29 |  |  |  | CASE_LIST | 1 | 1 | site | MIR | 2025-10-29 | site | 1 | 2 | 0 | 2 | 8.5 | 1 | 8.5 | HITACHI(HE) |  | 1 | 2 | 1 | 2 | Flow 2: Port → WH → Site | MIR | HITACHI
1906 | PRL-MIR-002-O Lot 4 | HVDC-ADOPT-HE-0146 | MIR | EQ-001 | 207983 | 1 | Indoor | Layer 12 Cells - Mirfa | 365 | 233 | 172 | 14.6277 | 4500 | 5000 | Stackable x1 | 85044083 | SEK | 2079511 | EDITH Maersk | Sweden | Gothenburg | Khalifa port | 2024-05-09 | 2024-06-17 |  | 2024-06-22 | [8 empty] | 2025-10-29 |  |  |  | CASE_LIST | 1 | 1 | site | MIR | 2025-10-29 | site | 1 | 2 | 0 | 2 | 8.5 | 1 | 8.5 | HITACHI(HE) |  | 1 | 2 | 1 | 2 | Flow 2: Port → WH → Site | MIR | HITACHI
1907 | PRL-MIR-002-O Lot 4 | HVDC-ADOPT-HE-0146 | MIR | EQ-001 | 207984 | 1 | Indoor | Layer 12 Cells - Mirfa | 365 | 233 | 172 | 14.6277 | 4500 | 5000 | Stackable x1 | 85044083 | SEK | 2079511 | EDITH Maersk | Sweden | Gothenburg | Khalifa port | 2024-05-09 | 2024-06-17 |  | 2024-06-22 | [8 empty] | 2025-10-29 |  |  |  | CASE_LIST | 1 | 1 | site | MIR | 2025-10-29 | site | 1 | 2 | 0 | 2 | 8.5 | 1 | 8.5 | HITACHI(HE) |  | 1 | 2 | 1 | 2 | Flow 2: Port → WH → Site | MIR | HITACHI
1908 | PRL-MIR-002-O Lot 4 | HVDC-ADOPT-HE-0146 | MIR | EQ-001 | 207986 | 1 | Indoor | Layer 12 Cells - Mirfa | 365 | 233 | 172 | 14.6277 | 4500 | 5000 | Stackable x1 | 85044083 | SEK | 2079511 | EDITH Maersk | Sweden | Gothenburg | Khalifa port | 2024-05-09 | 2024-06-17 |  | 2024-06-22 | [8 empty] | 2025-10-29 |  |  |  | CASE_LIST | 1 | 1 | site | MIR | 2025-10-29 | site | 1 | 2 | 0 | 2 | 8.5 | 1 | 8.5 | HITACHI(HE) |  | 1 | 2 | 1 | 2 | Flow 2: Port → WH → Site | MIR | HITACHI
1909 | PRL-MIR-002-O Lot 4 | HVDC-ADOPT-HE-0146 | MIR | EQ-001 | 279733 | 1 | Indoor | Layer 12 Cells - Mirfa | 365 | 233 | 172 | 14.6277 | 4500 | 5000 | Stackable x1 | 85044083 | SEK | 2079511 | EDITH Maersk | Sweden | Gothenburg | Khalifa port | 2024-05-09 | 2024-06-17 |  | 2024-06-22 | [8 empty] | 2025-10-29 |  |  |  | CASE_LIST | 1 | 1 | site | MIR | 2025-10-29 | site | 1 | 2 | 0 | 2 | 8.5 | 1 | 8.5 | HITACHI(HE) |  | 1 | 2 | 1 | 2 | Flow 2: Port → WH → Site | MIR | HITACHI
1910 | PRL-MIR-002-O Lot 4 | HVDC-ADOPT-HE-0146 | MIR | EQ-001 | 279736 | 1 | Indoor | Layer 12 Cells - Mirfa | 365 | 233 | 172 | 14.6277 | 4500 | 5000 | Stackable x1 | 85044083 | SEK | 2079511 | EDITH Maersk | Sweden | Gothenburg | Khalifa port | 2024-05-09 | 2024-06-17 |  | 2024-06-22 | [8 empty] | 2025-10-29 |  |  |  | CASE_LIST | 1 | 1 | site | MIR | 2025-10-29 | site | 1 | 2 | 0 | 2 | 8.5 | 1 | 8.5 | HITACHI(HE) |  | 1 | 2 | 1 | 2 | Flow 2: Port → WH → Site | MIR | HITACHI
1911 | PRL-MIR-002-O Lot 4 | HVDC-ADOPT-HE-0146 | MIR | EQ-001 | 279872 | 1 | Indoor | Layer 12 Cells - Mirfa | 365 | 233 | 172 | 14.6277 | 4500 | 5000 | Stackable x1 | 85044083 | SEK | 2079511 | EDITH Maersk | Sweden | Gothenburg | Khalifa port | 2024-05-09 | 2024-06-17 |  | 2024-06-22 | [8 empty] | 2025-10-29 |  |  |  | CASE_LIST | 1 | 1 | site | MIR | 2025-10-29 | site | 1 | 2 | 0 | 2 | 8.5 | 1 | 8.5 | HITACHI(HE) |  | 1 | 2 | 1 | 2 | Flow 2: Port → WH → Site | MIR | HITACHI
1912 | PRL-MIR-002-O Lot 4 | HVDC-ADOPT-HE-0146 | MIR | EQ-001 | 279873 | 1 | Indoor | Layer 12 Cells - Mirfa | 365 | 233 | 172 | 14.6277 | 4500 | 5000 | Stackable x1 | 85044083 | SEK | 2079511 | EDITH Maersk | Sweden | Gothenburg | Khalifa port | 2024-05-09 | 2024-06-17 |  | 2024-06-22 | [8 empty] | 2025-10-29 |  |  |  | CASE_LIST | 1 | 1 | site | MIR | 2025-10-29 | site | 1 | 2 | 0 | 2 | 8.5 | 1 | 8.5 | HITACHI(HE) |  | 1 | 2 | 1 | 2 | Flow 2: Port → WH → Site | MIR | HITACHI
1913 | PRL-MIR-002-O Lot 4 | HVDC-ADOPT-HE-0146 | MIR | EQ-001 | 279875 | 1 | Indoor | Layer 12 Cells - Mirfa | 365 | 233 | 172 | 14.6277 | 4500 | 5000 | Stackable x1 | 85044083 | SEK | 2079511 | EDITH Maersk | Sweden | Gothenburg | Khalifa port | 2024-05-09 | 2024-06-17 |  | 2024-06-22 | [8 empty] | 2025-10-29 |  |  |  | CASE_LIST | 1 | 1 | site | MIR | 2025-10-29 | site | 1 | 2 | 0 | 2 | 8.5 | 1 | 8.5 | HITACHI(HE) |  | 1 | 2 | 1 | 2 | Flow 2: Port → WH → Site | MIR | HITACHI
1914 | PRL-MIR-002-O Lot 4 | HVDC-ADOPT-HE-0146 | MIR | EQ-001 | 279877 | 1 | Indoor | Layer 12 Cells - Mirfa | 365 | 233 | 172 | 14.6277 | 4500 | 5000 | Stackable x1 | 85044083 | SEK | 2079511 | EDITH Maersk | Sweden | Gothenburg | Khalifa port | 2024-05-09 | 2024-06-17 |  | 2024-06-22 | [8 empty] | 2025-10-29 |  |  |  | CASE_LIST | 1 | 1 | site | MIR | 2025-10-29 | site | 1 | 2 | 0 | 2 | 8.5 | 1 | 8.5 | HITACHI(HE) |  | 1 | 2 | 1 | 2 | Flow 2: Port → WH → Site | MIR | HITACHI
1915 | PRL-MIR-002-O Lot 4 | HVDC-ADOPT-HE-0146 | MIR | EQ-001 | 279878 | 1 | Indoor | Layer 12 Cells - Mirfa | 365 | 233 | 172 | 14.6277 | 4500 | 5000 | Stackable x1 | 85044083 | SEK | 2079511 | EDITH Maersk | Sweden | Gothenburg | Khalifa port | 2024-05-09 | 2024-06-17 |  | 2024-06-22 | [8 empty] | 2025-10-29 |  |  |  | CASE_LIST | 1 | 1 | site | MIR | 2025-10-29 | site | 1 | 2 | 0 | 2 | 8.5 | 1 | 8.5 | HITACHI(HE) |  | 1 | 2 | 1 | 2 | Flow 2: Port → WH → Site | MIR | HITACHI
1916 | PRL-MIR-002-O Lot 4 | HVDC-ADOPT-HE-0146 | MIR | EQ-001 | 279879 | 1 | Indoor | Layer 12 Cells - Mirfa | 365 | 233 | 172 | 14.6277 | 4500 | 5000 | Stackable x1 | 85044083 | SEK | 2079511 | EDITH Maersk | Sweden | Gothenburg | Khalifa port | 2024-05-09 | 2024-06-17 |  | 2024-06-22 | [8 empty] | 2025-10-29 |  |  |  | CASE_LIST | 1 | 1 | site | MIR | 2025-10-29 | site | 1 | 2 | 0 | 2 | 8.5 | 1 | 8.5 | HITACHI(HE) |  | 1 | 2 | 1 | 2 | Flow 2: Port → WH → Site | MIR | HITACHI
1917 | PRL-MIR-002-O Lot 4 | HVDC-ADOPT-HE-0146 | MIR | EQ-001 | 279880 | 1 | Indoor | Layer 12 Cells - Mirfa | 365 | 233 | 172 | 14.6277 | 4500 | 5000 | Stackable x1 | 85044083 | SEK | 2079511 | EDITH Maersk | Sweden | Gothenburg | Khalifa port | 2024-05-09 | 2024-06-17 |  | 2024-06-22 | [8 empty] | 2025-10-29 |  |  |  | CASE_LIST | 1 | 1 | site | MIR | 2025-10-29 | site | 1 | 2 | 0 | 2 | 8.5 | 1 | 8.5 | HITACHI(HE) |  | 1 | 2 | 1 | 2 | Flow 2: Port → WH → Site | MIR | HITACHI
1918 | PRL-MIR-002-O Lot 4 | HVDC-ADOPT-HE-0146 | MIR | EQ-001 | 279884 | 1 | Indoor | Layer 12 Cells - Mirfa | 365 | 233 | 172 | 14.6277 | 4500 | 5000 | Stackable x1 | 85044083 | SEK | 2079511 | EDITH Maersk | Sweden | Gothenburg | Khalifa port | 2024-05-09 | 2024-06-17 |  | 2024-06-22 | [8 empty] | 2025-10-29 |  |  |  | CASE_LIST | 1 | 1 | site | MIR | 2025-10-29 | site | 1 | 2 | 0 | 2 | 8.5 | 1 | 8.5 | HITACHI(HE) |  | 1 | 2 | 1 | 2 | Flow 2: Port → WH → Site | MIR | HITACHI
1919 | PRL-MIR-002-O Lot 4 | HVDC-ADOPT-HE-0146 | MIR | EQ-001 | 279886 | 1 | Indoor | Layer 12 Cells - Mirfa | 365 | 233 | 172 | 14.6277 | 4500 | 5000 | Stackable x1 | 85044083 | SEK | 2079511 | EDITH Maersk | Sweden | Gothenburg | Khalifa port | 2024-05-09 | 2024-06-17 |  | 2024-06-22 | [8 empty] | 2025-10-29 |  |  |  | CASE_LIST | 1 | 1 | site | MIR | 2025-10-29 | site | 1 | 2 | 0 | 2 | 8.5 | 1 | 8.5 | HITACHI(HE) |  | 1 | 2 | 1 | 2 | Flow 2: Port → WH → Site | MIR | HITACHI
1920 | PRL-MIR-002-O Lot 4 | HVDC-ADOPT-HE-0146 | MIR | EQ-001 | 279889 | 1 | Indoor | Layer 12 Cells - Mirfa | 365 | 233 | 172 | 14.6277 | 4500 | 5000 | Stackable x1 | 85044083 | SEK | 2079511 | EDITH Maersk | Sweden | Gothenburg | Khalifa port | 2024-05-09 | 2024-06-17 |  | 2024-06-22 | [8 empty] | 2025-10-29 |  |  |  | CASE_LIST | 1 | 1 | site | MIR | 2025-10-29 | site | 1 | 2 | 0 | 2 | 8.5 | 1 | 8.5 | HITACHI(HE) |  | 1 | 2 | 1 | 2 | Flow 2: Port → WH → Site | MIR | HITACHI
1921 | PRL-MIR-002-O Lot 4 | HVDC-ADOPT-HE-0146 | MIR | EQ-001 | 279893 | 1 | Indoor | Layer 12 Cells - Mirfa | 365 | 233 | 172 | 14.6277 | 4500 | 5000 | Stackable x1 | 85044083 | SEK | 2079511 | EDITH Maersk | Sweden | Gothenburg | Khalifa port | 2024-05-09 | 2024-06-17 |  | 2024-06-22 | [8 empty] | 2025-10-29 |  |  |  | CASE_LIST | 1 | 1 | site | MIR | 2025-10-29 | site | 1 | 2 | 0 | 2 | 8.5 | 1 | 8.5 | HITACHI(HE) |  | 1 | 2 | 1 | 2 | Flow 2: Port → WH → Site | MIR | HITACHI
1922 | PRL-MIR-002-O Lot 4 | HVDC-ADOPT-HE-0146 | MIR | EQ-001 | 279894 | 1 | Indoor | Layer 12 Cells - Mirfa | 365 | 233 | 172 | 14.6277 | 4500 | 5000 | Stackable x1 | 85044083 | SEK | 2079511 | EDITH Maersk | Sweden | Gothenburg | Khalifa port | 2024-05-09 | 2024-06-17 |  | 2024-06-22 | [8 empty] | 2025-10-29 |  |  |  | CASE_LIST | 1 | 1 | site | MIR | 2025-10-29 | site | 1 | 2 | 0 | 2 | 8.5 | 1 | 8.5 | HITACHI(HE) |  | 1 | 2 | 1 | 2 | Flow 2: Port → WH → Site | MIR | HITACHI
1923 | PRL-MIR-002-O Lot 4 | HVDC-ADOPT-HE-0146 | MIR | EQ-001 | 279895 | 1 | Indoor | Layer 12 Cells - Mirfa | 365 | 233 | 172 | 14.6277 | 4500 | 5000 | Stackable x1 | 85044083 | SEK | 2079511 | EDITH Maersk | Sweden | Gothenburg | Khalifa port | 2024-05-09 | 2024-06-17 |  | 2024-06-22 | [8 empty] | 2025-10-29 |  |  |  | CASE_LIST | 1 | 1 | site | MIR | 2025-10-29 | site | 1 | 2 | 0 | 2 | 8.5 | 1 | 8.5 | HITACHI(HE) |  | 1 | 2 | 1 | 2 | Flow 2: Port → WH → Site | MIR | HITACHI
1924 | PRL-MIR-002-O Lot 4 | HVDC-ADOPT-HE-0146 | MIR | EQ-001 | 279896 | 1 | Indoor | Layer 12 Cells - Mirfa | 365 | 233 | 172 | 14.6277 | 4500 | 5000 | Stackable x1 | 85044083 | SEK | 2079511 | EDITH Maersk | Sweden | Gothenburg | Khalifa port | 2024-05-09 | 2024-06-17 |  | 2024-06-22 | [8 empty] | 2025-10-29 |  |  |  | CASE_LIST | 1 | 1 | site | MIR | 2025-10-29 | site | 1 | 2 | 0 | 2 | 8.5 | 1 | 8.5 | HITACHI(HE) |  | 1 | 2 | 1 | 2 | Flow 2: Port → WH → Site | MIR | HITACHI
1925 | PRL-MIR-002-O Lot 4 | HVDC-ADOPT-HE-0146 | MIR | EQ-001 | 279897 | 1 | Indoor | Layer 12 Cells - Mirfa | 365 | 233 | 172 | 14.6277 | 4500 | 5000 | Stackable x1 | 85044083 | SEK | 2079511 | EDITH Maersk | Sweden | Gothenburg | Khalifa port | 2024-05-09 | 2024-06-17 |  | 2024-06-22 | [8 empty] | 2025-10-29 |  |  |  | CASE_LIST | 1 | 1 | site | MIR | 2025-10-29 | site | 1 | 2 | 0 | 2 | 8.5 | 1 | 8.5 | HITACHI(HE) |  | 1 | 2 | 1 | 2 | Flow 2: Port → WH → Site | MIR | HITACHI
1926 | PRL-MIR-002-O Lot 4 | HVDC-ADOPT-HE-0146 | MIR | EQ-001 | 279900 | 1 | Indoor | Layer 12 Cells - Mirfa | 365 | 233 | 172 | 14.6277 | 4500 | 5000 | Stackable x1 | 85044083 | SEK | 2079511 | EDITH Maersk | Sweden | Gothenburg | Khalifa port | 2024-05-09 | 2024-06-17 |  | 2024-06-22 | [8 empty] | 2025-10-29 |  |  |  | CASE_LIST | 1 | 1 | site | MIR | 2025-10-29 | site | 1 | 2 | 0 | 2 | 8.5 | 1 | 8.5 | HITACHI(HE) |  | 1 | 2 | 1 | 2 | Flow 2: Port → WH → Site | MIR | HITACHI
1927 | PRL-MIR-002-O Lot 4 | HVDC-ADOPT-HE-0146 | MIR | EQ-001 | 279906 | 1 | Indoor | Layer 12 Cells - Mirfa | 365 | 233 | 172 | 14.6277 | 4500 | 5000 | Stackable x1 | 85044083 | SEK | 2079511 | EDITH Maersk | Sweden | Gothenburg | Khalifa port | 2024-05-09 | 2024-06-17 |  | 2024-06-22 | [12 empty] | CASE_LIST | 1 |  | warehouse | DSV Indoor | 2024-06-22 | warehouse | 1 | 1 | -1 | 0 | 8.5 | 1 | 8.5 | HITACHI(HE) |  | 0 | 1 | 1 | 2 | Flow 2: Port → WH → Site | DSV Indoor | HITACHI
1928 | PRL-MIR-002-O Lot 4 | HVDC-ADOPT-HE-0146 | MIR | EQ-001 | 279919 | 1 | Indoor | Layer 12 Cells - Mirfa | 365 | 233 | 172 | 14.6277 | 4500 | 5000 | Stackable x1 | 85044083 | SEK | 2079511 | EDITH Maersk | Sweden | Gothenburg | Khalifa port | 2024-05-09 | 2024-06-17 |  | 2024-06-22 | [12 empty] | CASE_LIST | 1 |  | warehouse | DSV Indoor | 2024-06-22 | warehouse | 1 | 1 | -1 | 0 | 8.5 | 1 | 8.5 | HITACHI(HE) |  | 0 | 1 | 1 | 2 | Flow 2: Port → WH → Site | DSV Indoor | HITACHI
1929 | PRL-MIR-002-O Lot 4 | HVDC-ADOPT-HE-0146 | MIR | EQ-001 | 279920 | 1 | Indoor | Layer 12 Cells - Mirfa | 365 | 233 | 172 | 14.6277 | 4500 | 5000 | Stackable x1 | 85044083 | SEK | 2079511 | EDITH Maersk | Sweden | Gothenburg | Khalifa port | 2024-05-09 | 2024-06-17 |  | 2024-06-22 | [12 empty] | CASE_LIST | 1 |  | warehouse | DSV Indoor | 2024-06-22 | warehouse | 1 | 1 | -1 | 0 | 8.5 | 1 | 8.5 | HITACHI(HE) |  | 0 | 1 | 1 | 2 | Flow 2: Port → WH → Site | DSV Indoor | HITACHI
1930 | PRL-MIR-002-O Lot 4 | HVDC-ADOPT-HE-0146 | MIR | EQ-001 | 279924 | 1 | Indoor | Layer 12 Cells - Mirfa | 365 | 233 | 172 | 14.6277 | 4500 | 5000 | Stackable x1 | 85044083 | SEK | 2079511 | EDITH Maersk | Sweden | Gothenburg | Khalifa port | 2024-05-09 | 2024-06-17 |  | 2024-06-22 | [12 empty] | CASE_LIST | 1 |  | warehouse | DSV Indoor | 2024-06-22 | warehouse | 1 | 1 | -1 | 0 | 8.5 | 1 | 8.5 | HITACHI(HE) |  | 0 | 1 | 1 | 2 | Flow 2: Port → WH → Site | DSV Indoor | HITACHI
1931 | PRL-MIR-002-O Lot 4 | HVDC-ADOPT-HE-0146 | MIR | EQ-001 | 279931 | 1 | Indoor | Layer 12 Cells - Mirfa | 365 | 233 | 172 | 14.6277 | 4500 | 5000 | Stackable x1 | 85044083 | SEK | 2079511 | EDITH Maersk | Sweden | Gothenburg | Khalifa port | 2024-05-09 | 2024-06-17 |  | 2024-06-22 | [12 empty] | CASE_LIST | 1 |  | warehouse | DSV Indoor | 2024-06-22 | warehouse | 1 | 1 | -1 | 0 | 8.5 | 1 | 8.5 | HITACHI(HE) |  | 0 | 1 | 1 | 2 | Flow 2: Port → WH → Site | DSV Indoor | HITACHI
1932 | PRL-MIR-002-O Lot 4 | HVDC-ADOPT-HE-0146 | MIR | EQ-001 | 279932 | 1 | Indoor | Layer 12 Cells - Mirfa | 365 | 233 | 172 | 14.6277 | 4500 | 5000 | Stackable x1 | 85044083 | SEK | 2079511 | EDITH Maersk | Sweden | Gothenburg | Khalifa port | 2024-05-09 | 2024-06-17 |  | 2024-06-22 | [12 empty] | CASE_LIST | 1 |  | warehouse | DSV Indoor | 2024-06-22 | warehouse | 1 | 1 | -1 | 0 | 8.5 | 1 | 8.5 | HITACHI(HE) |  | 0 | 1 | 1 | 2 | Flow 2: Port → WH → Site | DSV Indoor | HITACHI
1933 | PRL-MIR-002-O Lot 4 | HVDC-ADOPT-HE-0146 | MIR | EQ-001 | 279937 | 1 | Indoor | Layer 12 Cells - Mirfa | 365 | 233 | 172 | 14.6277 | 4500 | 5000 | Stackable x1 | 85044083 | SEK | 2079511 | EDITH Maersk | Sweden | Gothenburg | Khalifa port | 2024-05-09 | 2024-06-17 |  | 2024-06-22 | [12 empty] | CASE_LIST | 1 |  | warehouse | DSV Indoor | 2024-06-22 | warehouse | 1 | 1 | -1 | 0 | 8.5 | 1 | 8.5 | HITACHI(HE) |  | 0 | 1 | 1 | 2 | Flow 2: Port → WH → Site | DSV Indoor | HITACHI
1934 | PRL-MIR-002-O Lot 4 | HVDC-ADOPT-HE-0146 | MIR | EQ-001 | 279938 | 1 | Indoor | Layer 12 Cells - Mirfa | 365 | 233 | 172 | 14.6277 | 4500 | 5000 | Stackable x1 | 85044083 | SEK | 2079511 | EDITH Maersk | Sweden | Gothenburg | Khalifa port | 2024-05-09 | 2024-06-17 |  | 2024-06-22 | [12 empty] | CASE_LIST | 1 |  | warehouse | DSV Indoor | 2024-06-22 | warehouse | 1 | 1 | -1 | 0 | 8.5 | 1 | 8.5 | HITACHI(HE) |  | 0 | 1 | 1 | 2 | Flow 2: Port → WH → Site | DSV Indoor | HITACHI
1935 | PRL-MIR-002-O Lot 4 | HVDC-ADOPT-HE-0146 | MIR | EQ-001 | 279942 | 1 | Indoor | Layer 12 Cells - Mirfa | 365 | 233 | 172 | 14.6277 | 4500 | 5000 | Stackable x1 | 85044083 | SEK | 2079511 | EDITH Maersk | Sweden | Gothenburg | Khalifa port | 2024-05-09 | 2024-06-17 |  | 2024-06-22 | [12 empty] | CASE_LIST | 1 |  | warehouse | DSV Indoor | 2024-06-22 | warehouse | 1 | 1 | -1 | 0 | 8.5 | 1 | 8.5 | HITACHI(HE) |  | 0 | 1 | 1 | 2 | Flow 2: Port → WH → Site | DSV Indoor | HITACHI
1786 | PRL-MIR-002-O Lot 5 | HVDC-ADOPT-HE-0145 | MIR | EQ-001 | 279358 | 1 | Outdoor covered | Terminal Shield | 302 | 144 | 141 | 6.1318 | 300 | 468 | Stackable x2 | 85044083 | SEK | 327582 | Maersk Hamburg | Sweden | Gothenburg | Khalifa port | 2024-05-09 | 2024-06-18 | [10 empty] | 2024-07-11 |  |  |  | CASE_LIST |  | 1 | site | MIR | 2024-07-11 | site | 0 | 1 | 1 | 2 | 4.35 | 2 | 4.35 | HITACHI(HE) |  | 1 | 1 | 0 | 1 | Flow 1: Port → Site | MIR | HITACHI
1787 | PRL-MIR-002-O Lot 5 | HVDC-ADOPT-HE-0145 | MIR | EQ-001 | 279359 | 1 | Outdoor covered | Terminal Shield | 302 | 144 | 141 | 6.1318 | 300 | 468 | Stackable x2 | 85044083 | SEK | 327582 | Maersk Hamburg | Sweden | Gothenburg | Khalifa port | 2024-05-09 | 2024-06-18 | [10 empty] | 2024-07-09 |  |  |  | CASE_LIST |  | 1 | site | MIR | 2024-07-09 | site | 0 | 1 | 1 | 2 | 4.35 | 2 | 4.35 | HITACHI(HE) |  | 1 | 1 | 0 | 1 | Flow 1: Port → Site | MIR | HITACHI
1788 | PRL-MIR-002-O Lot 5 | HVDC-ADOPT-HE-0145 | MIR | EQ-001 | 279360 | 1 | Outdoor covered | Terminal Shield | 302 | 144 | 141 | 6.1318 | 300 | 468 | Stackable x2 | 85044083 | SEK | 327582 | Maersk Hamburg | Sweden | Gothenburg | Khalifa port | 2024-05-09 | 2024-06-18 | [10 empty] | 2024-07-11 |  |  |  | CASE_LIST |  | 1 | site | MIR | 2024-07-11 | site | 0 | 1 | 1 | 2 | 4.35 | 2 | 4.35 | HITACHI(HE) |  | 1 | 1 | 0 | 1 | Flow 1: Port → Site | MIR | HITACHI
1789 | PRL-MIR-002-O Lot 5 | HVDC-ADOPT-HE-0145 | MIR | EQ-001 | 279361 | 1 | Outdoor covered | Terminal Shield | 302 | 144 | 141 | 6.1318 | 300 | 468 | Stackable x2 | 85044083 | SEK | 327582 | Maersk Hamburg | Sweden | Gothenburg | Khalifa port | 2024-05-09 | 2024-06-18 | [10 empty] | 2024-07-11 |  |  |  | CASE_LIST |  | 1 | site | MIR | 2024-07-11 | site | 0 | 1 | 1 | 2 | 4.35 | 2 | 4.35 | HITACHI(HE) |  | 1 | 1 | 0 | 1 | Flow 1: Port → Site | MIR | HITACHI
1790 | PRL-MIR-002-O Lot 5 | HVDC-ADOPT-HE-0145 | MIR | EQ-001 | 279362 | 1 | Outdoor covered | Light guide channels + laminate rod | 157 | 59 | 51 | 0.47241 | 44 | 80 | Stackable x3 | 85044083 | SEK | 327582 | Maersk Hamburg | Sweden | Gothenburg | Khalifa port | 2024-05-09 | 2024-06-18 | [10 empty] | 2024-07-11 |  |  |  | CASE_LIST |  | 1 | site | MIR | 2024-07-11 | site | 0 | 1 | 1 | 2 | 0.93 | 3 | 0.93 | HITACHI(HE) |  | 1 | 1 | 0 | 1 | Flow 1: Port → Site | MIR | HITACHI
1791 | PRL-MIR-002-O Lot 5 | HVDC-ADOPT-HE-0145 | MIR | EQ-001 | 279363 | 1 | Outdoor covered | Light guide channels + laminate rod | 157 | 59 | 51 | 0.47241 | 44 | 80 | Stackable x3 | 85044083 | SEK | 327582 | Maersk Hamburg | Sweden | Gothenburg | Khalifa port | 2024-05-09 | 2024-06-18 | [10 empty] | 2024-07-11 |  |  |  | CASE_LIST |  | 1 | site | MIR | 2024-07-11 | site | 0 | 1 | 1 | 2 | 0.93 | 3 | 0.93 | HITACHI(HE) |  | 1 | 1 | 0 | 1 | Flow 1: Port → Site | MIR | HITACHI
1792 | PRL-MIR-002-O Lot 5 | HVDC-ADOPT-HE-0145 | MIR | EQ-001 | 279364 | 1 | Outdoor covered | Air pipes | 189 | 75 | 48 | 0.6804 | 36 | 106 | Stackable x3 | 85044083 | SEK | 327582 | Maersk Hamburg | Sweden | Gothenburg | Khalifa port | 2024-05-09 | 2024-06-18 | [10 empty] | 2024-07-11 |  |  |  | CASE_LIST |  | 1 | site | MIR | 2024-07-11 | site | 0 | 1 | 1 | 2 | 1.42 | 3 | 1.42 | HITACHI(HE) |  | 1 | 1 | 0 | 1 | Flow 1: Port → Site | MIR | HITACHI
1793 | PRL-MIR-002-O Lot 5 | HVDC-ADOPT-HE-0145 | MIR | EQ-001 | 279365 | 1 | Outdoor covered | Air pipes | 189 | 75 | 48 | 0.6804 | 36 | 106 | Stackable x3 | 85044083 | SEK | 327582 | Maersk Hamburg | Sweden | Gothenburg | Khalifa port | 2024-05-09 | 2024-06-18 | [10 empty] | 2024-07-11 |  |  |  | CASE_LIST |  | 1 | site | MIR | 2024-07-11 | site | 0 | 1 | 1 | 2 | 1.42 | 3 | 1.42 | HITACHI(HE) |  | 1 | 1 | 0 | 1 | Flow 1: Port → Site | MIR | HITACHI
1794 | PRL-MIR-002-O Lot 5 | HVDC-ADOPT-HE-0145 | MIR | EQ-001 | 279368 | 1 | Outdoor covered | Diagonal + flexible conductors | 355 | 107 | 80 | 3.0388 | 1641 | 1885 | Stackable x3 | 85044083 | SEK | 327582 | Maersk Hamburg | Sweden | Gothenburg | Khalifa port | 2024-05-09 | 2024-06-18 | [10 empty] | 2024-07-11 |  |  |  | CASE_LIST |  | 1 | site | MIR | 2024-07-11 | site | 0 | 1 | 1 | 2 | 3.8 | 3 | 3.8 | HITACHI(HE) |  | 1 | 1 | 0 | 1 | Flow 1: Port → Site | MIR | HITACHI
1795 | PRL-MIR-002-O Lot 5 | HVDC-ADOPT-HE-0145 | MIR | EQ-001 | 279369 | 1 | Outdoor covered | Diagonal + flexible conductors | 355 | 107 | 80 | 3.0388 | 1641 | 1885 | Stackable x3 | 85044083 | SEK | 327582 | Maersk Hamburg | Sweden | Gothenburg | Khalifa port | 2024-05-09 | 2024-06-18 | [10 empty] | 2024-07-11 |  |  |  | CASE_LIST |  | 1 | site | MIR | 2024-07-11 | site | 0 | 1 | 1 | 2 | 3.8 | 3 | 3.8 | HITACHI(HE) |  | 1 | 1 | 0 | 1 | Flow 1: Port → Site | MIR | HITACHI
1796 | PRL-MIR-002-O Lot 5 | HVDC-ADOPT-HE-0145 | MIR | EQ-001 | 279370 | 1 | Outdoor covered | Diagonal + flexible conductors | 355 | 107 | 80 | 3.0388 | 1641 | 1885 | Stackable x3 | 85044083 | SEK | 327582 | Maersk Hamburg | Sweden | Gothenburg | Khalifa port | 2024-05-09 | 2024-06-18 | [10 empty] | 2024-07-11 |  |  |  | CASE_LIST |  | 1 | site | MIR | 2024-07-11 | site | 0 | 1 | 1 | 2 | 3.8 | 3 | 3.8 | HITACHI(HE) |  | 1 | 1 | 0 | 1 | Flow 1: Port → Site | MIR | HITACHI
1797 | PRL-MIR-002-O Lot 5 | HVDC-ADOPT-HE-0145 | MIR | EQ-001 | 279420 | 1 | Outdoor covered | PEX pipes | 269 | 130 | 67 | 2.343 | 21 | 196 | Stackable x3 | 85044083 | SEK | 327582 | Maersk Hamburg | Sweden | Gothenburg | Khalifa port | 2024-05-09 | 2024-06-18 | [10 empty] | 2024-07-11 |  |  |  | CASE_LIST |  | 1 | site | MIR | 2024-07-11 | site | 0 | 1 | 1 | 2 | 3.5 | 3 | 3.5 | HITACHI(HE) |  | 1 | 1 | 0 | 1 | Flow 1: Port → Site | MIR | HITACHI
1798 | PRL-MIR-002-O Lot 5 | HVDC-ADOPT-HE-0145 | MIR | EQ-001 | 279421 | 1 | Outdoor covered | PEX pipes | 269 | 130 | 67 | 2.343 | 21 | 196 | Stackable x3 | 85044083 | SEK | 327582 | Maersk Hamburg | Sweden | Gothenburg | Khalifa port | 2024-05-09 | 2024-06-18 | [10 empty] | 2024-07-11 |  |  |  | CASE_LIST |  | 1 | site | MIR | 2024-07-11 | site | 0 | 1 | 1 | 2 | 3.5 | 3 | 3.5 | HITACHI(HE) |  | 1 | 1 | 0 | 1 | Flow 1: Port → Site | MIR | HITACHI
1799 | PRL-MIR-002-O Lot 5 | HVDC-ADOPT-HE-0145 | MIR | EQ-001 | 279422 | 1 | Outdoor covered | PEX pipes | 269 | 130 | 67 | 2.343 | 21 | 196 | Stackable x3 | 85044083 | SEK | 327582 | Maersk Hamburg | Sweden | Gothenburg | Khalifa port | 2024-05-09 | 2024-06-18 | [10 empty] | 2024-07-11 |  |  |  | CASE_LIST |  | 1 | site | MIR | 2024-07-11 | site | 0 | 1 | 1 | 2 | 3.5 | 3 | 3.5 | HITACHI(HE) |  | 1 | 1 | 0 | 1 | Flow 1: Port → Site | MIR | HITACHI
1800 | PRL-MIR-002-O Lot 5 | HVDC-ADOPT-HE-0145 | MIR | EQ-001 | 279423 | 1 | Outdoor covered | PEX pipes | 269 | 130 | 67 | 2.343 | 21 | 196 | Stackable x3 | 85044083 | SEK | 327582 | Maersk Hamburg | Sweden | Gothenburg | Khalifa port | 2024-05-09 | 2024-06-18 | [10 empty] | 2024-07-11 |  |  |  | CASE_LIST |  | 1 | site | MIR | 2024-07-11 | site | 0 | 1 | 1 | 2 | 3.5 | 3 | 3.5 | HITACHI(HE) |  | 1 | 1 | 0 | 1 | Flow 1: Port → Site | MIR | HITACHI
1801 | PRL-MIR-002-O Lot 5 | HVDC-ADOPT-HE-0145 | MIR | EQ-001 | 279424 | 1 | Outdoor covered | PEX pipes | 269 | 130 | 67 | 2.343 | 21 | 196 | Stackable x3 | 85044083 | SEK | 327582 | Maersk Hamburg | Sweden | Gothenburg | Khalifa port | 2024-05-09 | 2024-06-18 | [10 empty] | 2024-07-11 |  |  |  | CASE_LIST |  | 1 | site | MIR | 2024-07-11 | site | 0 | 1 | 1 | 2 | 3.5 | 3 | 3.5 | HITACHI(HE) |  | 1 | 1 | 0 | 1 | Flow 1: Port → Site | MIR | HITACHI
1802 | PRL-MIR-002-O Lot 5 | HVDC-ADOPT-HE-0145 | MIR | EQ-001 | 279425 | 1 | Outdoor covered | PEX pipes | 269 | 130 | 67 | 2.343 | 21 | 196 | Stackable x3 | 85044083 | SEK | 327582 | Maersk Hamburg | Sweden | Gothenburg | Khalifa port | 2024-05-09 | 2024-06-18 | [10 empty] | 2024-07-11 |  |  |  | CASE_LIST |  | 1 | site | MIR | 2024-07-11 | site | 0 | 1 | 1 | 2 | 3.5 | 3 | 3.5 | HITACHI(HE) |  | 1 | 1 | 0 | 1 | Flow 1: Port → Site | MIR | HITACHI
1803 | PRL-MIR-002-O Lot 5 | HVDC-ADOPT-HE-0145 | MIR | EQ-001 | 279426 | 1 | Outdoor covered | PEX pipes | 269 | 130 | 67 | 2.343 | 21 | 196 | Stackable x3 | 85044083 | SEK | 327582 | Maersk Hamburg | Sweden | Gothenburg | Khalifa port | 2024-05-09 | 2024-06-18 | [10 empty] | 2024-07-11 |  |  |  | CASE_LIST |  | 1 | site | MIR | 2024-07-11 | site | 0 | 1 | 1 | 2 | 3.5 | 3 | 3.5 | HITACHI(HE) |  | 1 | 1 | 0 | 1 | Flow 1: Port → Site | MIR | HITACHI
1804 | PRL-MIR-002-O Lot 5 | HVDC-ADOPT-HE-0145 | MIR | EQ-001 | 279427 | 1 | Outdoor covered | PEX pipes | 269 | 130 | 67 | 2.343 | 21 | 196 | Stackable x3 | 85044083 | SEK | 327582 | Maersk Hamburg | Sweden | Gothenburg | Khalifa port | 2024-05-09 | 2024-06-18 | [10 empty] | 2024-07-11 |  |  |  | CASE_LIST |  | 1 | site | MIR | 2024-07-11 | site | 0 | 1 | 1 | 2 | 3.5 | 3 | 3.5 | HITACHI(HE) |  | 1 | 1 | 0 | 1 | Flow 1: Port → Site | MIR | HITACHI
1805 | PRL-MIR-002-O Lot 5 | HVDC-ADOPT-HE-0145 | MIR | EQ-001 | 279428 | 1 | Outdoor covered | PEX pipes | 269 | 130 | 67 | 2.343 | 21 | 196 | Stackable x3 | 85044083 | SEK | 327582 | Maersk Hamburg | Sweden | Gothenburg | Khalifa port | 2024-05-09 | 2024-06-18 | [10 empty] | 2024-07-11 |  |  |  | CASE_LIST |  | 1 | site | MIR | 2024-07-11 | site | 0 | 1 | 1 | 2 | 3.5 | 3 | 3.5 | HITACHI(HE) |  | 1 | 1 | 0 | 1 | Flow 1: Port → Site | MIR | HITACHI
1806 | PRL-MIR-002-O Lot 5 | HVDC-ADOPT-HE-0145 | MIR | EQ-001 | 279429 | 1 | Outdoor covered | PEX pipes | 269 | 130 | 67 | 2.343 | 21 | 196 | Stackable x3 | 85044083 | SEK | 327582 | Maersk Hamburg | Sweden | Gothenburg | Khalifa port | 2024-05-09 | 2024-06-18 | [10 empty] | 2024-07-11 |  |  |  | CASE_LIST |  | 1 | site | MIR | 2024-07-11 | site | 0 | 1 | 1 | 2 | 3.5 | 3 | 3.5 | HITACHI(HE) |  | 1 | 1 | 0 | 1 | Flow 1: Port → Site | MIR | HITACHI
1807 | PRL-MIR-002-O Lot 5 | HVDC-ADOPT-HE-0145 | MIR | EQ-001 | 279430 | 1 | Outdoor covered | PEX pipes | 269 | 130 | 67 | 2.343 | 21 | 196 | Stackable x3 | 85044083 | SEK | 327582 | Maersk Hamburg | Sweden | Gothenburg | Khalifa port | 2024-05-09 | 2024-06-18 | [10 empty] | 2024-07-11 |  |  |  | CASE_LIST |  | 1 | site | MIR | 2024-07-11 | site | 0 | 1 | 1 | 2 | 3.5 | 3 | 3.5 | HITACHI(HE) |  | 1 | 1 | 0 | 1 | Flow 1: Port → Site | MIR | HITACHI
1808 | PRL-MIR-002-O Lot 5 | HVDC-ADOPT-HE-0145 | MIR | EQ-001 | 279431 | 1 | Outdoor covered | PEX pipes | 269 | 130 | 67 | 2.343 | 21 | 196 | Stackable x3 | 85044083 | SEK | 327582 | Maersk Hamburg | Sweden | Gothenburg | Khalifa port | 2024-05-09 | 2024-06-18 | [10 empty] | 2024-07-11 |  |  |  | CASE_LIST |  | 1 | site | MIR | 2024-07-11 | site | 0 | 1 | 1 | 2 | 3.5 | 3 | 3.5 | HITACHI(HE) |  | 1 | 1 | 0 | 1 | Flow 1: Port → Site | MIR | HITACHI
1809 | PRL-MIR-002-O Lot 5 | HVDC-ADOPT-HE-0145 | MIR | EQ-001 | 279315 | 1 | Outdoor covered | Nuts bolts washers | 120 | 80 | 50 | 0.48 | 475 | 500 | Stackable x3 | 85044083 | SEK | 327582 | Maersk Hamburg | Sweden | Gothenburg | Khalifa port | 2024-05-09 | 2024-06-18 | [10 empty] | 2024-07-11 |  |  |  | CASE_LIST |  | 1 | site | MIR | 2024-07-11 | site | 0 | 1 | 1 | 2 | 0.96 | 3 | 0.96 | HITACHI(HE) |  | 1 | 1 | 0 | 1 | Flow 1: Port → Site | MIR | HITACHI
1810 | PRL-MIR-002-O Lot 5 | HVDC-ADOPT-HE-0145 | MIR | EQ-001 | 279714 | 1 | Outdoor covered | Nuts bolts washers | 120 | 80 | 50 | 0.48 | 475 | 500 | Stackable x3 | 85044083 | SEK | 327582 | Maersk Hamburg | Sweden | Gothenburg | Khalifa port | 2024-05-09 | 2024-06-18 | [10 empty] | 2024-07-11 |  |  |  | CASE_LIST |  | 1 | site | MIR | 2024-07-11 | site | 0 | 1 | 1 | 2 | 0.96 | 3 | 0.96 | HITACHI(HE) |  | 1 | 1 | 0 | 1 | Flow 1: Port → Site | MIR | HITACHI
1811 | PRL-MIR-002-O Lot 5 | HVDC-ADOPT-HE-0145 | MIR | EQ-001 | 279715 | 1 | Outdoor covered | Nuts bolts washers | 120 | 80 | 50 | 0.48 | 475 | 500 | Stackable x3 | 85044083 | SEK | 327582 | Maersk Hamburg | Sweden | Gothenburg | Khalifa port | 2024-05-09 | 2024-06-18 | [10 empty] | 2024-07-11 |  |  |  | CASE_LIST |  | 1 | site | MIR | 2024-07-11 | site | 0 | 1 | 1 | 2 | 0.96 | 3 | 0.96 | HITACHI(HE) |  | 1 | 1 | 0 | 1 | Flow 1: Port → Site | MIR | HITACHI
1812 | PRL-MIR-002-O Lot 5 | HVDC-ADOPT-HE-0145 | MIR | EQ-001 | 279716 | 1 | Outdoor covered | Nuts bolts washers | 120 | 80 | 50 | 0.48 | 475 | 500 | Stackable x3 | 85044083 | SEK | 327582 | Maersk Hamburg | Sweden | Gothenburg | Khalifa port | 2024-05-09 | 2024-06-18 | [10 empty] | 2024-07-11 |  |  |  | CASE_LIST |  | 1 | site | MIR | 2024-07-11 | site | 0 | 1 | 1 | 2 | 0.96 | 3 | 0.96 | HITACHI(HE) |  | 1 | 1 | 0 | 1 | Flow 1: Port → Site | MIR | HITACHI
1813 | PRL-MIR-002-O Lot 5 | HVDC-ADOPT-HE-0145 | MIR | EQ-001 | 279711 | 1 | Outdoor covered | Small items site assembly | 123 | 99 | 103 | 1.2542 | 1090 | 1190 | Stackable x2 | 85044083 | SEK | 327582 | Maersk Hamburg | Sweden | Gothenburg | Khalifa port | 2024-05-09 | 2024-06-18 | [10 empty] | 2024-07-11 |  |  |  | CASE_LIST |  | 1 | site | MIR | 2024-07-11 | site | 0 | 1 | 1 | 2 | 1.22 | 2 | 1.22 | HITACHI(HE) |  | 1 | 1 | 0 | 1 | Flow 1: Port → Site | MIR | HITACHI
1814 | PRL-MIR-002-O Lot 5 | HVDC-ADOPT-HE-0145 | MIR | EQ-001 | 279712 | 1 | Outdoor covered | Small items site assembly | 165 | 119 | 140 | 2.7489 | 1720 | 1870 | Stackable x2 | 85044083 | SEK | 327582 | Maersk Hamburg | Sweden | Gothenburg | Khalifa port | 2024-05-09 | 2024-06-18 | [10 empty] | 2024-07-11 |  |  |  | CASE_LIST |  | 1 | site | MIR | 2024-07-11 | site | 0 | 1 | 1 | 2 | 1.96 | 2 | 1.96 | HITACHI(HE) |  | 1 | 1 | 0 | 1 | Flow 1: Port → Site | MIR | HITACHI
1815 | PRL-MIR-002-O Lot 5 | HVDC-ADOPT-HE-0145 | MIR | EQ-001 | 279713 | 1 | Outdoor covered | Small items site assembly | 165 | 119 | 140 | 2.7489 | 1720 | 1870 | Stackable x4 | 85044083 | SEK | 327582 | Maersk Hamburg | Sweden | Gothenburg | Khalifa port | 2024-05-09 | 2024-06-18 | [10 empty] | 2024-07-11 |  |  |  | CASE_LIST |  | 1 | site | MIR | 2024-07-11 | site | 0 | 1 | 1 | 2 | 1.96 | 4 | 1.96 | HITACHI(HE) |  | 1 | 1 | 0 | 1 | Flow 1: Port → Site | MIR | HITACHI
1816 | PRL-MIR-002-O Lot 5 | HVDC-ADOPT-HE-0145 | MIR | EQ-001 | 279490 | 1 | Outdoor covered | Insulator connector | 169 | 90 | 66 | 1.0039 | 672 | 762 | Stackable x3 | 85044083 | SEK | 327582 | Maersk Hamburg | Sweden | Gothenburg | Khalifa port | 2024-05-09 | 2024-06-18 | [10 empty] | 2024-07-11 |  |  |  | CASE_LIST |  | 1 | site | MIR | 2024-07-11 | site | 0 | 1 | 1 | 2 | 1.52 | 3 | 1.52 | HITACHI(HE) |  | 1 | 1 | 0 | 1 | Flow 1: Port → Site | MIR | HITACHI
1817 | PRL-MIR-002-O Lot 5 | HVDC-ADOPT-HE-0145 | MIR | EQ-001 | 279491 | 1 | Outdoor covered | Insulator connector | 169 | 90 | 66 | 1.0039 | 672 | 762 | Stackable x3 | 85044083 | SEK | 327582 | Maersk Hamburg | Sweden | Gothenburg | Khalifa port | 2024-05-09 | 2024-06-18 | [10 empty] | 2024-07-11 |  |  |  | CASE_LIST |  | 1 | site | MIR | 2024-07-11 | site | 0 | 1 | 1 | 2 | 1.52 | 3 | 1.52 | HITACHI(HE) |  | 1 | 1 | 0 | 1 | Flow 1: Port → Site | MIR | HITACHI
1818 | PRL-MIR-002-O Lot 5 | HVDC-ADOPT-HE-0145 | MIR | EQ-001 | 279492 | 1 | Outdoor covered | Insulator connector | 169 | 90 | 66 | 1.0039 | 672 | 762 | Stackable x3 | 85044083 | SEK | 327582 | Maersk Hamburg | Sweden | Gothenburg | Khalifa port | 2024-05-09 | 2024-06-18 | [10 empty] | 2024-07-11 |  |  |  | CASE_LIST |  | 1 | site | MIR | 2024-07-11 | site | 0 | 1 | 1 | 2 | 1.52 | 3 | 1.52 | HITACHI(HE) |  | 1 | 1 | 0 | 1 | Flow 1: Port → Site | MIR | HITACHI
1819 | PRL-MIR-002-O Lot 5 | HVDC-ADOPT-HE-0145 | MIR | EQ-001 | 279493 | 1 | Outdoor covered | Insulator connector | 169 | 90 | 66 | 1.0039 | 672 | 762 | Stackable x3 | 85044083 | SEK | 327582 | Maersk Hamburg | Sweden | Gothenburg | Khalifa port | 2024-05-09 | 2024-06-18 | [10 empty] | 2024-07-11 |  |  |  | CASE_LIST |  | 1 | site | MIR | 2024-07-11 | site | 0 | 1 | 1 | 2 | 1.52 | 3 | 1.52 | HITACHI(HE) |  | 1 | 1 | 0 | 1 | Flow 1: Port → Site | MIR | HITACHI
1820 | PRL-MIR-002-O Lot 5 | HVDC-ADOPT-HE-0145 | MIR | EQ-001 | 279494 | 1 | Outdoor covered | Insulator connector | 169 | 90 | 66 | 1.0039 | 672 | 762 | Stackable x3 | 85044083 | SEK | 327582 | Maersk Hamburg | Sweden | Gothenburg | Khalifa port | 2024-05-09 | 2024-06-18 | [10 empty] | 2024-07-11 |  |  |  | CASE_LIST |  | 1 | site | MIR | 2024-07-11 | site | 0 | 1 | 1 | 2 | 1.52 | 3 | 1.52 | HITACHI(HE) |  | 1 | 1 | 0 | 1 | Flow 1: Port → Site | MIR | HITACHI
1821 | PRL-MIR-002-O Lot 5 | HVDC-ADOPT-HE-0145 | MIR | EQ-001 | 279495 | 1 | Outdoor covered | Insulator connector | 169 | 90 | 66 | 1.0039 | 672 | 762 | Stackable x3 | 85044083 | SEK | 327582 | Maersk Hamburg | Sweden | Gothenburg | Khalifa port | 2024-05-09 | 2024-06-18 | [10 empty] | 2024-07-11 |  |  |  | CASE_LIST |  | 1 | site | MIR | 2024-07-11 | site | 0 | 1 | 1 | 2 | 1.52 | 3 | 1.52 | HITACHI(HE) |  | 1 | 1 | 0 | 1 | Flow 1: Port → Site | MIR | HITACHI
1822 | PRL-MIR-002-O Lot 5 | HVDC-ADOPT-HE-0145 | MIR | EQ-001 | 279496 | 1 | Outdoor covered | Insulator connector | 169 | 90 | 66 | 1.0039 | 672 | 762 | Stackable x3 | 85044083 | SEK | 327582 | Maersk Hamburg | Sweden | Gothenburg | Khalifa port | 2024-05-09 | 2024-06-18 | [10 empty] | 2024-07-11 |  |  |  | CASE_LIST |  | 1 | site | MIR | 2024-07-11 | site | 0 | 1 | 1 | 2 | 1.52 | 3 | 1.52 | HITACHI(HE) |  | 1 | 1 | 0 | 1 | Flow 1: Port → Site | MIR | HITACHI
1823 | PRL-MIR-002-O Lot 5 | HVDC-ADOPT-HE-0145 | MIR | EQ-001 | 279497 | 1 | Outdoor covered | Insulator connector | 169 | 90 | 66 | 1.0039 | 672 | 762 | Stackable x3 | 85044083 | SEK | 327582 | Maersk Hamburg | Sweden | Gothenburg | Khalifa port | 2024-05-09 | 2024-06-18 | [10 empty] | 2024-07-11 |  |  |  | CASE_LIST |  | 1 | site | MIR | 2024-07-11 | site | 0 | 1 | 1 | 2 | 1.52 | 3 | 1.52 | HITACHI(HE) |  | 1 | 1 | 0 | 1 | Flow 1: Port → Site | MIR | HITACHI
1824 | PRL-MIR-002-O Lot 5 | HVDC-ADOPT-HE-0145 | MIR | EQ-001 | 279110 | 1 | Outdoor covered | Corona rings | 113 | 80 | 110 | 0.9944 | 189 | 229 | Stackable x3 | 85044083 | SEK | 327582 | Maersk Hamburg | Sweden | Gothenburg | Khalifa port | 2024-05-09 | 2024-06-18 | [10 empty] | 2024-07-11 |  |  |  | CASE_LIST |  | 1 | site | MIR | 2024-07-11 | site | 0 | 1 | 1 | 2 | 0.9 | 3 | 0.9 | HITACHI(HE) |  | 1 | 1 | 0 | 1 | Flow 1: Port → Site | MIR | HITACHI
1825 | PRL-MIR-002-O Lot 5 | HVDC-ADOPT-HE-0145 | MIR | EQ-001 | 279111 | 1 | Outdoor covered | Corona rings | 113 | 80 | 110 | 0.9944 | 189 | 229 | Stackable x3 | 85044083 | SEK | 327582 | Maersk Hamburg | Sweden | Gothenburg | Khalifa port | 2024-05-09 | 2024-06-18 | [10 empty] | 2024-07-12 |  |  |  | CASE_LIST |  | 1 | site | MIR | 2024-07-12 | site | 0 | 1 | 1 | 2 | 0.9 | 3 | 0.9 | HITACHI(HE) |  | 1 | 1 | 0 | 1 | Flow 1: Port → Site | MIR | HITACHI
1826 | PRL-MIR-002-O Lot 5 | HVDC-ADOPT-HE-0145 | MIR | EQ-001 | 279112 | 1 | Outdoor covered | Corona rings | 113 | 80 | 110 | 0.9944 | 189 | 229 | Stackable x3 | 85044083 | SEK | 327582 | Maersk Hamburg | Sweden | Gothenburg | Khalifa port | 2024-05-09 | 2024-06-18 | [10 empty] | 2024-07-12 |  |  |  | CASE_LIST |  | 1 | site | MIR | 2024-07-12 | site | 0 | 1 | 1 | 2 | 0.9 | 3 | 0.9 | HITACHI(HE) |  | 1 | 1 | 0 | 1 | Flow 1: Port → Site | MIR | HITACHI
1827 | PRL-MIR-002-O Lot 5 | HVDC-ADOPT-HE-0145 | MIR | EQ-001 | 279113 | 1 | Outdoor covered | Corona rings | 113 | 80 | 110 | 0.9944 | 189 | 229 | Stackable x3 | 85044083 | SEK | 327582 | Maersk Hamburg | Sweden | Gothenburg | Khalifa port | 2024-05-09 | 2024-06-18 | [10 empty] | 2024-07-12 |  |  |  | CASE_LIST |  | 1 | site | MIR | 2024-07-12 | site | 0 | 1 | 1 | 2 | 0.9 | 3 | 0.9 | HITACHI(HE) |  | 1 | 1 | 0 | 1 | Flow 1: Port → Site | MIR | HITACHI
1828 | PRL-MIR-002-O Lot 5 | HVDC-ADOPT-HE-0145 | MIR | EQ-001 | 279114 | 1 | Outdoor covered | Corona rings | 113 | 80 | 110 | 0.9944 | 189 | 229 | Stackable x3 | 85044083 | SEK | 327582 | Maersk Hamburg | Sweden | Gothenburg | Khalifa port | 2024-05-09 | 2024-06-18 | [10 empty] | 2024-07-12 |  |  |  | CASE_LIST |  | 1 | site | MIR | 2024-07-12 | site | 0 | 1 | 1 | 2 | 0.9 | 3 | 0.9 | HITACHI(HE) |  | 1 | 1 | 0 | 1 | Flow 1: Port → Site | MIR | HITACHI
1829 | PRL-MIR-002-O Lot 5 | HVDC-ADOPT-HE-0145 | MIR | EQ-001 | 279115 | 1 | Outdoor covered | Corona rings | 113 | 80 | 110 | 0.9944 | 189 | 229 | Stackable x3 | 85044083 | SEK | 327582 | Maersk Hamburg | Sweden | Gothenburg | Khalifa port | 2024-05-09 | 2024-06-18 | [10 empty] | 2024-07-12 |  |  |  | CASE_LIST |  | 1 | site | MIR | 2024-07-12 | site | 0 | 1 | 1 | 2 | 0.9 | 3 | 0.9 | HITACHI(HE) |  | 1 | 1 | 0 | 1 | Flow 1: Port → Site | MIR | HITACHI
1830 | PRL-MIR-002-O Lot 5 | HVDC-ADOPT-HE-0145 | MIR | EQ-001 | 279116 | 1 | Outdoor covered | Corona rings | 113 | 80 | 110 | 0.9944 | 189 | 229 | Stackable x3 | 85044083 | SEK | 327582 | Maersk Hamburg | Sweden | Gothenburg | Khalifa port | 2024-05-09 | 2024-06-18 | [10 empty] | 2024-07-12 |  |  |  | CASE_LIST |  | 1 | site | MIR | 2024-07-12 | site | 0 | 1 | 1 | 2 | 0.9 | 3 | 0.9 | HITACHI(HE) |  | 1 | 1 | 0 | 1 | Flow 1: Port → Site | MIR | HITACHI
1831 | PRL-MIR-002-O Lot 5 | HVDC-ADOPT-HE-0145 | MIR | EQ-001 | 279117 | 1 | Outdoor covered | Corona rings | 113 | 80 | 110 | 0.9944 | 189 | 229 | Stackable x3 | 85044083 | SEK | 327582 | Maersk Hamburg | Sweden | Gothenburg | Khalifa port | 2024-05-09 | 2024-06-18 | [10 empty] | 2024-07-12 |  |  |  | CASE_LIST |  | 1 | site | MIR | 2024-07-12 | site | 0 | 1 | 1 | 2 | 0.9 | 3 | 0.9 | HITACHI(HE) |  | 1 | 1 | 0 | 1 | Flow 1: Port → Site | MIR | HITACHI
1832 | PRL-MIR-002-O Lot 5 | HVDC-ADOPT-HE-0145 | MIR | EQ-001 | 279570 | 1 | Outdoor covered | Side shield pairs pack 1 | 420 | 205 | 140 | 12.054 | 590 | 1031 | Stackable x2 | 85044083 | SEK | 327582 | Maersk Hamburg | Sweden | Gothenburg | Khalifa port | 2024-05-09 | 2024-06-18 | [10 empty] | 2024-07-12 |  |  |  | CASE_LIST |  | 1 | site | MIR | 2024-07-12 | site | 0 | 1 | 1 | 2 | 8.61 | 2 | 8.61 | HITACHI(HE) |  | 1 | 1 | 0 | 1 | Flow 1: Port → Site | MIR | HITACHI
1833 | PRL-MIR-002-O Lot 5 | HVDC-ADOPT-HE-0145 | MIR | EQ-001 | 279571 | 1 | Outdoor covered | Side shield pairs pack 1 | 420 | 205 | 140 | 12.054 | 590 | 1031 | Stackable x2 | 85044083 | SEK | 327582 | Maersk Hamburg | Sweden | Gothenburg | Khalifa port | 2024-05-09 | 2024-06-18 | [10 empty] | 2024-07-09 |  |  |  | CASE_LIST |  | 1 | site | MIR | 2024-07-09 | site | 0 | 1 | 1 | 2 | 8.61 | 2 | 8.61 | HITACHI(HE) |  | 1 | 1 | 0 | 1 | Flow 1: Port → Site | MIR | HITACHI
1834 | PRL-MIR-002-O Lot 5 | HVDC-ADOPT-HE-0145 | MIR | EQ-001 | 279572 | 1 | Outdoor covered | Side shield pairs pack 1 | 420 | 205 | 140 | 12.054 | 590 | 1031 | Stackable x2 | 85044083 | SEK | 327582 | Maersk Hamburg | Sweden | Gothenburg | Khalifa port | 2024-05-09 | 2024-06-18 | [10 empty] | 2024-07-09 |  |  |  | CASE_LIST |  | 1 | site | MIR | 2024-07-09 | site | 0 | 1 | 1 | 2 | 8.61 | 2 | 8.61 | HITACHI(HE) |  | 1 | 1 | 0 | 1 | Flow 1: Port → Site | MIR | HITACHI
1835 | PRL-MIR-002-O Lot 5 | HVDC-ADOPT-HE-0145 | MIR | EQ-001 | 279573 | 1 | Outdoor covered | Side shield pairs pack 1 | 420 | 205 | 140 | 12.054 | 590 | 1031 | Stackable x2 | 85044083 | SEK | 327582 | Maersk Hamburg | Sweden | Gothenburg | Khalifa port | 2024-05-09 | 2024-06-18 | [10 empty] | 2024-07-12 |  |  |  | CASE_LIST |  | 1 | site | MIR | 2024-07-12 | site | 0 | 1 | 1 | 2 | 8.61 | 2 | 8.61 | HITACHI(HE) |  | 1 | 1 | 0 | 1 | Flow 1: Port → Site | MIR | HITACHI
1836 | PRL-MIR-002-O Lot 5 | HVDC-ADOPT-HE-0145 | MIR | EQ-001 | 279575 | 1 | Outdoor covered | Side shield pairs pack 1 | 420 | 205 | 140 | 12.054 | 590 | 1031 | Stackable x2 | 85044083 | SEK | 327582 | Maersk Hamburg | Sweden | Gothenburg | Khalifa port | 2024-05-09 | 2024-06-18 | [10 empty] | 2024-07-12 |  |  |  | CASE_LIST |  | 1 | site | MIR | 2024-07-12 | site | 0 | 1 | 1 | 2 | 8.61 | 2 | 8.61 | HITACHI(HE) |  | 1 | 1 | 0 | 1 | Flow 1: Port → Site | MIR | HITACHI
1837 | PRL-MIR-002-O Lot 5 | HVDC-ADOPT-HE-0145 | MIR | EQ-001 | 279576 | 1 | Outdoor covered | Side shield pairs pack 1 | 420 | 205 | 140 | 12.054 | 590 | 1031 | Stackable x2 | 85044083 | SEK | 327582 | Maersk Hamburg | Sweden | Gothenburg | Khalifa port | 2024-05-09 | 2024-06-18 | [10 empty] | 2024-07-12 |  |  |  | CASE_LIST |  | 1 | site | MIR | 2024-07-12 | site | 0 | 1 | 1 | 2 | 8.61 | 2 | 8.61 | HITACHI(HE) |  | 1 | 1 | 0 | 1 | Flow 1: Port → Site | MIR | HITACHI
1838 | PRL-MIR-002-O Lot 5 | HVDC-ADOPT-HE-0145 | MIR | EQ-001 | 279577 | 1 | Outdoor covered | Side shield pairs pack 1 | 420 | 205 | 140 | 12.054 | 590 | 1031 | Stackable x2 | 85044083 | SEK | 327582 | Maersk Hamburg | Sweden | Gothenburg | Khalifa port | 2024-05-09 | 2024-06-18 | [10 empty] | 2024-07-09 |  |  |  | CASE_LIST |  | 1 | site | MIR | 2024-07-09 | site | 0 | 1 | 1 | 2 | 8.61 | 2 | 8.61 | HITACHI(HE) |  | 1 | 1 | 0 | 1 | Flow 1: Port → Site | MIR | HITACHI
1839 | PRL-MIR-002-O Lot 5 | HVDC-ADOPT-HE-0145 | MIR | EQ-001 | 279580 | 1 | Outdoor covered | Side shield pairs pack 1 | 420 | 205 | 140 | 12.054 | 590 | 1031 | Stackable x2 | 85044083 | SEK | 327582 | Maersk Hamburg | Sweden | Gothenburg | Khalifa port | 2024-05-09 | 2024-06-18 | [10 empty] | 2024-07-09 |  |  |  | CASE_LIST |  | 1 | site | MIR | 2024-07-09 | site | 0 | 1 | 1 | 2 | 8.61 | 2 | 8.61 | HITACHI(HE) |  | 1 | 1 | 0 | 1 | Flow 1: Port → Site | MIR | HITACHI
1840 | PRL-MIR-002-O Lot 5 | HVDC-ADOPT-HE-0145 | MIR | EQ-001 | 279581 | 1 | Outdoor covered | Side shield pairs pack 1 | 420 | 205 | 140 | 12.054 | 590 | 1031 | Stackable x2 | 85044083 | SEK | 327582 | Maersk Hamburg | Sweden | Gothenburg | Khalifa port | 2024-05-09 | 2024-06-18 | [10 empty] | 2024-07-09 |  |  |  | CASE_LIST |  | 1 | site | MIR | 2024-07-09 | site | 0 | 1 | 1 | 2 | 8.61 | 2 | 8.61 | HITACHI(HE) |  | 1 | 1 | 0 | 1 | Flow 1: Port → Site | MIR | HITACHI
1841 | PRL-MIR-002-O Lot 5 | HVDC-ADOPT-HE-0145 | MIR | EQ-001 | 279582 | 1 | Outdoor covered | Side shield pairs pack 1 | 420 | 205 | 140 | 12.054 | 590 | 1031 | Stackable x2 | 85044083 | SEK | 327582 | Maersk Hamburg | Sweden | Gothenburg | Khalifa port | 2024-05-09 | 2024-06-18 | [10 empty] | 2024-07-09 |  |  |  | CASE_LIST |  | 1 | site | MIR | 2024-07-09 | site | 0 | 1 | 1 | 2 | 8.61 | 2 | 8.61 | HITACHI(HE) |  | 1 | 1 | 0 | 1 | Flow 1: Port → Site | MIR | HITACHI
1842 | PRL-MIR-002-O Lot 5 | HVDC-ADOPT-HE-0145 | MIR | EQ-001 | 279584 | 1 | Outdoor covered | Side shield pairs pack 1 | 420 | 205 | 140 | 12.054 | 590 | 1031 | Stackable x2 | 85044083 | SEK | 327582 | Maersk Hamburg | Sweden | Gothenburg | Khalifa port | 2024-05-09 | 2024-06-18 | [10 empty] | 2024-07-09 |  |  |  | CASE_LIST |  | 1 | site | MIR | 2024-07-09 | site | 0 | 1 | 1 | 2 | 8.61 | 2 | 8.61 | HITACHI(HE) |  | 1 | 1 | 0 | 1 | Flow 1: Port → Site | MIR | HITACHI
1843 | PRL-MIR-002-O Lot 5 | HVDC-ADOPT-HE-0145 | MIR | EQ-001 | 279587 | 1 | Outdoor covered | Side shield pairs pack 1 | 420 | 205 | 140 | 12.054 | 590 | 1031 | Stackable x2 | 85044083 | SEK | 327582 | Maersk Hamburg | Sweden | Gothenburg | Khalifa port | 2024-05-09 | 2024-06-18 | [10 empty] | 2024-07-09 |  |  |  | CASE_LIST |  | 1 | site | MIR | 2024-07-09 | site | 0 | 1 | 1 | 2 | 8.61 | 2 | 8.61 | HITACHI(HE) |  | 1 | 1 | 0 | 1 | Flow 1: Port → Site | MIR | HITACHI
1844 | PRL-MIR-002-O Lot 5 | HVDC-ADOPT-HE-0145 | MIR | EQ-001 | 279589 | 1 | Outdoor covered | Side shield pairs pack 1 | 420 | 205 | 140 | 12.054 | 590 | 1031 | Stackable x2 | 85044083 | SEK | 327582 | Maersk Hamburg | Sweden | Gothenburg | Khalifa port | 2024-05-09 | 2024-06-18 | [10 empty] | 2024-07-12 |  |  |  | CASE_LIST |  | 1 | site | MIR | 2024-07-12 | site | 0 | 1 | 1 | 2 | 8.61 | 2 | 8.61 | HITACHI(HE) |  | 1 | 1 | 0 | 1 | Flow 1: Port → Site | MIR | HITACHI
1845 | PRL-MIR-002-O Lot 5 | HVDC-ADOPT-HE-0145 | MIR | EQ-001 | 279590 | 1 | Outdoor covered | Side shield pairs pack 1 | 420 | 205 | 140 | 12.054 | 590 | 1031 | Stackable x2 | 85044083 | SEK | 327582 | Maersk Hamburg | Sweden | Gothenburg | Khalifa port | 2024-05-09 | 2024-06-18 | [10 empty] | 2024-07-09 |  |  |  | CASE_LIST |  | 1 | site | MIR | 2024-07-09 | site | 0 | 1 | 1 | 2 | 8.61 | 2 | 8.61 | HITACHI(HE) |  | 1 | 1 | 0 | 1 | Flow 1: Port → Site | MIR | HITACHI
1846 | PRL-MIR-002-O Lot 5 | HVDC-ADOPT-HE-0145 | MIR | EQ-001 | 279591 | 1 | Outdoor covered | Side shield pairs pack 1 | 420 | 205 | 140 | 12.054 | 590 | 1031 | Stackable x2 | 85044083 | SEK | 327582 | Maersk Hamburg | Sweden | Gothenburg | Khalifa port | 2024-05-09 | 2024-06-18 | [10 empty] | 2024-07-12 |  |  |  | CASE_LIST |  | 1 | site | MIR | 2024-07-12 | site | 0 | 1 | 1 | 2 | 8.61 | 2 | 8.61 | HITACHI(HE) |  | 1 | 1 | 0 | 1 | Flow 1: Port → Site | MIR | HITACHI
1847 | PRL-MIR-002-O Lot 5 | HVDC-ADOPT-HE-0145 | MIR | EQ-001 | 279593 | 1 | Outdoor covered | Side shield pairs pack 1 | 420 | 205 | 140 | 12.054 | 590 | 1031 | Stackable x2 | 85044083 | SEK | 327582 | Maersk Hamburg | Sweden | Gothenburg | Khalifa port | 2024-05-09 | 2024-06-18 | [10 empty] | 2024-07-12 |  |  |  | CASE_LIST |  | 1 | site | MIR | 2024-07-12 | site | 0 | 1 | 1 | 2 | 8.61 | 2 | 8.61 | HITACHI(HE) |  | 1 | 1 | 0 | 1 | Flow 1: Port → Site | MIR | HITACHI
1848 | PRL-MIR-002-O Lot 5 | HVDC-ADOPT-HE-0145 | MIR | EQ-001 | 279595 | 1 | Outdoor covered | Side shield pairs pack 1 | 420 | 205 | 140 | 12.054 | 590 | 1031 | Stackable x2 | 85044083 | SEK | 327582 | Maersk Hamburg | Sweden | Gothenburg | Khalifa port | 2024-05-09 | 2024-06-18 | [10 empty] | 2024-07-09 |  |  |  | CASE_LIST |  | 1 | site | MIR | 2024-07-09 | site | 0 | 1 | 1 | 2 | 8.61 | 2 | 8.61 | HITACHI(HE) |  | 1 | 1 | 0 | 1 | Flow 1: Port → Site | MIR | HITACHI
1849 | PRL-MIR-002-O Lot 5 | HVDC-ADOPT-HE-0145 | MIR | EQ-001 | 279598 | 1 | Outdoor covered | Side shield pairs pack 1 | 420 | 205 | 140 | 12.054 | 590 | 1031 | Stackable x2 | 85044083 | SEK | 327582 | Maersk Hamburg | Sweden | Gothenburg | Khalifa port | 2024-05-09 | 2024-06-18 | [10 empty] | 2024-07-12 |  |  |  | CASE_LIST |  | 1 | site | MIR | 2024-07-12 | site | 0 | 1 | 1 | 2 | 8.61 | 2 | 8.61 | HITACHI(HE) |  | 1 | 1 | 0 | 1 | Flow 1: Port → Site | MIR | HITACHI
1850 | PRL-MIR-002-O Lot 5 | HVDC-ADOPT-HE-0145 | MIR | EQ-001 | 279599 | 1 | Outdoor covered | Side shield pairs pack 1 | 420 | 205 | 140 | 12.054 | 590 | 1031 | Stackable x2 | 85044083 | SEK | 327582 | Maersk Hamburg | Sweden | Gothenburg | Khalifa port | 2024-05-09 | 2024-06-18 | [10 empty] | 2024-07-09 |  |  |  | CASE_LIST |  | 1 | site | MIR | 2024-07-09 | site | 0 | 1 | 1 | 2 | 8.61 | 2 | 8.61 | HITACHI(HE) |  | 1 | 1 | 0 | 1 | Flow 1: Port → Site | MIR | HITACHI
1851 | PRL-MIR-002-O Lot 5 | HVDC-ADOPT-HE-0145 | MIR | EQ-001 | 279600 | 1 | Outdoor covered | Side shield pairs pack 1 | 420 | 205 | 140 | 12.054 | 590 | 1031 | Stackable x2 | 85044083 | SEK | 327582 | Maersk Hamburg | Sweden | Gothenburg | Khalifa port | 2024-05-09 | 2024-06-18 | [10 empty] | 2024-07-12 |  |  |  | CASE_LIST |  | 1 | site | MIR | 2024-07-12 | site | 0 | 1 | 1 | 2 | 8.61 | 2 | 8.61 | HITACHI(HE) |  | 1 | 1 | 0 | 1 | Flow 1: Port → Site | MIR | HITACHI
1852 | PRL-MIR-002-O Lot 5 | HVDC-ADOPT-HE-0145 | MIR | EQ-001 | 279601 | 1 | Outdoor covered | Side shield pairs pack 1 | 420 | 205 | 140 | 12.054 | 590 | 1031 | Stackable x2 | 85044083 | SEK | 327582 | Maersk Hamburg | Sweden | Gothenburg | Khalifa port | 2024-05-09 | 2024-06-18 | [10 empty] | 2024-07-09 |  |  |  | CASE_LIST |  | 1 | site | MIR | 2024-07-09 | site | 0 | 1 | 1 | 2 | 8.61 | 2 | 8.61 | HITACHI(HE) |  | 1 | 1 | 0 | 1 | Flow 1: Port → Site | MIR | HITACHI
1853 | PRL-MIR-002-O Lot 5 | HVDC-ADOPT-HE-0145 | MIR | EQ-001 | 279602 | 1 | Outdoor covered | Side shield pairs pack 1 | 420 | 205 | 140 | 12.054 | 590 | 1031 | Stackable x2 | 85044083 | SEK | 327582 | Maersk Hamburg | Sweden | Gothenburg | Khalifa port | 2024-05-09 | 2024-06-18 | [10 empty] | 2024-07-09 |  |  |  | CASE_LIST |  | 1 | site | MIR | 2024-07-09 | site | 0 | 1 | 1 | 2 | 8.61 | 2 | 8.61 | HITACHI(HE) |  | 1 | 1 | 0 | 1 | Flow 1: Port → Site | MIR | HITACHI
1854 | PRL-MIR-002-O Lot 5 | HVDC-ADOPT-HE-0145 | MIR | EQ-001 | 279607 | 1 | Outdoor covered | Side shield pairs pack 1 | 420 | 205 | 140 | 12.054 | 590 | 1031 | Stackable x2 | 85044083 | SEK | 327582 | Maersk Hamburg | Sweden | Gothenburg | Khalifa port | 2024-05-09 | 2024-06-18 | [10 empty] | 2024-07-12 |  |  |  | CASE_LIST |  | 1 | site | MIR | 2024-07-12 | site | 0 | 1 | 1 | 2 | 8.61 | 2 | 8.61 | HITACHI(HE) |  | 1 | 1 | 0 | 1 | Flow 1: Port → Site | MIR | HITACHI
1855 | PRL-MIR-002-O Lot 5 | HVDC-ADOPT-HE-0145 | MIR | EQ-001 | 279608 | 1 | Outdoor covered | Side shield pairs pack 1 | 420 | 205 | 140 | 12.054 | 590 | 1031 | Stackable x2 | 85044083 | SEK | 327582 | Maersk Hamburg | Sweden | Gothenburg | Khalifa port | 2024-05-09 | 2024-06-18 | [10 empty] | 2024-07-09 |  |  |  | CASE_LIST |  | 1 | site | MIR | 2024-07-09 | site | 0 | 1 | 1 | 2 | 8.61 | 2 | 8.61 | HITACHI(HE) |  | 1 | 1 | 0 | 1 | Flow 1: Port → Site | MIR | HITACHI
1856 | PRL-MIR-002-O Lot 5 | HVDC-ADOPT-HE-0145 | MIR | EQ-001 | 279617 | 1 | Outdoor covered | Side shield pairs pack 1 | 420 | 205 | 140 | 12.054 | 590 | 1031 | Stackable x2 | 85044083 | SEK | 327582 | Maersk Hamburg | Sweden | Gothenburg | Khalifa port | 2024-05-09 | 2024-06-18 | [10 empty] | 2024-07-12 |  |  |  | CASE_LIST |  | 1 | site | MIR | 2024-07-12 | site | 0 | 1 | 1 | 2 | 8.61 | 2 | 8.61 | HITACHI(HE) |  | 1 | 1 | 0 | 1 | Flow 1: Port → Site | MIR | HITACHI
1857 | PRL-MIR-002-O Lot 5 | HVDC-ADOPT-HE-0145 | MIR | EQ-001 | 279631 | 1 | Outdoor covered | Side shield pairs pack 1 | 420 | 205 | 140 | 12.054 | 590 | 1031 | Stackable x2 | 85044083 | SEK | 327582 | Maersk Hamburg | Sweden | Gothenburg | Khalifa port | 2024-05-09 | 2024-06-18 | [10 empty] | 2024-07-12 |  |  |  | CASE_LIST |  | 1 | site | MIR | 2024-07-12 | site | 0 | 1 | 1 | 2 | 8.61 | 2 | 8.61 | HITACHI(HE) |  | 1 | 1 | 0 | 1 | Flow 1: Port → Site | MIR | HITACHI
1858 | PRL-MIR-002-O Lot 5 | HVDC-ADOPT-HE-0145 | MIR | EQ-001 | 279638 | 1 | Outdoor covered | Side shield pairs pack 1 | 420 | 205 | 140 | 12.054 | 590 | 1031 | Stackable x2 | 85044083 | SEK | 327582 | Maersk Hamburg | Sweden | Gothenburg | Khalifa port | 2024-05-09 | 2024-06-18 | [10 empty] | 2024-07-09 |  |  |  | CASE_LIST |  | 1 | site | MIR | 2024-07-09 | site | 0 | 1 | 1 | 2 | 8.61 | 2 | 8.61 | HITACHI(HE) |  | 1 | 1 | 0 | 1 | Flow 1: Port → Site | MIR | HITACHI
1859 | PRL-MIR-002-O Lot 5 | HVDC-ADOPT-HE-0145 | MIR | EQ-001 | 279639 | 1 | Outdoor covered | Side shield pairs pack 1 | 420 | 205 | 140 | 12.054 | 590 | 1031 | Stackable x2 | 85044083 | SEK | 327582 | Maersk Hamburg | Sweden | Gothenburg | Khalifa port | 2024-05-09 | 2024-06-18 | [10 empty] | 2024-07-09 |  |  |  | CASE_LIST |  | 1 | site | MIR | 2024-07-09 | site | 0 | 1 | 1 | 2 | 8.61 | 2 | 8.61 | HITACHI(HE) |  | 1 | 1 | 0 | 1 | Flow 1: Port → Site | MIR | HITACHI
1860 | PRL-MIR-002-O Lot 5 | HVDC-ADOPT-HE-0145 | MIR | EQ-001 | 279640 | 1 | Outdoor covered | Side shield pairs pack 1 | 420 | 205 | 140 | 12.054 | 590 | 1031 | Stackable x2 | 85044083 | SEK | 327582 | Maersk Hamburg | Sweden | Gothenburg | Khalifa port | 2024-05-09 | 2024-06-18 | [10 empty] | 2024-07-09 |  |  |  | CASE_LIST |  | 1 | site | MIR | 2024-07-09 | site | 0 | 1 | 1 | 2 | 8.61 | 2 | 8.61 | HITACHI(HE) |  | 1 | 1 | 0 | 1 | Flow 1: Port → Site | MIR | HITACHI
1861 | PRL-MIR-002-O Lot 5 | HVDC-ADOPT-HE-0145 | MIR | EQ-001 | 279641 | 1 | Outdoor covered | Side shield pairs pack 1 | 420 | 205 | 140 | 12.054 | 590 | 1031 | Stackable x2 | 85044083 | SEK | 327582 | Maersk Hamburg | Sweden | Gothenburg | Khalifa port | 2024-05-09 | 2024-06-18 | [10 empty] | 2024-07-09 |  |  |  | CASE_LIST |  | 1 | site | MIR | 2024-07-09 | site | 0 | 1 | 1 | 2 | 8.61 | 2 | 8.61 | HITACHI(HE) |  | 1 | 1 | 0 | 1 | Flow 1: Port → Site | MIR | HITACHI
1862 | PRL-MIR-002-O Lot 5 | HVDC-ADOPT-HE-0145 | MIR | EQ-001 | 279642 | 1 | Outdoor covered | Side shield pairs pack 1 | 420 | 205 | 140 | 12.054 | 590 | 1031 | Stackable x2 | 85044083 | SEK | 327582 | Maersk Hamburg | Sweden | Gothenburg | Khalifa port | 2024-05-09 | 2024-06-18 | [10 empty] | 2024-07-09 |  |  |  | CASE_LIST |  | 1 | site | MIR | 2024-07-09 | site | 0 | 1 | 1 | 2 | 8.61 | 2 | 8.61 | HITACHI(HE) |  | 1 | 1 | 0 | 1 | Flow 1: Port → Site | MIR | HITACHI
1863 | PRL-MIR-002-O Lot 5 | HVDC-ADOPT-HE-0145 | MIR | EQ-001 | 279646 | 1 | Outdoor covered | Side shield pairs pack 1 | 420 | 205 | 140 | 12.054 | 590 | 1031 | Stackable x2 | 85044083 | SEK | 327582 | Maersk Hamburg | Sweden | Gothenburg | Khalifa port | 2024-05-09 | 2024-06-18 | [10 empty] | 2024-07-09 |  |  |  | CASE_LIST |  | 1 | site | MIR | 2024-07-09 | site | 0 | 1 | 1 | 2 | 8.61 | 2 | 8.61 | HITACHI(HE) |  | 1 | 1 | 0 | 1 | Flow 1: Port → Site | MIR | HITACHI
1779 | PRL-SHU-016-O2 | HVDC-ADOPT-HE-0144 | SHU | EQ-002 | 190178 | 1 | Indoor | Transformer Accessories 8721327 | 80 | 60 | 53 | 0.2544 | 25 | 35 | 600kg/m2 | 85042300 | SEK | 496805.7 | BBC Austria | Sweden | Uddevalla | Mugharraq | 2024-05-06 | 2024-07-21 |  | 2024-08-02 | [9 empty] | 2025-01-16 |  |  | CASE_LIST | 1 | 1 | site | SHU | 2025-01-16 | site | 1 | 2 | 0 | 2 | 0.48 | 1 | 0.48 | HITACHI(HE) |  | 1 | 2 | 1 | 2 | Flow 2: Port → WH → Site | SHU | HITACHI
1780 | PRL-SHU-016-O2 | HVDC-ADOPT-HE-0144 | SHU | EQ-002 | 190179 | 1 | Outdoor covered | Transformer Accessories 8721327 (DGD) | 40 | 30 | 40 | 0.048 | 10 | 12 | 600kg/m2 | 85042300 | SEK | 496805.7 | BBC Austria | Sweden | Uddevalla | Mugharraq | 2024-05-06 | 2024-07-21 | [6 empty] | 2024-08-02 |  |  |  |  | 2024-10-18 |  |  | CASE_LIST | 1 | 1 | site | SHU | 2024-10-18 | site | 1 | 2 | 0 | 2 | 0.12 | 1 | 0.12 | HITACHI(HE) |  | 1 | 2 | 1 | 3 | Flow 3: Port → MOSB → Site | SHU | HITACHI
1781 | PRL-SHU-016-O2 | HVDC-ADOPT-HE-0144 | SHU | EQ-002 | 190190 | 1 | Indoor | Transformer Accessories 8721327 | 402 | 203 | 255 | 20.8095 | 1600 | 2000 | 600kg/m2 | 85042300 | SEK | 496805.7 | BBC Austria | Sweden | Uddevalla | Mugharraq | 2024-05-06 | 2024-07-21 |  |  | 2024-08-02 | [8 empty] | 2025-01-03 |  |  | CASE_LIST | 1 | 1 | site | SHU | 2025-01-03 | site | 1 | 2 | 0 | 2 | 8.16 | 1 | 8.16 | HITACHI(HE) |  | 1 | 2 | 1 | 2 | Flow 2: Port → WH → Site | SHU | HITACHI
1782 | PRL-SHU-016-O2 | HVDC-ADOPT-HE-0144 | SHU | EQ-002 | 190216 | 1 | Indoor | Transformer Accessories 8721328 | 402 | 203 | 255 | 20.8095 | 1600 | 2000 | 600kg/m2 | 85042300 | SEK | 521646 | BBC Austria | Sweden | Uddevalla | Mugharraq | 2024-05-06 | 2024-07-21 |  |  | 2024-08-02 | [8 empty] | 2025-01-03 |  |  | CASE_LIST | 1 | 1 | site | SHU | 2025-01-03 | site | 1 | 2 | 0 | 2 | 8.16 | 1 | 8.16 | HITACHI(HE) |  | 1 | 2 | 1 | 2 | Flow 2: Port → WH → Site | SHU | HITACHI
1783 | PRL-SHU-016-O2 | HVDC-ADOPT-HE-0144 | SHU | EQ-002 | 190205 | 1 | Outdoor covered | Transformer Accessories 8721328 (DGD) | 40 | 30 | 40 | 0.048 | 10 | 12 | 600kg/m2 | 85042300 | SEK | 521646 | BBC Austria | Sweden | Uddevalla | Mugharraq | 2024-05-06 | 2024-07-21 | [6 empty] | 2024-08-02 |  |  |  |  | 2024-10-18 |  |  | CASE_LIST | 1 | 1 | site | SHU | 2024-10-18 | site | 1 | 2 | 0 | 2 | 0.12 | 1 | 0.12 | HITACHI(HE) |  | 1 | 2 | 1 | 3 | Flow 3: Port → MOSB → Site | SHU | HITACHI
1784 | PRL-SHU-016-O2 | HVDC-ADOPT-HE-0144 | SHU | EQ-002 | 190250 | 1 | Outdoor covered | Transformer Accessories 8721329 (DGD) | 40 | 30 | 40 | 0.048 | 10 | 12 | 600kg/m2 | 85042300 | SEK | 474223.6 | BBC Austria | Sweden | Uddevalla | Mugharraq | 2024-05-06 | 2024-07-21 | [6 empty] | 2024-08-02 |  |  |  |  | 2024-10-18 |  |  | CASE_LIST | 1 | 1 | site | SHU | 2024-10-18 | site | 1 | 2 | 0 | 2 | 0.12 | 1 | 0.12 | HITACHI(HE) |  | 1 | 2 | 1 | 3 | Flow 3: Port → MOSB → Site | SHU | HITACHI
1785 | PRL-SHU-016-O2 | HVDC-ADOPT-HE-0144 | SHU | EQ-002 | 190261 | 1 | Indoor | Transformer Accessories 8721329 | 402 | 203 | 255 | 20.8095 | 1600 | 2000 | 600kg/m2 | 85042300 | SEK | 474223.6 | BBC Austria | Sweden | Uddevalla | Mugharraq | 2024-05-06 | 2024-07-21 |  |  | 2024-08-02 | [8 empty] | 2025-01-03 |  |  | CASE_LIST | 1 | 1 | site | SHU | 2025-01-03 | site | 1 | 2 | 0 | 2 | 8.16 | 1 | 8.16 | HITACHI(HE) |  | 1 | 2 | 1 | 2 | Flow 2: Port → WH → Site | SHU | HITACHI
1719 | PRL-SHU-016-O1 | HVDC-ADOPT-HE-0143 | SHU | EQ-002 | 190177 | 1 | Outdoor | Transformer 8721327 | 757 | 413 | 466 | 145.6907 | 198000 | 198000 | Not Stackable | 85042300 | SEK | 31298760 | BBC Austria | Sweden | Uddevalla | Mugharraq | 2024-05-06 | 2024-07-21 | [11 empty] | 2024-08-01 |  |  | CASE_LIST |  | 1 | site | SHU | 2024-08-01 | site | 0 | 1 | 1 | 2 | 31.26 | 0 | 31.26 | HITACHI(HE) |  | 1 | 1 | 0 | 1 | Flow 1: Port → Site | SHU | HITACHI
1720 | PRL-SHU-016-O1 | HVDC-ADOPT-HE-0143 | SHU | EQ-002 | 190180 | 1 | Outdoor | Transformer Accessories 8721327 | 930 | 99 | 133 | 12.2453 | 2750 | 3650 | 600kg/m2 | 85042300 | SEK | 496805.7 | BBC Austria | Sweden | Uddevalla | Mugharraq | 2024-05-06 | 2024-07-21 | [11 empty] | 2024-08-02 |  |  | CASE_LIST |  | 1 | site | SHU | 2024-08-02 | site | 0 | 1 | 1 | 2 | 9.21 | 1 | 9.21 | HITACHI(HE) |  | 1 | 1 | 0 | 1 | Flow 1: Port → Site | SHU | HITACHI
1721 | PRL-SHU-016-O1 | HVDC-ADOPT-HE-0143 | SHU | EQ-002 | 190181 | 1 | Outdoor | Transformer Accessories 8721327 | 930 | 99 | 133 | 12.2453 | 2750 | 3650 | 600kg/m2 | 85042300 | SEK | 496805.7 | BBC Austria | Sweden | Uddevalla | Mugharraq | 2024-05-06 | 2024-07-21 | [11 empty] | 2024-08-02 |  |  | CASE_LIST |  | 1 | site | SHU | 2024-08-02 | site | 0 | 1 | 1 | 2 | 9.21 | 1 | 9.21 | HITACHI(HE) |  | 1 | 1 | 0 | 1 | Flow 1: Port → Site | SHU | HITACHI
1722 | PRL-SHU-016-O1 | HVDC-ADOPT-HE-0143 | SHU | EQ-002 | 190182 | 1 | Outdoor | Transformer Accessories 8721327 | 630 | 76 | 83 | 3.974 | 550 | 805 | 600kg/m2 | 85042300 | SEK | 496805.7 | BBC Austria | Sweden | Uddevalla | Mugharraq | 2024-05-06 | 2024-07-21 | [11 empty] | 2024-08-02 |  |  | CASE_LIST |  | 1 | site | SHU | 2024-08-02 | site | 0 | 1 | 1 | 2 | 4.79 | 1 | 4.79 | HITACHI(HE) |  | 1 | 1 | 0 | 1 | Flow 1: Port → Site | SHU | HITACHI
1723 | PRL-SHU-016-O1 | HVDC-ADOPT-HE-0143 | SHU | EQ-002 | 190183 | 1 | Outdoor | Transformer Accessories 8721327 | 176 | 36 | 43 | 0.27245 | 40 | 78 | 600kg/m2 | 85042300 | SEK | 496805.7 | BBC Austria | Sweden | Uddevalla | Mugharraq | 2024-05-06 | 2024-07-21 | [11 empty] | 2024-08-02 |  |  | CASE_LIST |  | 1 | site | SHU | 2024-08-02 | site | 0 | 1 | 1 | 2 | 0.63 | 1 | 0.63 | HITACHI(HE) |  | 1 | 1 | 0 | 1 | Flow 1: Port → Site | SHU | HITACHI
1724 | PRL-SHU-016-O1 | HVDC-ADOPT-HE-0143 | SHU | EQ-002 | 190184 | 1 | Outdoor | Transformer Accessories 8721327 | 479 | 176 | 198 | 16.6922 | 1400 | 2000 | 600kg/m2 | 85042300 | SEK | 496805.7 | BBC Austria | Sweden | Uddevalla | Mugharraq | 2024-05-06 | 2024-07-21 | [11 empty] | 2024-08-02 |  |  | CASE_LIST |  | 1 | site | SHU | 2024-08-02 | site | 0 | 1 | 1 | 2 | 8.43 | 1 | 8.43 | HITACHI(HE) |  | 1 | 1 | 0 | 1 | Flow 1: Port → Site | SHU | HITACHI
1725 | PRL-SHU-016-O1 | HVDC-ADOPT-HE-0143 | SHU | EQ-002 | 190185 | 1 | Outdoor | Transformer Accessories 8721327 | 479 | 175 | 198 | 16.5973 | 1600 | 2200 | 600kg/m2 | 85042300 | SEK | 496805.7 | BBC Austria | Sweden | Uddevalla | Mugharraq | 2024-05-06 | 2024-07-21 | [11 empty] | 2024-08-02 |  |  | CASE_LIST |  | 1 | site | SHU | 2024-08-02 | site | 0 | 1 | 1 | 2 | 8.38 | 1 | 8.38 | HITACHI(HE) |  | 1 | 1 | 0 | 1 | Flow 1: Port → Site | SHU | HITACHI
1726 | PRL-SHU-016-O1 | HVDC-ADOPT-HE-0143 | SHU | EQ-002 | 190186 | 1 | Outdoor | Transformer Accessories 8721327 | 479 | 175 | 198 | 16.5973 | 1600 | 2200 | 600kg/m2 | 85042300 | SEK | 496805.7 | BBC Austria | Sweden | Uddevalla | Mugharraq | 2024-05-06 | 2024-07-21 | [11 empty] | 2024-08-02 |  |  | CASE_LIST |  | 1 | site | SHU | 2024-08-02 | site | 0 | 1 | 1 | 2 | 8.38 | 1 | 8.38 | HITACHI(HE) |  | 1 | 1 | 0 | 1 | Flow 1: Port → Site | SHU | HITACHI
1727 | PRL-SHU-016-O1 | HVDC-ADOPT-HE-0143 | SHU | EQ-002 | 190187 | 1 | Outdoor | Transformer Accessories 8721327 | 479 | 176 | 198 | 16.6922 | 1400 | 2000 | 600kg/m2 | 85042300 | SEK | 496805.7 | BBC Austria | Sweden | Uddevalla | Mugharraq | 2024-05-06 | 2024-07-21 | [11 empty] | 2024-08-02 |  |  | CASE_LIST |  | 1 | site | SHU | 2024-08-02 | site | 0 | 1 | 1 | 2 | 8.43 | 1 | 8.43 | HITACHI(HE) |  | 1 | 1 | 0 | 1 | Flow 1: Port → Site | SHU | HITACHI
1728 | PRL-SHU-016-O1 | HVDC-ADOPT-HE-0143 | SHU | EQ-002 | 190188 | 1 | Outdoor | Transformer Accessories 8721327 | 412 | 227 | 240 | 22.4458 | 2700 | 3200 | 600kg/m2 | 85042300 | SEK | 496805.7 | BBC Austria | Sweden | Uddevalla | Mugharraq | 2024-05-06 | 2024-07-21 | [11 empty] | 2024-08-02 |  |  | CASE_LIST |  | 1 | site | SHU | 2024-08-02 | site | 0 | 1 | 1 | 2 | 9.35 | 1 | 9.35 | HITACHI(HE) |  | 1 | 1 | 0 | 1 | Flow 1: Port → Site | SHU | HITACHI
1729 | PRL-SHU-016-O1 | HVDC-ADOPT-HE-0143 | SHU | EQ-002 | 190189 | 1 | Outdoor | Transformer Accessories 8721327 | 365 | 240 | 181 | 15.8556 | 2000 | 2500 | 600kg/m2 | 85042300 | SEK | 496805.7 | BBC Austria | Sweden | Uddevalla | Mugharraq | 2024-05-06 | 2024-07-21 | [11 empty] | 2024-08-02 |  |  | CASE_LIST |  | 1 | site | SHU | 2024-08-02 | site | 0 | 1 | 1 | 2 | 8.76 | 1 | 8.76 | HITACHI(HE) |  | 1 | 1 | 0 | 1 | Flow 1: Port → Site | SHU | HITACHI
1730 | PRL-SHU-016-O1 | HVDC-ADOPT-HE-0143 | SHU | EQ-002 | 190191 | 1 | Outdoor | Transformer Accessories 8721327 | 170 | 170 | 111 | 3.2079 | 350 | 550 | 600kg/m2 | 85042300 | SEK | 496805.7 | BBC Austria | Sweden | Uddevalla | Mugharraq | 2024-05-06 | 2024-07-21 | [11 empty] | 2024-08-02 |  |  | CASE_LIST |  | 1 | site | SHU | 2024-08-02 | site | 0 | 1 | 1 | 2 | 2.89 | 1 | 2.89 | HITACHI(HE) |  | 1 | 1 | 0 | 1 | Flow 1: Port → Site | SHU | HITACHI
1731 | PRL-SHU-016-O1 | HVDC-ADOPT-HE-0143 | SHU | EQ-002 | 190192 | 1 | Outdoor | Transformer Accessories 8721327 | 300 | 160 | 182 | 8.736 | 1725 | 2025 | 600kg/m2 | 85042300 | SEK | 496805.7 | BBC Austria | Sweden | Uddevalla | Mugharraq | 2024-05-06 | 2024-07-21 | [11 empty] | 2024-08-02 |  |  | CASE_LIST |  | 1 | site | SHU | 2024-08-02 | site | 0 | 1 | 1 | 2 | 4.8 | 1 | 4.8 | HITACHI(HE) |  | 1 | 1 | 0 | 1 | Flow 1: Port → Site | SHU | HITACHI
1732 | PRL-SHU-016-O1 | HVDC-ADOPT-HE-0143 | SHU | EQ-002 | 190193 | 1 | Outdoor | Transformer Accessories 8721327 | 300 | 160 | 182 | 8.736 | 1725 | 2025 | 600kg/m2 | 85042300 | SEK | 496805.7 | BBC Austria | Sweden | Uddevalla | Mugharraq | 2024-05-06 | 2024-07-21 | [11 empty] | 2024-08-02 |  |  | CASE_LIST |  | 1 | site | SHU | 2024-08-02 | site | 0 | 1 | 1 | 2 | 4.8 | 1 | 4.8 | HITACHI(HE) |  | 1 | 1 | 0 | 1 | Flow 1: Port → Site | SHU | HITACHI
1733 | PRL-SHU-016-O1 | HVDC-ADOPT-HE-0143 | SHU | EQ-002 | 190194 | 1 | Outdoor | Transformer Accessories 8721327 | 204 | 152 | 175 | 5.4264 | 700 | 1000 | 600kg/m2 | 85042300 | SEK | 496805.7 | BBC Austria | Sweden | Uddevalla | Mugharraq | 2024-05-06 | 2024-07-21 | [11 empty] | 2024-08-02 |  |  | CASE_LIST |  | 1 | site | SHU | 2024-08-02 | site | 0 | 1 | 1 | 2 | 3.1 | 1 | 3.1 | HITACHI(HE) |  | 1 | 1 | 0 | 1 | Flow 1: Port → Site | SHU | HITACHI
1734 | PRL-SHU-016-O1 | HVDC-ADOPT-HE-0143 | SHU | EQ-002 | 190195 | 1 | Outdoor | Transformer Accessories 8721327 | 660 | 210 | 142 | 19.6812 | 1000 | 1900 | 600kg/m2 | 85042300 | SEK | 496805.7 | BBC Austria | Sweden | Uddevalla | Mugharraq | 2024-05-06 | 2024-07-21 | [11 empty] | 2024-08-02 |  |  | CASE_LIST |  | 1 | site | SHU | 2024-08-02 | site | 0 | 1 | 1 | 2 | 13.86 | 1 | 13.86 | HITACHI(HE) |  | 1 | 1 | 0 | 1 | Flow 1: Port → Site | SHU | HITACHI
1735 | PRL-SHU-016-O1 | HVDC-ADOPT-HE-0143 | SHU | EQ-002 | 190196 | 1 | Outdoor | Transformer Accessories 8721327 | 136 | 136 | 111 | 2.0531 | 50 | 145 | 600kg/m2 | 85042300 | SEK | 496805.7 | BBC Austria | Sweden | Uddevalla | Mugharraq | 2024-05-06 | 2024-07-21 | [11 empty] | 2024-08-02 |  |  | CASE_LIST |  | 1 | site | SHU | 2024-08-02 | site | 0 | 1 | 1 | 2 | 1.85 | 1 | 1.85 | HITACHI(HE) |  | 1 | 1 | 0 | 1 | Flow 1: Port → Site | SHU | HITACHI
1736 | PRL-SHU-016-O1 | HVDC-ADOPT-HE-0143 | SHU | EQ-002 | 190197 | 1 | Outdoor | Transformer Accessories 8721327 | 136 | 136 | 111 | 2.0531 | 50 | 145 | 600kg/m2 | 85042300 | SEK | 496805.7 | BBC Austria | Sweden | Uddevalla | Mugharraq | 2024-05-06 | 2024-07-21 | [11 empty] | 2024-08-02 |  |  | CASE_LIST |  | 1 | site | SHU | 2024-08-02 | site | 0 | 1 | 1 | 2 | 1.85 | 1 | 1.85 | HITACHI(HE) |  | 1 | 1 | 0 | 1 | Flow 1: Port → Site | SHU | HITACHI
1737 | PRL-SHU-016-O1 | HVDC-ADOPT-HE-0143 | SHU | EQ-002 | 190198 | 1 | Outdoor | Transformer Accessories 8721327 | 242 | 37 | 48 | 0.42979 | 9 | 42 | 600kg/m2 | 85042300 | SEK | 496805.7 | BBC Austria | Sweden | Uddevalla | Mugharraq | 2024-05-06 | 2024-07-21 | [11 empty] | 2024-08-02 |  |  | CASE_LIST |  | 1 | site | SHU | 2024-08-02 | site | 0 | 1 | 1 | 2 | 0.9 | 1 | 0.9 | HITACHI(HE) |  | 1 | 1 | 0 | 1 | Flow 1: Port → Site | SHU | HITACHI
1738 | PRL-SHU-016-O1 | HVDC-ADOPT-HE-0143 | SHU | EQ-002 | 190203 | 1 | Outdoor | Transformer 8721328 | 757 | 413 | 466 | 145.6907 | 198000 | 198000 | 600kg/m2 | 85042300 | SEK | 31298760 | BBC Austria | Sweden | Uddevalla | Mugharraq | 2024-05-06 | 2024-07-21 | [11 empty] | 2024-08-01 |  |  | CASE_LIST |  | 1 | site | SHU | 2024-08-01 | site | 0 | 1 | 1 | 2 | 31.26 | 1 | 31.26 | HITACHI(HE) |  | 1 | 1 | 0 | 1 | Flow 1: Port → Site | SHU | HITACHI
1739 | PRL-SHU-016-O1 | HVDC-ADOPT-HE-0143 | SHU | EQ-002 | 190204 | 1 | Outdoor | Transformer Accessories 8721328 | 80 | 60 | 53 | 0.2544 | 23 | 36 | 600kg/m2 | 85042300 | SEK | 521646 | BBC Austria | Sweden | Uddevalla | Mugharraq | 2024-05-06 | 2024-07-21 | [11 empty] | 2024-08-02 |  |  | CASE_LIST |  | 1 | site | SHU | 2024-08-02 | site | 0 | 1 | 1 | 2 | 0.48 | 1 | 0.48 | HITACHI(HE) |  | 1 | 1 | 0 | 1 | Flow 1: Port → Site | SHU | HITACHI
1740 | PRL-SHU-016-O1 | HVDC-ADOPT-HE-0143 | SHU | EQ-002 | 190206 | 1 | Outdoor | Transformer Accessories 8721328 | 930 | 99 | 133 | 12.2453 | 2750 | 3650 | 600kg/m2 | 85042300 | SEK | 521646 | BBC Austria | Sweden | Uddevalla | Mugharraq | 2024-05-06 | 2024-07-21 | [11 empty] | 2024-08-02 |  |  | CASE_LIST |  | 1 | site | SHU | 2024-08-02 | site | 0 | 1 | 1 | 2 | 9.21 | 1 | 9.21 | HITACHI(HE) |  | 1 | 1 | 0 | 1 | Flow 1: Port → Site | SHU | HITACHI
1741 | PRL-SHU-016-O1 | HVDC-ADOPT-HE-0143 | SHU | EQ-002 | 190207 | 1 | Outdoor | Transformer Accessories 8721328 | 930 | 99 | 133 | 12.2453 | 2750 | 3650 | 600kg/m2 | 85042300 | SEK | 521646 | BBC Austria | Sweden | Uddevalla | Mugharraq | 2024-05-06 | 2024-07-21 | [11 empty] | 2024-08-02 |  |  | CASE_LIST |  | 1 | site | SHU | 2024-08-02 | site | 0 | 1 | 1 | 2 | 9.21 | 1 | 9.21 | HITACHI(HE) |  | 1 | 1 | 0 | 1 | Flow 1: Port → Site | SHU | HITACHI
1742 | PRL-SHU-016-O1 | HVDC-ADOPT-HE-0143 | SHU | EQ-002 | 190208 | 1 | Outdoor | Transformer Accessories 8721328 | 630 | 76 | 83 | 3.974 | 675 | 945 | 600kg/m2 | 85042300 | SEK | 521646 | BBC Austria | Sweden | Uddevalla | Mugharraq | 2024-05-06 | 2024-07-21 | [11 empty] | 2024-08-02 |  |  | CASE_LIST |  | 1 | site | SHU | 2024-08-02 | site | 0 | 1 | 1 | 2 | 4.79 | 1 | 4.79 | HITACHI(HE) |  | 1 | 1 | 0 | 1 | Flow 1: Port → Site | SHU | HITACHI
1743 | PRL-SHU-016-O1 | HVDC-ADOPT-HE-0143 | SHU | EQ-002 | 190209 | 1 | Outdoor | Transformer Accessories 8721328 | 176 | 36 | 43 | 0.27245 | 40 | 78 | 600kg/m2 | 85042300 | SEK | 521646 | BBC Austria | Sweden | Uddevalla | Mugharraq | 2024-05-06 | 2024-07-21 | [11 empty] | 2024-08-02 |  |  | CASE_LIST |  | 1 | site | SHU | 2024-08-02 | site | 0 | 1 | 1 | 2 | 0.63 | 1 | 0.63 | HITACHI(HE) |  | 1 | 1 | 0 | 1 | Flow 1: Port → Site | SHU | HITACHI
1744 | PRL-SHU-016-O1 | HVDC-ADOPT-HE-0143 | SHU | EQ-002 | 190210 | 1 | Outdoor | Transformer Accessories 8721328 | 479 | 176 | 198 | 16.6922 | 1400 | 2000 | 600kg/m2 | 85042300 | SEK | 521646 | BBC Austria | Sweden | Uddevalla | Mugharraq | 2024-05-06 | 2024-07-21 | [11 empty] | 2024-08-02 |  |  | CASE_LIST |  | 1 | site | SHU | 2024-08-02 | site | 0 | 1 | 1 | 2 | 8.43 | 1 | 8.43 | HITACHI(HE) |  | 1 | 1 | 0 | 1 | Flow 1: Port → Site | SHU | HITACHI
1745 | PRL-SHU-016-O1 | HVDC-ADOPT-HE-0143 | SHU | EQ-002 | 190211 | 1 | Outdoor | Transformer Accessories 8721328 | 479 | 175 | 198 | 16.5973 | 1600 | 2200 | 600kg/m2 | 85042300 | SEK | 521646 | BBC Austria | Sweden | Uddevalla | Mugharraq | 2024-05-06 | 2024-07-21 | [11 empty] | 2024-08-02 |  |  | CASE_LIST |  | 1 | site | SHU | 2024-08-02 | site | 0 | 1 | 1 | 2 | 8.38 | 1 | 8.38 | HITACHI(HE) |  | 1 | 1 | 0 | 1 | Flow 1: Port → Site | SHU | HITACHI
1746 | PRL-SHU-016-O1 | HVDC-ADOPT-HE-0143 | SHU | EQ-002 | 190212 | 1 | Outdoor | Transformer Accessories 8721328 | 479 | 175 | 198 | 16.5973 | 1600 | 2200 | 600kg/m2 | 85042300 | SEK | 521646 | BBC Austria | Sweden | Uddevalla | Mugharraq | 2024-05-06 | 2024-07-21 | [11 empty] | 2024-08-02 |  |  | CASE_LIST |  | 1 | site | SHU | 2024-08-02 | site | 0 | 1 | 1 | 2 | 8.38 | 1 | 8.38 | HITACHI(HE) |  | 1 | 1 | 0 | 1 | Flow 1: Port → Site | SHU | HITACHI
1747 | PRL-SHU-016-O1 | HVDC-ADOPT-HE-0143 | SHU | EQ-002 | 190213 | 1 | Outdoor | Transformer Accessories 8721328 | 479 | 176 | 198 | 16.6922 | 1400 | 2000 | 600kg/m2 | 85042300 | SEK | 521646 | BBC Austria | Sweden | Uddevalla | Mugharraq | 2024-05-06 | 2024-07-21 | [11 empty] | 2024-08-02 |  |  | CASE_LIST |  | 1 | site | SHU | 2024-08-02 | site | 0 | 1 | 1 | 2 | 8.43 | 1 | 8.43 | HITACHI(HE) |  | 1 | 1 | 0 | 1 | Flow 1: Port → Site | SHU | HITACHI
1748 | PRL-SHU-016-O1 | HVDC-ADOPT-HE-0143 | SHU | EQ-002 | 190214 | 1 | Outdoor | Transformer Accessories 8721328 | 412 | 227 | 240 | 22.4458 | 2700 | 3200 | 600kg/m2 | 85042300 | SEK | 521646 | BBC Austria | Sweden | Uddevalla | Mugharraq | 2024-05-06 | 2024-07-21 | [11 empty] | 2024-08-02 |  |  | CASE_LIST |  | 1 | site | SHU | 2024-08-02 | site | 0 | 1 | 1 | 2 | 9.35 | 1 | 9.35 | HITACHI(HE) |  | 1 | 1 | 0 | 1 | Flow 1: Port → Site | SHU | HITACHI
1749 | PRL-SHU-016-O1 | HVDC-ADOPT-HE-0143 | SHU | EQ-002 | 190215 | 1 | Outdoor | Transformer Accessories 8721328 | 365 | 240 | 183 | 16.0308 | 1855 | 2363 | 600kg/m2 | 85042300 | SEK | 521646 | BBC Austria | Sweden | Uddevalla | Mugharraq | 2024-05-06 | 2024-07-21 | [11 empty] | 2024-08-02 |  |  | CASE_LIST |  | 1 | site | SHU | 2024-08-02 | site | 0 | 1 | 1 | 2 | 8.76 | 1 | 8.76 | HITACHI(HE) |  | 1 | 1 | 0 | 1 | Flow 1: Port → Site | SHU | HITACHI
1750 | PRL-SHU-016-O1 | HVDC-ADOPT-HE-0143 | SHU | EQ-002 | 190217 | 1 | Outdoor | Transformer Accessories 8721328 | 170 | 170 | 111 | 3.2079 | 350 | 550 | 600kg/m2 | 85042300 | SEK | 521646 | BBC Austria | Sweden | Uddevalla | Mugharraq | 2024-05-06 | 2024-07-21 | [11 empty] | 2024-08-02 |  |  | CASE_LIST |  | 1 | site | SHU | 2024-08-02 | site | 0 | 1 | 1 | 2 | 2.89 | 1 | 2.89 | HITACHI(HE) |  | 1 | 1 | 0 | 1 | Flow 1: Port → Site | SHU | HITACHI
1751 | PRL-SHU-016-O1 | HVDC-ADOPT-HE-0143 | SHU | EQ-002 | 190218 | 1 | Outdoor | Transformer Accessories 8721328 | 300 | 162 | 182 | 8.8452 | 1725 | 2025 | 600kg/m2 | 85042300 | SEK | 521646 | BBC Austria | Sweden | Uddevalla | Mugharraq | 2024-05-06 | 2024-07-21 | [11 empty] | 2024-08-02 |  |  | CASE_LIST |  | 1 | site | SHU | 2024-08-02 | site | 0 | 1 | 1 | 2 | 4.86 | 1 | 4.86 | HITACHI(HE) |  | 1 | 1 | 0 | 1 | Flow 1: Port → Site | SHU | HITACHI
1752 | PRL-SHU-016-O1 | HVDC-ADOPT-HE-0143 | SHU | EQ-002 | 190219 | 1 | Outdoor | Transformer Accessories 8721328 | 300 | 162 | 182 | 8.8452 | 1725 | 2025 | 600kg/m2 | 85042300 | SEK | 521646 | BBC Austria | Sweden | Uddevalla | Mugharraq | 2024-05-06 | 2024-07-21 | [11 empty] | 2024-08-02 |  |  | CASE_LIST |  | 1 | site | SHU | 2024-08-02 | site | 0 | 1 | 1 | 2 | 4.86 | 1 | 4.86 | HITACHI(HE) |  | 1 | 1 | 0 | 1 | Flow 1: Port → Site | SHU | HITACHI
1753 | PRL-SHU-016-O1 | HVDC-ADOPT-HE-0143 | SHU | EQ-002 | 190220 | 1 | Outdoor | Transformer Accessories 8721328 | 204 | 152 | 175 | 5.4264 | 700 | 1000 | 600kg/m2 | 85042300 | SEK | 521646 | BBC Austria | Sweden | Uddevalla | Mugharraq | 2024-05-06 | 2024-07-21 | [11 empty] | 2024-08-02 |  |  | CASE_LIST |  | 1 | site | SHU | 2024-08-02 | site | 0 | 1 | 1 | 2 | 3.1 | 1 | 3.1 | HITACHI(HE) |  | 1 | 1 | 0 | 1 | Flow 1: Port → Site | SHU | HITACHI
1754 | PRL-SHU-016-O1 | HVDC-ADOPT-HE-0143 | SHU | EQ-002 | 190221 | 1 | Outdoor | Transformer Accessories 8721328 | 660 | 210 | 142 | 19.6812 | 1000 | 1900 | 600kg/m2 | 85042300 | SEK | 521646 | BBC Austria | Sweden | Uddevalla | Mugharraq | 2024-05-06 | 2024-07-21 | [11 empty] | 2024-08-02 |  |  | CASE_LIST |  | 1 | site | SHU | 2024-08-02 | site | 0 | 1 | 1 | 2 | 13.86 | 1 | 13.86 | HITACHI(HE) |  | 1 | 1 | 0 | 1 | Flow 1: Port → Site | SHU | HITACHI
1755 | PRL-SHU-016-O1 | HVDC-ADOPT-HE-0143 | SHU | EQ-002 | 190222 | 1 | Outdoor | Transformer Accessories 8721328 | 136 | 136 | 111 | 2.0531 | 50 | 145 | 600kg/m2 | 85042300 | SEK | 521646 | BBC Austria | Sweden | Uddevalla | Mugharraq | 2024-05-06 | 2024-07-21 | [11 empty] | 2024-08-02 |  |  | CASE_LIST |  | 1 | site | SHU | 2024-08-02 | site | 0 | 1 | 1 | 2 | 1.85 | 1 | 1.85 | HITACHI(HE) |  | 1 | 1 | 0 | 1 | Flow 1: Port → Site | SHU | HITACHI
1756 | PRL-SHU-016-O1 | HVDC-ADOPT-HE-0143 | SHU | EQ-002 | 190223 | 1 | Outdoor | Transformer Accessories 8721328 | 136 | 136 | 111 | 2.0531 | 50 | 145 | 600kg/m2 | 85042300 | SEK | 521646 | BBC Austria | Sweden | Uddevalla | Mugharraq | 2024-05-06 | 2024-07-21 | [11 empty] | 2024-08-02 |  |  | CASE_LIST |  | 1 | site | SHU | 2024-08-02 | site | 0 | 1 | 1 | 2 | 1.85 | 1 | 1.85 | HITACHI(HE) |  | 1 | 1 | 0 | 1 | Flow 1: Port → Site | SHU | HITACHI
1757 | PRL-SHU-016-O1 | HVDC-ADOPT-HE-0143 | SHU | EQ-002 | 190248 | 1 | Outdoor | Transformer 8721329 | 757 | 413 | 466 | 145.6907 | 198000 | 198000 | 600kg/m2 | 85042300 | SEK | 31298760 | BBC Austria | Sweden | Uddevalla | Mugharraq | 2024-05-06 | 2024-07-21 | [11 empty] | 2024-08-01 |  |  | CASE_LIST |  | 1 | site | SHU | 2024-08-01 | site | 0 | 1 | 1 | 2 | 31.26 | 1 | 31.26 | HITACHI(HE) |  | 1 | 1 | 0 | 1 | Flow 1: Port → Site | SHU | HITACHI
1758 | PRL-SHU-016-O1 | HVDC-ADOPT-HE-0143 | SHU | EQ-002 | 190249 | 1 | Outdoor | Transformer Accessories 8721329 | 80 | 60 | 53 | 0.2544 | 26 | 39 | 600kg/m2 | 85042300 | SEK | 474223.6 | BBC Austria | Sweden | Uddevalla | Mugharraq | 2024-05-06 | 2024-07-21 | [11 empty] | 2024-08-02 |  |  | CASE_LIST |  | 1 | site | SHU | 2024-08-02 | site | 0 | 1 | 1 | 2 | 0.48 | 1 | 0.48 | HITACHI(HE) |  | 1 | 1 | 0 | 1 | Flow 1: Port → Site | SHU | HITACHI
1759 | PRL-SHU-016-O1 | HVDC-ADOPT-HE-0143 | SHU | EQ-002 | 190251 | 1 | Outdoor | Transformer Accessories 8721329 | 930 | 99 | 133 | 12.2453 | 2750 | 3650 | 600kg/m2 | 85042300 | SEK | 474223.6 | BBC Austria | Sweden | Uddevalla | Mugharraq | 2024-05-06 | 2024-07-21 | [11 empty] | 2024-08-02 |  |  | CASE_LIST |  | 1 | site | SHU | 2024-08-02 | site | 0 | 1 | 1 | 2 | 9.21 | 1 | 9.21 | HITACHI(HE) |  | 1 | 1 | 0 | 1 | Flow 1: Port → Site | SHU | HITACHI
1760 | PRL-SHU-016-O1 | HVDC-ADOPT-HE-0143 | SHU | EQ-002 | 190252 | 1 | Outdoor | Transformer Accessories 8721329 | 930 | 99 | 133 | 12.2453 | 2750 | 3650 | 600kg/m2 | 85042300 | SEK | 474223.6 | BBC Austria | Sweden | Uddevalla | Mugharraq | 2024-05-06 | 2024-07-21 | [11 empty] | 2024-08-02 |  |  | CASE_LIST |  | 1 | site | SHU | 2024-08-02 | site | 0 | 1 | 1 | 2 | 9.21 | 1 | 9.21 | HITACHI(HE) |  | 1 | 1 | 0 | 1 | Flow 1: Port → Site | SHU | HITACHI
1761 | PRL-SHU-016-O1 | HVDC-ADOPT-HE-0143 | SHU | EQ-002 | 190253 | 1 | Outdoor | Transformer Accessories 8721329 | 630 | 76 | 83 | 3.974 | 550 | 805 | 600kg/m2 | 85042300 | SEK | 474223.6 | BBC Austria | Sweden | Uddevalla | Mugharraq | 2024-05-06 | 2024-07-21 | [11 empty] | 2024-08-02 |  |  | CASE_LIST |  | 1 | site | SHU | 2024-08-02 | site | 0 | 1 | 1 | 2 | 4.79 | 1 | 4.79 | HITACHI(HE) |  | 1 | 1 | 0 | 1 | Flow 1: Port → Site | SHU | HITACHI
1762 | PRL-SHU-016-O1 | HVDC-ADOPT-HE-0143 | SHU | EQ-002 | 190254 | 1 | Outdoor | Transformer Accessories 8721329 | 176 | 36 | 43 | 0.27245 | 40 | 78 | 600kg/m2 | 85042300 | SEK | 474223.6 | BBC Austria | Sweden | Uddevalla | Mugharraq | 2024-05-06 | 2024-07-21 | [11 empty] | 2024-08-02 |  |  | CASE_LIST |  | 1 | site | SHU | 2024-08-02 | site | 0 | 1 | 1 | 2 | 0.63 | 1 | 0.63 | HITACHI(HE) |  | 1 | 1 | 0 | 1 | Flow 1: Port → Site | SHU | HITACHI
1763 | PRL-SHU-016-O1 | HVDC-ADOPT-HE-0143 | SHU | EQ-002 | 190255 | 1 | Outdoor | Transformer Accessories 8721329 | 479 | 176 | 198 | 16.6922 | 1400 | 2000 | 600kg/m2 | 85042300 | SEK | 474223.6 | BBC Austria | Sweden | Uddevalla | Mugharraq | 2024-05-06 | 2024-07-21 | [11 empty] | 2024-08-02 |  |  | CASE_LIST |  | 1 | site | SHU | 2024-08-02 | site | 0 | 1 | 1 | 2 | 8.43 | 1 | 8.43 | HITACHI(HE) |  | 1 | 1 | 0 | 1 | Flow 1: Port → Site | SHU | HITACHI
1764 | PRL-SHU-016-O1 | HVDC-ADOPT-HE-0143 | SHU | EQ-002 | 190256 | 1 | Outdoor | Transformer Accessories 8721329 | 479 | 175 | 198 | 16.5973 | 1600 | 2200 | 600kg/m2 | 85042300 | SEK | 474223.6 | BBC Austria | Sweden | Uddevalla | Mugharraq | 2024-05-06 | 2024-07-21 | [11 empty] | 2024-08-02 |  |  | CASE_LIST |  | 1 | site | SHU | 2024-08-02 | site | 0 | 1 | 1 | 2 | 8.38 | 1 | 8.38 | HITACHI(HE) |  | 1 | 1 | 0 | 1 | Flow 1: Port → Site | SHU | HITACHI
1765 | PRL-SHU-016-O1 | HVDC-ADOPT-HE-0143 | SHU | EQ-002 | 190257 | 1 | Outdoor | Transformer Accessories 8721329 | 479 | 175 | 198 | 16.5973 | 1600 | 2200 | 600kg/m2 | 85042300 | SEK | 474223.6 | BBC Austria | Sweden | Uddevalla | Mugharraq | 2024-05-06 | 2024-07-21 | [11 empty] | 2024-08-02 |  |  | CASE_LIST |  | 1 | site | SHU | 2024-08-02 | site | 0 | 1 | 1 | 2 | 8.38 | 1 | 8.38 | HITACHI(HE) |  | 1 | 1 | 0 | 1 | Flow 1: Port → Site | SHU | HITACHI
1766 | PRL-SHU-016-O1 | HVDC-ADOPT-HE-0143 | SHU | EQ-002 | 190258 | 1 | Outdoor | Transformer Accessories 8721329 | 479 | 176 | 198 | 16.6922 | 1400 | 2000 | 600kg/m2 | 85042300 | SEK | 474223.6 | BBC Austria | Sweden | Uddevalla | Mugharraq | 2024-05-06 | 2024-07-21 | [11 empty] | 2024-08-02 |  |  | CASE_LIST |  | 1 | site | SHU | 2024-08-02 | site | 0 | 1 | 1 | 2 | 8.43 | 1 | 8.43 | HITACHI(HE) |  | 1 | 1 | 0 | 1 | Flow 1: Port → Site | SHU | HITACHI
1767 | PRL-SHU-016-O1 | HVDC-ADOPT-HE-0143 | SHU | EQ-002 | 190259 | 1 | Outdoor | Transformer Accessories 8721329 | 412 | 227 | 240 | 22.4458 | 2700 | 3200 | 600kg/m2 | 85042300 | SEK | 474223.6 | BBC Austria | Sweden | Uddevalla | Mugharraq | 2024-05-06 | 2024-07-21 | [11 empty] | 2024-08-02 |  |  | CASE_LIST |  | 1 | site | SHU | 2024-08-02 | site | 0 | 1 | 1 | 2 | 9.35 | 1 | 9.35 | HITACHI(HE) |  | 1 | 1 | 0 | 1 | Flow 1: Port → Site | SHU | HITACHI
1768 | PRL-SHU-016-O1 | HVDC-ADOPT-HE-0143 | SHU | EQ-002 | 190260 | 1 | Outdoor | Transformer Accessories 8721329 | 365 | 240 | 183 | 16.0308 | 1855 | 2363 | 600kg/m2 | 85042300 | SEK | 474223.6 | BBC Austria | Sweden | Uddevalla | Mugharraq | 2024-05-06 | 2024-07-21 | [11 empty] | 2024-08-02 |  |  | CASE_LIST |  | 1 | site | SHU | 2024-08-02 | site | 0 | 1 | 1 | 2 | 8.76 | 1 | 8.76 | HITACHI(HE) |  | 1 | 1 | 0 | 1 | Flow 1: Port → Site | SHU | HITACHI
1769 | PRL-SHU-016-O1 | HVDC-ADOPT-HE-0143 | SHU | EQ-002 | 190262 | 1 | Outdoor | Transformer Accessories 8721329 | 170 | 170 | 111 | 3.2079 | 350 | 550 | 600kg/m2 | 85042300 | SEK | 474223.6 | BBC Austria | Sweden | Uddevalla | Mugharraq | 2024-05-06 | 2024-07-21 | [11 empty] | 2024-08-02 |  |  | CASE_LIST |  | 1 | site | SHU | 2024-08-02 | site | 0 | 1 | 1 | 2 | 2.89 | 1 | 2.89 | HITACHI(HE) |  | 1 | 1 | 0 | 1 | Flow 1: Port → Site | SHU | HITACHI
1770 | PRL-SHU-016-O1 | HVDC-ADOPT-HE-0143 | SHU | EQ-002 | 190263 | 1 | Outdoor | Transformer Accessories 8721329 | 300 | 162 | 182 | 8.8452 | 1725 | 2025 | 600kg/m2 | 85042300 | SEK | 474223.6 | BBC Austria | Sweden | Uddevalla | Mugharraq | 2024-05-06 | 2024-07-21 | [11 empty] | 2024-08-02 |  |  | CASE_LIST |  | 1 | site | SHU | 2024-08-02 | site | 0 | 1 | 1 | 2 | 4.86 | 1 | 4.86 | HITACHI(HE) |  | 1 | 1 | 0 | 1 | Flow 1: Port → Site | SHU | HITACHI
1771 | PRL-SHU-016-O1 | HVDC-ADOPT-HE-0143 | SHU | EQ-002 | 190264 | 1 | Outdoor | Transformer Accessories 8721329 | 300 | 162 | 182 | 8.8452 | 1725 | 2025 | 600kg/m2 | 85042300 | SEK | 474223.6 | BBC Austria | Sweden | Uddevalla | Mugharraq | 2024-05-06 | 2024-07-21 | [11 empty] | 2024-08-02 |  |  | CASE_LIST |  | 1 | site | SHU | 2024-08-02 | site | 0 | 1 | 1 | 2 | 4.86 | 1 | 4.86 | HITACHI(HE) |  | 1 | 1 | 0 | 1 | Flow 1: Port → Site | SHU | HITACHI
1772 | PRL-SHU-016-O1 | HVDC-ADOPT-HE-0143 | SHU | EQ-002 | 190265 | 1 | Outdoor | Transformer Accessories 8721329 | 204 | 152 | 175 | 5.4264 | 700 | 1000 | 600kg/m2 | 85042300 | SEK | 474223.6 | BBC Austria | Sweden | Uddevalla | Mugharraq | 2024-05-06 | 2024-07-21 | [11 empty] | 2024-08-02 |  |  | CASE_LIST |  | 1 | site | SHU | 2024-08-02 | site | 0 | 1 | 1 | 2 | 3.1 | 1 | 3.1 | HITACHI(HE) |  | 1 | 1 | 0 | 1 | Flow 1: Port → Site | SHU | HITACHI
1773 | PRL-SHU-016-O1 | HVDC-ADOPT-HE-0143 | SHU | EQ-002 | 190266 | 1 | Outdoor | Transformer Accessories 8721329 | 660 | 210 | 142 | 19.6812 | 1000 | 1900 | 600kg/m2 | 85042300 | SEK | 474223.6 | BBC Austria | Sweden | Uddevalla | Mugharraq | 2024-05-06 | 2024-07-21 | [11 empty] | 2024-08-02 |  |  | CASE_LIST |  | 1 | site | SHU | 2024-08-02 | site | 0 | 1 | 1 | 2 | 13.86 | 1 | 13.86 | HITACHI(HE) |  | 1 | 1 | 0 | 1 | Flow 1: Port → Site | SHU | HITACHI
1774 | PRL-SHU-016-O1 | HVDC-ADOPT-HE-0143 | SHU | EQ-002 | 190267 | 1 | Outdoor | Transformer Accessories 8721329 | 136 | 136 | 111 | 2.0531 | 50 | 145 | 600kg/m2 | 85042300 | SEK | 474223.6 | BBC Austria | Sweden | Uddevalla | Mugharraq | 2024-05-06 | 2024-07-21 | [11 empty] | 2024-08-02 |  |  | CASE_LIST |  | 1 | site | SHU | 2024-08-02 | site | 0 | 1 | 1 | 2 | 1.85 | 1 | 1.85 | HITACHI(HE) |  | 1 | 1 | 0 | 1 | Flow 1: Port → Site | SHU | HITACHI
1775 | PRL-SHU-016-O1 | HVDC-ADOPT-HE-0143 | SHU | EQ-002 | 190268 | 1 | Outdoor | Transformer Accessories 8721329 | 136 | 136 | 111 | 2.0531 | 50 | 145 | 600kg/m2 | 85042300 | SEK | 474223.6 | BBC Austria | Sweden | Uddevalla | Mugharraq | 2024-05-06 | 2024-07-21 | [11 empty] | 2024-08-02 |  |  | CASE_LIST |  | 1 | site | SHU | 2024-08-02 | site | 0 | 1 | 1 | 2 | 1.85 | 1 | 1.85 | HITACHI(HE) |  | 1 | 1 | 0 | 1 | Flow 1: Port → Site | SHU | HITACHI
1776 | PRL-SHU-016-O1 | HVDC-ADOPT-HE-0143 | SHU | EQ-002 | 190269 | 1 | Outdoor | Transformer Accessories 8721329 | 80 | 60 | 53 | 0.2544 | 165 | 180 | 600kg/m2 | 85042300 | SEK | 474223.6 | BBC Austria | Sweden | Uddevalla | Mugharraq | 2024-05-06 | 2024-07-21 | [11 empty] | 2024-08-02 |  |  | CASE_LIST |  | 1 | site | SHU | 2024-08-02 | site | 0 | 1 | 1 | 2 | 0.48 | 1 | 0.48 | HITACHI(HE) |  | 1 | 1 | 0 | 1 | Flow 1: Port → Site | SHU | HITACHI
1777 | PRL-SHU-016-O1 | HVDC-ADOPT-HE-0143 | SHU | EQ-002 | 190270 | 1 | Outdoor | Transformer Accessories 8721329 | 183 | 134 | 143 | 3.5066 | 190 | 320 | 600kg/m2 | 85042300 | SEK | 474223.6 | BBC Austria | Sweden | Uddevalla | Mugharraq | 2024-05-06 | 2024-07-21 | [11 empty] | 2024-08-02 |  |  | CASE_LIST |  | 1 | site | SHU | 2024-08-02 | site | 0 | 1 | 1 | 2 | 2.45 | 1 | 2.45 | HITACHI(HE) |  | 1 | 1 | 0 | 1 | Flow 1: Port → Site | SHU | HITACHI
1778 | PRL-SHU-016-O1 | HVDC-ADOPT-HE-0143 | SHU | EQ-002 | 190096 | 1 | Outdoor | Transformer Accessories commissioning spare | 120 | 82 | 74 | 0.72816 | 220 | 250 | 600kg/m2 | 85042300 | SEK | 62134.02 | BBC Austria | Sweden | Uddevalla | Mugharraq | 2024-05-06 | 2024-07-21 | [11 empty] | 2024-08-02 |  |  | CASE_LIST |  | 1 | site | SHU | 2024-08-02 | site | 0 | 1 | 1 | 2 | 0.98 | 1 | 0.98 | HITACHI(HE) |  | 1 | 1 | 0 | 1 | Flow 1: Port → Site | SHU | HITACHI
1689 | PRL-MIR-002-O lot 3 | HVDC-ADOPT-HE-0142 | MIR | EQ-001 | 207863 | 1 | Indoor | Layer 12 Cells - Mirfa | 365 | 233 | 172 | 14.6277 | 4500 | 5000 | Stackable x1 | 85044083 | SEK | 2079511 | Edith Maersk | Sweden | Gothenburg | Khalifa port | 2024-05-09 | 2024-06-28 |  | 2025-06-29 | [8 empty] | 2025-08-13 |  |  |  | CASE_LIST | 1 | 1 | site | MIR | 2025-08-13 | site | 1 | 2 | 0 | 2 | 8.5 | 1 | 8.5 | HITACHI(HE) |  | 1 | 2 | 1 | 2 | Flow 2: Port → WH → Site | MIR | HITACHI
1690 | PRL-MIR-002-O lot 3 | HVDC-ADOPT-HE-0142 | MIR | EQ-001 | 207865 | 1 | Indoor | Layer 12 Cells - Mirfa | 365 | 233 | 172 | 14.6277 | 4500 | 5000 | Stackable x1 | 85044083 | SEK | 2079511 | Edith Maersk | Sweden | Gothenburg | Khalifa port | 2024-05-09 | 2024-06-28 |  | 2025-06-29 | [8 empty] | 2025-08-13 |  |  |  | CASE_LIST | 1 | 1 | site | MIR | 2025-08-13 | site | 1 | 2 | 0 | 2 | 8.5 | 1 | 8.5 | HITACHI(HE) |  | 1 | 2 | 1 | 2 | Flow 2: Port → WH → Site | MIR | HITACHI
1691 | PRL-MIR-002-O lot 3 | HVDC-ADOPT-HE-0142 | MIR | EQ-001 | 207866 | 1 | Indoor | Layer 12 Cells - Mirfa | 365 | 233 | 172 | 14.6277 | 4500 | 5000 | Stackable x1 | 85044083 | SEK | 2079511 | Edith Maersk | Sweden | Gothenburg | Khalifa port | 2024-05-09 | 2024-06-28 |  | 2025-06-29 | [8 empty] | 2025-08-13 |  |  |  | CASE_LIST | 1 | 1 | site | MIR | 2025-08-13 | site | 1 | 2 | 0 | 2 | 8.5 | 1 | 8.5 | HITACHI(HE) |  | 1 | 2 | 1 | 2 | Flow 2: Port → WH → Site | MIR | HITACHI
1692 | PRL-MIR-002-O lot 3 | HVDC-ADOPT-HE-0142 | MIR | EQ-001 | 207869 | 1 | Indoor | Layer 12 Cells - Mirfa | 365 | 233 | 172 | 14.6277 | 4500 | 5000 | Stackable x1 | 85044083 | SEK | 2079511 | Edith Maersk | Sweden | Gothenburg | Khalifa port | 2024-05-09 | 2024-06-28 |  | 2025-06-29 | [8 empty] | 2025-08-14 |  |  |  | CASE_LIST | 1 | 1 | site | MIR | 2025-08-14 | site | 1 | 2 | 0 | 2 | 8.5 | 1 | 8.5 | HITACHI(HE) |  | 1 | 2 | 1 | 2 | Flow 2: Port → WH → Site | MIR | HITACHI
1693 | PRL-MIR-002-O lot 3 | HVDC-ADOPT-HE-0142 | MIR | EQ-001 | 207873 | 1 | Indoor | Layer 12 Cells - Mirfa | 365 | 233 | 172 | 14.6277 | 4500 | 5000 | Stackable x1 | 85044083 | SEK | 2079511 | Edith Maersk | Sweden | Gothenburg | Khalifa port | 2024-05-09 | 2024-06-28 |  | 2025-06-29 | [8 empty] | 2025-08-06 |  |  |  | CASE_LIST | 1 | 1 | site | MIR | 2025-08-06 | site | 1 | 2 | 0 | 2 | 8.5 | 1 | 8.5 | HITACHI(HE) |  | 1 | 2 | 1 | 2 | Flow 2: Port → WH → Site | MIR | HITACHI
1694 | PRL-MIR-002-O lot 3 | HVDC-ADOPT-HE-0142 | MIR | EQ-001 | 207874 | 1 | Indoor | Layer 12 Cells - Mirfa | 365 | 233 | 172 | 14.6277 | 4500 | 5000 | Stackable x1 | 85044083 | SEK | 2079511 | Edith Maersk | Sweden | Gothenburg | Khalifa port | 2024-05-09 | 2024-06-28 |  | 2025-06-29 | [8 empty] | 2025-08-14 |  |  |  | CASE_LIST | 1 | 1 | site | MIR | 2025-08-14 | site | 1 | 2 | 0 | 2 | 8.5 | 1 | 8.5 | HITACHI(HE) |  | 1 | 2 | 1 | 2 | Flow 2: Port → WH → Site | MIR | HITACHI
1695 | PRL-MIR-002-O lot 3 | HVDC-ADOPT-HE-0142 | MIR | EQ-001 | 207884 | 1 | Indoor | Layer 12 Cells - Mirfa | 365 | 233 | 172 | 14.6277 | 4500 | 5000 | Stackable x1 | 85044083 | SEK | 2079511 | Edith Maersk | Sweden | Gothenburg | Khalifa port | 2024-05-09 | 2024-06-28 |  | 2025-06-29 | [8 empty] | 2025-08-14 |  |  |  | CASE_LIST | 1 | 1 | site | MIR | 2025-08-14 | site | 1 | 2 | 0 | 2 | 8.5 | 1 | 8.5 | HITACHI(HE) |  | 1 | 2 | 1 | 2 | Flow 2: Port → WH → Site | MIR | HITACHI
1696 | PRL-MIR-002-O lot 3 | HVDC-ADOPT-HE-0142 | MIR | EQ-001 | 207897 | 1 | Indoor | Layer 12 Cells - Mirfa | 365 | 233 | 172 | 14.6277 | 4500 | 5000 | Stackable x1 | 85044083 | SEK | 2079511 | Edith Maersk | Sweden | Gothenburg | Khalifa port | 2024-05-09 | 2024-06-28 |  | 2025-06-29 | [8 empty] | 2025-08-15 |  |  |  | CASE_LIST | 1 | 1 | site | MIR | 2025-08-15 | site | 1 | 2 | 0 | 2 | 8.5 | 1 | 8.5 | HITACHI(HE) |  | 1 | 2 | 1 | 2 | Flow 2: Port → WH → Site | MIR | HITACHI
1697 | PRL-MIR-002-O lot 3 | HVDC-ADOPT-HE-0142 | MIR | EQ-001 | 207911 | 1 | Indoor | Layer 12 Cells - Mirfa | 365 | 233 | 172 | 14.6277 | 4500 | 5000 | Stackable x1 | 85044083 | SEK | 2079511 | Edith Maersk | Sweden | Gothenburg | Khalifa port | 2024-05-09 | 2024-06-28 |  | 2025-06-29 | [8 empty] | 2025-08-18 |  |  |  | CASE_LIST | 1 | 1 | site | MIR | 2025-08-18 | site | 1 | 2 | 0 | 2 | 8.5 | 1 | 8.5 | HITACHI(HE) |  | 1 | 2 | 1 | 2 | Flow 2: Port → WH → Site | MIR | HITACHI
1698 | PRL-MIR-002-O lot 3 | HVDC-ADOPT-HE-0142 | MIR | EQ-001 | 207913 | 1 | Indoor | Layer 12 Cells - Mirfa | 365 | 233 | 172 | 14.6277 | 4500 | 5000 | Stackable x1 | 85044083 | SEK | 2079511 | Edith Maersk | Sweden | Gothenburg | Khalifa port | 2024-05-09 | 2024-06-28 |  | 2025-06-29 | [8 empty] | 2025-08-18 |  |  |  | CASE_LIST | 1 | 1 | site | MIR | 2025-08-18 | site | 1 | 2 | 0 | 2 | 8.5 | 1 | 8.5 | HITACHI(HE) |  | 1 | 2 | 1 | 2 | Flow 2: Port → WH → Site | MIR | HITACHI
1699 | PRL-MIR-002-O lot 3 | HVDC-ADOPT-HE-0142 | MIR | EQ-001 | 207917 | 1 | Indoor | Layer 12 Cells - Mirfa | 365 | 233 | 172 | 14.6277 | 4500 | 5000 | Stackable x1 | 85044083 | SEK | 2079511 | Edith Maersk | Sweden | Gothenburg | Khalifa port | 2024-05-09 | 2024-06-28 |  | 2025-06-29 | [8 empty] | 2025-08-06 |  |  |  | CASE_LIST | 1 | 1 | site | MIR | 2025-08-06 | site | 1 | 2 | 0 | 2 | 8.5 | 1 | 8.5 | HITACHI(HE) |  | 1 | 2 | 1 | 2 | Flow 2: Port → WH → Site | MIR | HITACHI
1700 | PRL-MIR-002-O lot 3 | HVDC-ADOPT-HE-0142 | MIR | EQ-001 | 207932 | 1 | Indoor | Layer 12 Cells - Mirfa | 365 | 233 | 172 | 14.6277 | 4500 | 5000 | Stackable x1 | 85044083 | SEK | 2079511 | Edith Maersk | Sweden | Gothenburg | Khalifa port | 2024-05-09 | 2024-06-28 |  | 2025-06-29 | [8 empty] | 2025-09-18 |  |  |  | CASE_LIST | 1 | 1 | site | MIR | 2025-09-18 | site | 1 | 2 | 0 | 2 | 8.5 | 1 | 8.5 | HITACHI(HE) |  | 1 | 2 | 1 | 2 | Flow 2: Port → WH → Site | MIR | HITACHI
1701 | PRL-MIR-002-O lot 3 | HVDC-ADOPT-HE-0142 | MIR | EQ-001 | 207933 | 1 | Indoor | Layer 12 Cells - Mirfa | 365 | 233 | 172 | 14.6277 | 4500 | 5000 | Stackable x1 | 85044083 | SEK | 2079511 | Edith Maersk | Sweden | Gothenburg | Khalifa port | 2024-05-09 | 2024-06-28 |  | 2025-06-29 | [8 empty] | 2025-09-18 |  |  |  | CASE_LIST | 1 | 1 | site | MIR | 2025-09-18 | site | 1 | 2 | 0 | 2 | 8.5 | 1 | 8.5 | HITACHI(HE) |  | 1 | 2 | 1 | 2 | Flow 2: Port → WH → Site | MIR | HITACHI
1702 | PRL-MIR-002-O lot 3 | HVDC-ADOPT-HE-0142 | MIR | EQ-001 | 207938 | 1 | Indoor | Layer 12 Cells - Mirfa | 365 | 233 | 172 | 14.6277 | 4500 | 5000 | Stackable x1 | 85044083 | SEK | 2079511 | Edith Maersk | Sweden | Gothenburg | Khalifa port | 2024-05-09 | 2024-06-28 |  | 2025-06-29 | [8 empty] | 2025-09-18 |  |  |  | CASE_LIST | 1 | 1 | site | MIR | 2025-09-18 | site | 1 | 2 | 0 | 2 | 8.5 | 1 | 8.5 | HITACHI(HE) |  | 1 | 2 | 1 | 2 | Flow 2: Port → WH → Site | MIR | HITACHI
1703 | PRL-MIR-002-O lot 3 | HVDC-ADOPT-HE-0142 | MIR | EQ-001 | 207939 | 1 | Indoor | Layer 12 Cells - Mirfa | 365 | 233 | 172 | 14.6277 | 4500 | 5000 | Stackable x1 | 85044083 | SEK | 2079511 | Edith Maersk | Sweden | Gothenburg | Khalifa port | 2024-05-09 | 2024-06-28 |  | 2025-06-29 | [12 empty] | CASE_LIST | 1 |  | warehouse | DSV Indoor | 2025-06-29 | warehouse | 1 | 1 | -1 | 0 | 8.5 | 1 | 8.5 | HITACHI(HE) |  | 0 | 1 | 1 | 2 | Flow 2: Port → WH → Site | DSV Indoor | HITACHI
1704 | PRL-MIR-002-O lot 3 | HVDC-ADOPT-HE-0142 | MIR | EQ-001 | 207941 | 1 | Indoor | Layer 12 Cells - Mirfa | 365 | 233 | 172 | 14.6277 | 4500 | 5000 | Stackable x1 | 85044083 | SEK | 2079511 | Edith Maersk | Sweden | Gothenburg | Khalifa port | 2024-05-09 | 2024-06-28 |  | 2025-06-29 | [12 empty] | CASE_LIST | 1 |  | warehouse | DSV Indoor | 2025-06-29 | warehouse | 1 | 1 | -1 | 0 | 8.5 | 1 | 8.5 | HITACHI(HE) |  | 0 | 1 | 1 | 2 | Flow 2: Port → WH → Site | DSV Indoor | HITACHI
1705 | PRL-MIR-002-O lot 3 | HVDC-ADOPT-HE-0142 | MIR | EQ-001 | 207942 | 1 | Indoor | Layer 12 Cells - Mirfa | 365 | 233 | 172 | 14.6277 | 4500 | 5000 | Stackable x1 | 85044083 | SEK | 2079511 | Edith Maersk | Sweden | Gothenburg | Khalifa port | 2024-05-09 | 2024-06-28 |  | 2025-06-29 | [12 empty] | CASE_LIST | 1 |  | warehouse | DSV Indoor | 2025-06-29 | warehouse | 1 | 1 | -1 | 0 | 8.5 | 1 | 8.5 | HITACHI(HE) |  | 0 | 1 | 1 | 2 | Flow 2: Port → WH → Site | DSV Indoor | HITACHI
1706 | PRL-MIR-002-O lot 3 | HVDC-ADOPT-HE-0142 | MIR | EQ-001 | 207951 | 1 | Indoor | Layer 12 Cells - Mirfa | 365 | 233 | 172 | 14.6277 | 4500 | 5000 | Stackable x1 | 85044083 | SEK | 2079511 | Edith Maersk | Sweden | Gothenburg | Khalifa port | 2024-05-09 | 2024-06-28 |  | 2025-06-29 | [12 empty] | CASE_LIST | 1 |  | warehouse | DSV Indoor | 2025-06-29 | warehouse | 1 | 1 | -1 | 0 | 8.5 | 1 | 8.5 | HITACHI(HE) |  | 0 | 1 | 1 | 2 | Flow 2: Port → WH → Site | DSV Indoor | HITACHI
1707 | PRL-MIR-002-O lot 3 | HVDC-ADOPT-HE-0142 | MIR | EQ-001 | 207952 | 1 | Indoor | Layer 12 Cells - Mirfa | 365 | 233 | 172 | 14.6277 | 4500 | 5000 | Stackable x1 | 85044083 | SEK | 2079511 | Edith Maersk | Sweden | Gothenburg | Khalifa port | 2024-05-09 | 2024-06-28 |  | 2025-06-29 | [12 empty] | CASE_LIST | 1 |  | warehouse | DSV Indoor | 2025-06-29 | warehouse | 1 | 1 | -1 | 0 | 8.5 | 1 | 8.5 | HITACHI(HE) |  | 0 | 1 | 1 | 2 | Flow 2: Port → WH → Site | DSV Indoor | HITACHI
1708 | PRL-MIR-002-O lot 3 | HVDC-ADOPT-HE-0142 | MIR | EQ-001 | 207963 | 1 | Indoor | Layer 12 Cells - Mirfa | 365 | 233 | 172 | 14.6277 | 4500 | 5000 | Stackable x1 | 85044083 | SEK | 2079511 | Edith Maersk | Sweden | Gothenburg | Khalifa port | 2024-05-09 | 2024-06-28 |  | 2025-06-29 | [12 empty] | CASE_LIST | 1 |  | warehouse | DSV Indoor | 2025-06-29 | warehouse | 1 | 1 | -1 | 0 | 8.5 | 1 | 8.5 | HITACHI(HE) |  | 0 | 1 | 1 | 2 | Flow 2: Port → WH → Site | DSV Indoor | HITACHI
1709 | PRL-MIR-002-O lot 3 | HVDC-ADOPT-HE-0142 | MIR | EQ-001 | 207977 | 1 | Indoor | Layer 12 Cells - Mirfa | 365 | 233 | 172 | 14.6277 | 4500 | 5000 | Stackable x1 | 85044083 | SEK | 2079511 | Edith Maersk | Sweden | Gothenburg | Khalifa port | 2024-05-09 | 2024-06-28 |  | 2025-06-29 | [12 empty] | CASE_LIST | 1 |  | warehouse | DSV Indoor | 2025-06-29 | warehouse | 1 | 1 | -1 | 0 | 8.5 | 1 | 8.5 | HITACHI(HE) |  | 0 | 1 | 1 | 2 | Flow 2: Port → WH → Site | DSV Indoor | HITACHI
1710 | PRL-MIR-002-O lot 3 | HVDC-ADOPT-HE-0142 | MIR | EQ-001 | 207979 | 1 | Indoor | Layer 12 Cells - Mirfa | 365 | 233 | 172 | 14.6277 | 4500 | 5000 | Stackable x1 | 85044083 | SEK | 2079511 | Edith Maersk | Sweden | Gothenburg | Khalifa port | 2024-05-09 | 2024-06-28 |  | 2025-06-29 | [12 empty] | CASE_LIST | 1 |  | warehouse | DSV Indoor | 2025-06-29 | warehouse | 1 | 1 | -1 | 0 | 8.5 | 1 | 8.5 | HITACHI(HE) |  | 0 | 1 | 1 | 2 | Flow 2: Port → WH → Site | DSV Indoor | HITACHI
1711 | PRL-MIR-002-O lot 3 | HVDC-ADOPT-HE-0142 | MIR | EQ-001 | 207980 | 1 | Indoor | Layer 12 Cells - Mirfa | 365 | 233 | 172 | 14.6277 | 4500 | 5000 | Stackable x1 | 85044083 | SEK | 2079511 | Edith Maersk | Sweden | Gothenburg | Khalifa port | 2024-05-09 | 2024-06-28 |  | 2025-06-29 | [12 empty] | CASE_LIST | 1 |  | warehouse | DSV Indoor | 2025-06-29 | warehouse | 1 | 1 | -1 | 0 | 8.5 | 1 | 8.5 | HITACHI(HE) |  | 0 | 1 | 1 | 2 | Flow 2: Port → WH → Site | DSV Indoor | HITACHI
1712 | PRL-MIR-002-O lot 3 | HVDC-ADOPT-HE-0142 | MIR | EQ-001 | 279871 | 1 | Indoor | Layer 12 Cells - Mirfa | 365 | 233 | 172 | 14.6277 | 4500 | 5000 | Stackable x1 | 85044083 | SEK | 2079511 | Edith Maersk | Sweden | Gothenburg | Khalifa port | 2024-05-09 | 2024-06-28 |  | 2025-06-29 | [12 empty] | CASE_LIST | 1 |  | warehouse | DSV Indoor | 2025-06-29 | warehouse | 1 | 1 | -1 | 0 | 8.5 | 1 | 8.5 | HITACHI(HE) |  | 0 | 1 | 1 | 2 | Flow 2: Port → WH → Site | DSV Indoor | HITACHI
1713 | PRL-MIR-002-O lot 3 | HVDC-ADOPT-HE-0142 | MIR | EQ-001 | 279898 | 1 | Indoor | Layer 12 Cells - Mirfa | 365 | 233 | 172 | 14.6277 | 4500 | 5000 | Stackable x1 | 85044083 | SEK | 2079511 | Edith Maersk | Sweden | Gothenburg | Khalifa port | 2024-05-09 | 2024-06-28 |  | 2025-06-29 | [12 empty] | CASE_LIST | 1 |  | warehouse | DSV Indoor | 2025-06-29 | warehouse | 1 | 1 | -1 | 0 | 8.5 | 1 | 8.5 | HITACHI(HE) |  | 0 | 1 | 1 | 2 | Flow 2: Port → WH → Site | DSV Indoor | HITACHI
1714 | PRL-MIR-002-O lot 3 | HVDC-ADOPT-HE-0142 | MIR | EQ-001 | 279926 | 1 | Indoor | Layer 12 Cells - Mirfa | 365 | 233 | 172 | 14.6277 | 4500 | 5000 | Stackable x1 | 85044083 | SEK | 2079511 | Edith Maersk | Sweden | Gothenburg | Khalifa port | 2024-05-09 | 2024-06-28 |  | 2025-06-29 | [12 empty] | CASE_LIST | 1 |  | warehouse | DSV Indoor | 2025-06-29 | warehouse | 1 | 1 | -1 | 0 | 8.5 | 1 | 8.5 | HITACHI(HE) |  | 0 | 1 | 1 | 2 | Flow 2: Port → WH → Site | DSV Indoor | HITACHI
1715 | PRL-MIR-002-O lot 3 | HVDC-ADOPT-HE-0142 | MIR | EQ-001 | 279927 | 1 | Indoor | Layer 12 Cells - Mirfa | 365 | 233 | 172 | 14.6277 | 4500 | 5000 | Stackable x1 | 85044083 | SEK | 2079511 | Edith Maersk | Sweden | Gothenburg | Khalifa port | 2024-05-09 | 2024-06-28 |  | 2025-06-29 | [12 empty] | CASE_LIST | 1 |  | warehouse | DSV Indoor | 2025-06-29 | warehouse | 1 | 1 | -1 | 0 | 8.5 | 1 | 8.5 | HITACHI(HE) |  | 0 | 1 | 1 | 2 | Flow 2: Port → WH → Site | DSV Indoor | HITACHI
1716 | PRL-MIR-002-O lot 3 | HVDC-ADOPT-HE-0142 | MIR | EQ-001 | 279928 | 1 | Indoor | Layer 12 Cells - Mirfa | 365 | 233 | 172 | 14.6277 | 4500 | 5000 | Stackable x1 | 85044083 | SEK | 2079511 | Edith Maersk | Sweden | Gothenburg | Khalifa port | 2024-05-09 | 2024-06-28 |  | 2025-06-29 | [12 empty] | CASE_LIST | 1 |  | warehouse | DSV Indoor | 2025-06-29 | warehouse | 1 | 1 | -1 | 0 | 8.5 | 1 | 8.5 | HITACHI(HE) |  | 0 | 1 | 1 | 2 | Flow 2: Port → WH → Site | DSV Indoor | HITACHI
1717 | PRL-MIR-002-O lot 3 | HVDC-ADOPT-HE-0142 | MIR | EQ-001 | 279930 | 1 | Indoor | Layer 12 Cells - Mirfa | 365 | 233 | 172 | 14.6277 | 4500 | 5000 | Stackable x1 | 85044083 | SEK | 2079511 | Edith Maersk | Sweden | Gothenburg | Khalifa port | 2024-05-09 | 2024-06-28 |  | 2025-06-29 | [12 empty] | CASE_LIST | 1 |  | warehouse | DSV Indoor | 2025-06-29 | warehouse | 1 | 1 | -1 | 0 | 8.5 | 1 | 8.5 | HITACHI(HE) |  | 0 | 1 | 1 | 2 | Flow 2: Port → WH → Site | DSV Indoor | HITACHI
1718 | PRL-MIR-002-O lot 3 | HVDC-ADOPT-HE-0142 | MIR | EQ-001 | 279946 | 1 | Indoor | Layer 12 Cells - Mirfa | 365 | 233 | 172 | 14.6277 | 4500 | 5000 | Stackable x1 | 85044083 | SEK | 2079511 | Edith Maersk | Sweden | Gothenburg | Khalifa port | 2024-05-09 | 2024-06-28 |  | 2025-06-29 | [12 empty] | CASE_LIST | 1 |  | warehouse | DSV Indoor | 2025-06-29 | warehouse | 1 | 1 | -1 | 0 | 8.5 | 1 | 8.5 | HITACHI(HE) |  | 0 | 1 | 1 | 2 | Flow 2: Port → WH → Site | DSV Indoor | HITACHI
2349 | PRL-ZAK-002-O Lot 5 | HVDC-ADOPT-HE-0141 | AGI | EQ-001 | 364558 | 1 | Indoor | Serpentine | 428 | 82 | 112 | 3.9308 | 70 | 320 | Stackable x3 | 85044083 | SEK | 320200 | Maersk Houston | Sweden | Gothenburg | Khalifa port | 2024-06-13 | 2024-08-07 |  | 2024-09-03 | [12 empty] | CASE_LIST | 1 |  | warehouse | DSV Indoor | 2024-09-03 | warehouse | 1 | 1 | -1 | 0 | 3.51 | 3 | 3.51 | HITACHI(HE) |  | 0 | 1 | 1 | 2 | Flow 2: Port → WH → Site | DSV Indoor | HITACHI
2350 | PRL-ZAK-002-O Lot 5 | HVDC-ADOPT-HE-0141 | AGI | EQ-001 | 364559 | 1 | Indoor | Serpentine | 428 | 82 | 112 | 3.9308 | 70 | 320 | Stackable x3 | 85044083 | SEK | 320200 | Maersk Houston | Sweden | Gothenburg | Khalifa port | 2024-06-13 | 2024-08-07 |  | 2024-09-03 | [12 empty] | CASE_LIST | 1 |  | warehouse | DSV Indoor | 2024-09-03 | warehouse | 1 | 1 | -1 | 0 | 3.51 | 3 | 3.51 | HITACHI(HE) |  | 0 | 1 | 1 | 2 | Flow 2: Port → WH → Site | DSV Indoor | HITACHI
2351 | PRL-ZAK-002-O Lot 5 | HVDC-ADOPT-HE-0141 | AGI | EQ-001 | 364560 | 1 | Indoor | Serpentine | 428 | 82 | 112 | 3.9308 | 70 | 320 | Stackable x3 | 85044083 | SEK | 320200 | Maersk Houston | Sweden | Gothenburg | Khalifa port | 2024-06-13 | 2024-08-07 |  | 2024-09-03 | [12 empty] | CASE_LIST | 1 |  | warehouse | DSV Indoor | 2024-09-03 | warehouse | 1 | 1 | -1 | 0 | 3.51 | 3 | 3.51 | HITACHI(HE) |  | 0 | 1 | 1 | 2 | Flow 2: Port → WH → Site | DSV Indoor | HITACHI
2352 | PRL-ZAK-002-O Lot 5 | HVDC-ADOPT-HE-0141 | AGI | EQ-001 | 364561 | 1 | Indoor | Serpentine | 428 | 82 | 112 | 3.9308 | 70 | 320 | Stackable x3 | 85044083 | SEK | 320200 | Maersk Houston | Sweden | Gothenburg | Khalifa port | 2024-06-13 | 2024-08-07 |  | 2024-09-03 | [12 empty] | CASE_LIST | 1 |  | warehouse | DSV Indoor | 2024-09-03 | warehouse | 1 | 1 | -1 | 0 | 3.51 | 3 | 3.51 | HITACHI(HE) |  | 0 | 1 | 1 | 2 | Flow 2: Port → WH → Site | DSV Indoor | HITACHI
2353 | PRL-ZAK-002-O Lot 5 | HVDC-ADOPT-HE-0141 | AGI | EQ-001 | 364562 | 1 | Indoor | Serpentine | 428 | 82 | 112 | 3.9308 | 70 | 320 | Stackable x3 | 85044083 | SEK | 320200 | Maersk Houston | Sweden | Gothenburg | Khalifa port | 2024-06-13 | 2024-08-07 |  | 2024-09-03 | [12 empty] | CASE_LIST | 1 |  | warehouse | DSV Indoor | 2024-09-03 | warehouse | 1 | 1 | -1 | 0 | 3.51 | 3 | 3.51 | HITACHI(HE) |  | 0 | 1 | 1 | 2 | Flow 2: Port → WH → Site | DSV Indoor | HITACHI
2354 | PRL-ZAK-002-O Lot 5 | HVDC-ADOPT-HE-0141 | AGI | EQ-001 | 364563 | 1 | Indoor | Serpentine | 428 | 82 | 112 | 3.9308 | 70 | 320 | Stackable x3 | 85044083 | SEK | 320200 | Maersk Houston | Sweden | Gothenburg | Khalifa port | 2024-06-13 | 2024-08-07 |  | 2024-09-03 | [12 empty] | CASE_LIST | 1 |  | warehouse | DSV Indoor | 2024-09-03 | warehouse | 1 | 1 | -1 | 0 | 3.51 | 3 | 3.51 | HITACHI(HE) |  | 0 | 1 | 1 | 2 | Flow 2: Port → WH → Site | DSV Indoor | HITACHI
2355 | PRL-ZAK-002-O Lot 5 | HVDC-ADOPT-HE-0141 | AGI | EQ-001 | 364564 | 1 | Indoor | Serpentine | 428 | 82 | 112 | 3.9308 | 70 | 320 | Stackable x3 | 85044083 | SEK | 320200 | Maersk Houston | Sweden | Gothenburg | Khalifa port | 2024-06-13 | 2024-08-07 |  | 2024-09-03 | [12 empty] | CASE_LIST | 1 |  | warehouse | DSV Indoor | 2024-09-03 | warehouse | 1 | 1 | -1 | 0 | 3.51 | 3 | 3.51 | HITACHI(HE) |  | 0 | 1 | 1 | 2 | Flow 2: Port → WH → Site | DSV Indoor | HITACHI
2356 | PRL-ZAK-002-O Lot 5 | HVDC-ADOPT-HE-0141 | AGI | EQ-001 | 364478 | 1 | Indoor | Serpentine | 428 | 82 | 112 | 3.9308 | 70 | 320 | Stackable x3 | 85044083 | SEK | 320200 | Maersk Houston | Sweden | Gothenburg | Khalifa port | 2024-06-13 | 2024-08-07 |  | 2024-09-03 | [12 empty] | CASE_LIST | 1 |  | warehouse | DSV Indoor | 2024-09-03 | warehouse | 1 | 1 | -1 | 0 | 3.51 | 3 | 3.51 | HITACHI(HE) |  | 0 | 1 | 1 | 2 | Flow 2: Port → WH → Site | DSV Indoor | HITACHI
2357 | PRL-ZAK-002-O Lot 5 | HVDC-ADOPT-HE-0141 | AGI | EQ-001 | 364625 | 1 | Outdoor Covered | Insulator connector | 171 | 90 | 69 | 1.0619 | 670 | 768 | Stackable x3 | 85044083 | SEK | 320200 | Maersk Houston | Sweden | Gothenburg | Khalifa port | 2024-06-13 | 2024-08-07 |  |  |  |  | 2024-08-24 |  | 2025-07-14 | [6 empty] | 2025-07-19 | CASE_LIST | 1 | 1 | site | AGI | 2025-07-19 | site | 2 | 3 | -1 | 2 | 1.54 | 3 | 1.54 | HITACHI(HE) |  | 1 | 3 | 2 | 4 | Flow 4: Port → WH → MOSB → Site | AGI | HITACHI
2358 | PRL-ZAK-002-O Lot 5 | HVDC-ADOPT-HE-0141 | AGI | EQ-001 | 364626 | 1 | Outdoor Covered | Insulator connector | 171 | 90 | 69 | 1.0619 | 670 | 768 | Stackable x3 | 85044083 | SEK | 320200 | Maersk Houston | Sweden | Gothenburg | Khalifa port | 2024-06-13 | 2024-08-07 |  |  |  |  | 2024-08-24 |  | 2025-07-14 | [6 empty] | 2025-07-19 | CASE_LIST | 1 | 1 | site | AGI | 2025-07-19 | site | 2 | 3 | -1 | 2 | 1.54 | 3 | 1.54 | HITACHI(HE) |  | 1 | 3 | 2 | 4 | Flow 4: Port → WH → MOSB → Site | AGI | HITACHI
2359 | PRL-ZAK-002-O Lot 5 | HVDC-ADOPT-HE-0141 | AGI | EQ-001 | 364627 | 1 | Outdoor Covered | Insulator connector | 171 | 90 | 69 | 1.0619 | 670 | 768 | Stackable x3 | 85044083 | SEK | 320200 | Maersk Houston | Sweden | Gothenburg | Khalifa port | 2024-06-13 | 2024-08-07 |  |  |  |  | 2024-08-24 |  | 2025-07-14 | [6 empty] | 2025-07-19 | CASE_LIST | 1 | 1 | site | AGI | 2025-07-19 | site | 2 | 3 | -1 | 2 | 1.54 | 3 | 1.54 | HITACHI(HE) |  | 1 | 3 | 2 | 4 | Flow 4: Port → WH → MOSB → Site | AGI | HITACHI
2360 | PRL-ZAK-002-O Lot 5 | HVDC-ADOPT-HE-0141 | AGI | EQ-001 | 364628 | 1 | Outdoor Covered | Insulator connector | 171 | 90 | 69 | 1.0619 | 670 | 768 | Stackable x3 | 85044083 | SEK | 320200 | Maersk Houston | Sweden | Gothenburg | Khalifa port | 2024-06-13 | 2024-08-07 |  |  |  |  | 2024-08-24 |  | 2025-07-14 | [6 empty] | 2025-07-19 | CASE_LIST | 1 | 1 | site | AGI | 2025-07-19 | site | 2 | 3 | -1 | 2 | 1.54 | 3 | 1.54 | HITACHI(HE) |  | 1 | 3 | 2 | 4 | Flow 4: Port → WH → MOSB → Site | AGI | HITACHI
2361 | PRL-ZAK-002-O Lot 5 | HVDC-ADOPT-HE-0141 | AGI | EQ-001 | 364629 | 1 | Outdoor Covered | Insulator connector | 171 | 90 | 69 | 1.0619 | 670 | 768 | Stackable x3 | 85044083 | SEK | 320200 | Maersk Houston | Sweden | Gothenburg | Khalifa port | 2024-06-13 | 2024-08-07 |  |  |  |  | 2024-08-24 |  | 2025-07-14 | [6 empty] | 2025-07-19 | CASE_LIST | 1 | 1 | site | AGI | 2025-07-19 | site | 2 | 3 | -1 | 2 | 1.54 | 3 | 1.54 | HITACHI(HE) |  | 1 | 3 | 2 | 4 | Flow 4: Port → WH → MOSB → Site | AGI | HITACHI
2362 | PRL-ZAK-002-O Lot 5 | HVDC-ADOPT-HE-0141 | AGI | EQ-001 | 364630 | 1 | Outdoor Covered | Insulator connector | 171 | 90 | 69 | 1.0619 | 670 | 768 | Stackable x3 | 85044083 | SEK | 320200 | Maersk Houston | Sweden | Gothenburg | Khalifa port | 2024-06-13 | 2024-08-07 |  |  |  |  | 2024-08-24 |  | 2025-07-14 | [6 empty] | 2025-07-19 | CASE_LIST | 1 | 1 | site | AGI | 2025-07-19 | site | 2 | 3 | -1 | 2 | 1.54 | 3 | 1.54 | HITACHI(HE) |  | 1 | 3 | 2 | 4 | Flow 4: Port → WH → MOSB → Site | AGI | HITACHI
2363 | PRL-ZAK-002-O Lot 5 | HVDC-ADOPT-HE-0141 | AGI | EQ-001 | 364631 | 1 | Outdoor Covered | Insulator connector | 171 | 90 | 69 | 1.0619 | 670 | 768 | Stackable x3 | 85044083 | SEK | 320200 | Maersk Houston | Sweden | Gothenburg | Khalifa port | 2024-06-13 | 2024-08-07 |  |  |  |  | 2024-08-24 |  | 2025-07-14 | [6 empty] | 2025-07-19 | CASE_LIST | 1 | 1 | site | AGI | 2025-07-19 | site | 2 | 3 | -1 | 2 | 1.54 | 3 | 1.54 | HITACHI(HE) |  | 1 | 3 | 2 | 4 | Flow 4: Port → WH → MOSB → Site | AGI | HITACHI
2364 | PRL-ZAK-002-O Lot 5 | HVDC-ADOPT-HE-0141 | AGI | EQ-001 | 364632 | 1 | Outdoor Covered | Insulator connector | 171 | 90 | 69 | 1.0619 | 670 | 768 | Stackable x3 | 85044083 | SEK | 320200 | Maersk Houston | Sweden | Gothenburg | Khalifa port | 2024-06-13 | 2024-08-07 |  |  |  |  | 2024-08-24 |  | 2025-07-14 | [6 empty] | 2025-07-19 | CASE_LIST | 1 | 1 | site | AGI | 2025-07-19 | site | 2 | 3 | -1 | 2 | 1.54 | 3 | 1.54 | HITACHI(HE) |  | 1 | 3 | 2 | 4 | Flow 4: Port → WH → MOSB → Site | AGI | HITACHI
2365 | PRL-ZAK-002-O Lot 5 | HVDC-ADOPT-HE-0141 | AGI | EQ-001 | 364685 | 1 | Outdoor Covered | Bottom shield | 426 | 231 | 255 | 25.0935 | 400 | 1144 | Stackable x1 | 85044083 | SEK | 320200 | Maersk Houston | Sweden | Gothenburg | Khalifa port | 2024-06-13 | 2024-08-07 |  |  |  |  | 2024-08-24 | [9 empty] | CASE_LIST | 1 |  | warehouse | DSV Outdoor | 2024-08-24 | warehouse | 1 | 1 | -1 | 0 | 9.84 | 1 | 9.84 | HITACHI(HE) |  | 0 | 1 | 1 | 2 | Flow 2: Port → WH → Site | DSV Outdoor | HITACHI
2366 | PRL-ZAK-002-O Lot 5 | HVDC-ADOPT-HE-0141 | AGI | EQ-001 | 364686 | 1 | Outdoor Covered | Bottom shield | 426 | 231 | 255 | 25.0935 | 400 | 1144 | Stackable x1 | 85044083 | SEK | 320200 | Maersk Houston | Sweden | Gothenburg | Khalifa port | 2024-06-13 | 2024-08-07 |  |  |  |  | 2024-08-24 | [9 empty] | CASE_LIST | 1 |  | warehouse | DSV Outdoor | 2024-08-24 | warehouse | 1 | 1 | -1 | 0 | 9.84 | 1 | 9.84 | HITACHI(HE) |  | 0 | 1 | 1 | 2 | Flow 2: Port → WH → Site | DSV Outdoor | HITACHI
2367 | PRL-ZAK-002-O Lot 5 | HVDC-ADOPT-HE-0141 | AGI | EQ-001 | 364687 | 1 | Outdoor Covered | Bottom shield | 426 | 231 | 255 | 25.0935 | 400 | 1144 | Stackable x1 | 85044083 | SEK | 320200 | Maersk Houston | Sweden | Gothenburg | Khalifa port | 2024-06-13 | 2024-08-07 |  |  |  |  | 2024-08-23 | [9 empty] | CASE_LIST | 1 |  | warehouse | DSV Outdoor | 2024-08-23 | warehouse | 1 | 1 | -1 | 0 | 9.84 | 1 | 9.84 | HITACHI(HE) |  | 0 | 1 | 1 | 2 | Flow 2: Port → WH → Site | DSV Outdoor | HITACHI
2368 | PRL-ZAK-002-O Lot 5 | HVDC-ADOPT-HE-0141 | AGI | EQ-001 | 364688 | 1 | Outdoor Covered | Bottom shield | 426 | 231 | 255 | 25.0935 | 400 | 1144 | Stackable x1 | 85044083 | SEK | 320200 | Maersk Houston | Sweden | Gothenburg | Khalifa port | 2024-06-13 | 2024-08-07 |  |  |  |  | 2024-08-23 | [9 empty] | CASE_LIST | 1 |  | warehouse | DSV Outdoor | 2024-08-23 | warehouse | 1 | 1 | -1 | 0 | 9.84 | 1 | 9.84 | HITACHI(HE) |  | 0 | 1 | 1 | 2 | Flow 2: Port → WH → Site | DSV Outdoor | HITACHI
2369 | PRL-ZAK-002-O Lot 5 | HVDC-ADOPT-HE-0141 | AGI | EQ-001 | 364689 | 1 | Outdoor Covered | Bottom shield | 426 | 231 | 255 | 25.0935 | 400 | 1144 | Stackable x1 | 85044083 | SEK | 320200 | Maersk Houston | Sweden | Gothenburg | Khalifa port | 2024-06-13 | 2024-08-07 |  |  |  |  | 2024-08-23 | [9 empty] | CASE_LIST | 1 |  | warehouse | DSV Outdoor | 2024-08-23 | warehouse | 1 | 1 | -1 | 0 | 9.84 | 1 | 9.84 | HITACHI(HE) |  | 0 | 1 | 1 | 2 | Flow 2: Port → WH → Site | DSV Outdoor | HITACHI
2370 | PRL-ZAK-002-O Lot 5 | HVDC-ADOPT-HE-0141 | AGI | EQ-001 | 364690 | 1 | Outdoor Covered | Bottom shield | 426 | 231 | 255 | 25.0935 | 400 | 1144 | Stackable x1 | 85044083 | SEK | 320200 | Maersk Houston | Sweden | Gothenburg | Khalifa port | 2024-06-13 | 2024-08-07 |  |  |  |  | 2024-08-23 | [9 empty] | CASE_LIST | 1 |  | warehouse | DSV Outdoor | 2024-08-23 | warehouse | 1 | 1 | -1 | 0 | 9.84 | 1 | 9.84 | HITACHI(HE) |  | 0 | 1 | 1 | 2 | Flow 2: Port → WH → Site | DSV Outdoor | HITACHI
2371 | PRL-ZAK-002-O Lot 5 | HVDC-ADOPT-HE-0141 | AGI | EQ-001 | 364691 | 1 | Outdoor Covered | Bottom shield | 426 | 231 | 255 | 25.0935 | 400 | 1144 | Stackable x1 | 85044083 | SEK | 320200 | Maersk Houston | Sweden | Gothenburg | Khalifa port | 2024-06-13 | 2024-08-07 |  |  |  |  | 2024-08-24 | [9 empty] | CASE_LIST | 1 |  | warehouse | DSV Outdoor | 2024-08-24 | warehouse | 1 | 1 | -1 | 0 | 9.84 | 1 | 9.84 | HITACHI(HE) |  | 0 | 1 | 1 | 2 | Flow 2: Port → WH → Site | DSV Outdoor | HITACHI
2372 | PRL-ZAK-002-O Lot 5 | HVDC-ADOPT-HE-0141 | AGI | EQ-001 | 364692 | 1 | Outdoor Covered | Bottom shield | 426 | 231 | 255 | 25.0935 | 400 | 1144 | Stackable x1 | 85044083 | SEK | 320200 | Maersk Houston | Sweden | Gothenburg | Khalifa port | 2024-06-13 | 2024-08-07 |  |  |  |  | 2024-08-24 | [9 empty] | CASE_LIST | 1 |  | warehouse | DSV Outdoor | 2024-08-24 | warehouse | 1 | 1 | -1 | 0 | 9.84 | 1 | 9.84 | HITACHI(HE) |  | 0 | 1 | 1 | 2 | Flow 2: Port → WH → Site | DSV Outdoor | HITACHI
2373 | PRL-ZAK-002-O Lot 5 | HVDC-ADOPT-HE-0141 | AGI | EQ-001 | 364693 | 1 | Outdoor Covered | Bottom shield | 426 | 231 | 255 | 25.0935 | 400 | 1144 | Stackable x1 | 85044083 | SEK | 320200 | Maersk Houston | Sweden | Gothenburg | Khalifa port | 2024-06-13 | 2024-08-07 |  |  |  |  | 2024-08-29 | [9 empty] | CASE_LIST | 1 |  | warehouse | DSV Outdoor | 2024-08-29 | warehouse | 1 | 1 | -1 | 0 | 9.84 | 1 | 9.84 | HITACHI(HE) |  | 0 | 1 | 1 | 2 | Flow 2: Port → WH → Site | DSV Outdoor | HITACHI
2374 | PRL-ZAK-002-O Lot 5 | HVDC-ADOPT-HE-0141 | AGI | EQ-001 | 364513 | 1 | Outdoor Covered | Top + bottom conductor | 270 | 105 | 138 | 3.9123 | 294 | 470 | Stackable x3 | 85044083 | SEK | 320200 | Maersk Houston | Sweden | Gothenburg | Khalifa port | 2024-06-13 | 2024-08-07 |  |  |  |  | 2024-08-29 | [9 empty] | CASE_LIST | 1 |  | warehouse | DSV Outdoor | 2024-08-29 | warehouse | 1 | 1 | -1 | 0 | 2.83 | 3 | 2.83 | HITACHI(HE) |  | 0 | 1 | 1 | 2 | Flow 2: Port → WH → Site | DSV Outdoor | HITACHI
2375 | PRL-ZAK-002-O Lot 5 | HVDC-ADOPT-HE-0141 | AGI | EQ-001 | 364514 | 1 | Outdoor Covered | Top + bottom conductor | 270 | 105 | 138 | 3.9123 | 294 | 470 | Stackable x3 | 85044083 | SEK | 320200 | Maersk Houston | Sweden | Gothenburg | Khalifa port | 2024-06-13 | 2024-08-07 |  |  |  |  | 2024-08-29 | [9 empty] | CASE_LIST | 1 |  | warehouse | DSV Outdoor | 2024-08-29 | warehouse | 1 | 1 | -1 | 0 | 2.83 | 3 | 2.83 | HITACHI(HE) |  | 0 | 1 | 1 | 2 | Flow 2: Port → WH → Site | DSV Outdoor | HITACHI
2376 | PRL-ZAK-002-O Lot 5 | HVDC-ADOPT-HE-0141 | AGI | EQ-001 | 364435 | 1 | Outdoor Covered | Composite post insulator - short bottom | 348 | 101 | 105 | 3.6905 | 480 | 610 | Stackable x2 | 85044083 | SEK | 320200 | Maersk Houston | Sweden | Gothenburg | Khalifa port | 2024-06-13 | 2024-08-07 |  |  |  |  | 2024-08-29 | [9 empty] | CASE_LIST | 1 |  | warehouse | DSV Outdoor | 2024-08-29 | warehouse | 1 | 1 | -1 | 0 | 3.51 | 2 | 3.51 | HITACHI(HE) |  | 0 | 1 | 1 | 2 | Flow 2: Port → WH → Site | DSV Outdoor | HITACHI
2377 | PRL-ZAK-002-O Lot 5 | HVDC-ADOPT-HE-0141 | AGI | EQ-001 | 364436 | 1 | Outdoor Covered | Composite post insulator - short bottom | 348 | 101 | 105 | 3.6905 | 480 | 610 | Stackable x2 | 85044083 | SEK | 320200 | Maersk Houston | Sweden | Gothenburg | Khalifa port | 2024-06-13 | 2024-08-07 |  |  |  |  | 2024-08-29 | [9 empty] | CASE_LIST | 1 |  | warehouse | DSV Outdoor | 2024-08-29 | warehouse | 1 | 1 | -1 | 0 | 3.51 | 2 | 3.51 | HITACHI(HE) |  | 0 | 1 | 1 | 2 | Flow 2: Port → WH → Site | DSV Outdoor | HITACHI
2378 | PRL-ZAK-002-O Lot 5 | HVDC-ADOPT-HE-0141 | AGI | EQ-001 | 364420 | 1 | Outdoor Covered | Composite post insulator - short bottom | 348 | 101 | 105 | 3.6905 | 480 | 610 | Stackable x2 | 85044083 | SEK | 320200 | Maersk Houston | Sweden | Gothenburg | Khalifa port | 2024-06-13 | 2024-08-07 |  |  |  |  | 2024-08-23 | [9 empty] | CASE_LIST | 1 |  | warehouse | DSV Outdoor | 2024-08-23 | warehouse | 1 | 1 | -1 | 0 | 3.51 | 2 | 3.51 | HITACHI(HE) |  | 0 | 1 | 1 | 2 | Flow 2: Port → WH → Site | DSV Outdoor | HITACHI
2379 | PRL-ZAK-002-O Lot 5 | HVDC-ADOPT-HE-0141 | AGI | EQ-001 | 364421 | 1 | Outdoor Covered | Composite post insulator - short bottom | 348 | 101 | 105 | 3.6905 | 480 | 610 | Stackable x2 | 85044083 | SEK | 320200 | Maersk Houston | Sweden | Gothenburg | Khalifa port | 2024-06-13 | 2024-08-07 |  |  |  |  | 2024-08-23 | [9 empty] | CASE_LIST | 1 |  | warehouse | DSV Outdoor | 2024-08-23 | warehouse | 1 | 1 | -1 | 0 | 3.51 | 2 | 3.51 | HITACHI(HE) |  | 0 | 1 | 1 | 2 | Flow 2: Port → WH → Site | DSV Outdoor | HITACHI
2380 | PRL-ZAK-002-O Lot 5 | HVDC-ADOPT-HE-0141 | AGI | EQ-001 | 364423 | 1 | Outdoor Covered | Composite post insulator - short bottom | 348 | 101 | 105 | 3.6905 | 480 | 610 | Stackable x2 | 85044083 | SEK | 320200 | Maersk Houston | Sweden | Gothenburg | Khalifa port | 2024-06-13 | 2024-08-07 |  |  |  |  | 2024-08-23 | [9 empty] | CASE_LIST | 1 |  | warehouse | DSV Outdoor | 2024-08-23 | warehouse | 1 | 1 | -1 | 0 | 3.51 | 2 | 3.51 | HITACHI(HE) |  | 0 | 1 | 1 | 2 | Flow 2: Port → WH → Site | DSV Outdoor | HITACHI
2381 | PRL-ZAK-002-O Lot 5 | HVDC-ADOPT-HE-0141 | AGI | EQ-001 | 364424 | 1 | Outdoor Covered | Composite post insulator - short bottom | 348 | 101 | 105 | 3.6905 | 480 | 610 | Stackable x2 | 85044083 | SEK | 320200 | Maersk Houston | Sweden | Gothenburg | Khalifa port | 2024-06-13 | 2024-08-07 |  |  |  |  | 2024-08-23 | [9 empty] | CASE_LIST | 1 |  | warehouse | DSV Outdoor | 2024-08-23 | warehouse | 1 | 1 | -1 | 0 | 3.51 | 2 | 3.51 | HITACHI(HE) |  | 0 | 1 | 1 | 2 | Flow 2: Port → WH → Site | DSV Outdoor | HITACHI
2382 | PRL-ZAK-002-O Lot 5 | HVDC-ADOPT-HE-0141 | AGI | EQ-001 | 364426 | 1 | Outdoor Covered | Composite post insulator - short bottom | 348 | 101 | 105 | 3.6905 | 480 | 610 | Stackable x2 | 85044083 | SEK | 320200 | Maersk Houston | Sweden | Gothenburg | Khalifa port | 2024-06-13 | 2024-08-07 |  |  |  |  | 2024-08-23 | [9 empty] | CASE_LIST | 1 |  | warehouse | DSV Outdoor | 2024-08-23 | warehouse | 1 | 1 | -1 | 0 | 3.51 | 2 | 3.51 | HITACHI(HE) |  | 0 | 1 | 1 | 2 | Flow 2: Port → WH → Site | DSV Outdoor | HITACHI
2383 | PRL-ZAK-002-O Lot 5 | HVDC-ADOPT-HE-0141 | AGI | EQ-001 | 364427 | 1 | Outdoor Covered | Composite post insulator - short bottom | 348 | 101 | 105 | 3.6905 | 480 | 610 | Stackable x2 | 85044083 | SEK | 320200 | Maersk Houston | Sweden | Gothenburg | Khalifa port | 2024-06-13 | 2024-08-07 |  |  |  |  | 2024-08-23 | [9 empty] | CASE_LIST | 1 |  | warehouse | DSV Outdoor | 2024-08-23 | warehouse | 1 | 1 | -1 | 0 | 3.51 | 2 | 3.51 | HITACHI(HE) |  | 0 | 1 | 1 | 2 | Flow 2: Port → WH → Site | DSV Outdoor | HITACHI
2384 | PRL-ZAK-002-O Lot 5 | HVDC-ADOPT-HE-0141 | AGI | EQ-001 | 364428 | 1 | Outdoor Covered | Composite post insulator - short bottom | 348 | 101 | 105 | 3.6905 | 480 | 610 | Stackable x2 | 85044083 | SEK | 320200 | Maersk Houston | Sweden | Gothenburg | Khalifa port | 2024-06-13 | 2024-08-07 |  |  |  |  | 2024-08-23 | [9 empty] | CASE_LIST | 1 |  | warehouse | DSV Outdoor | 2024-08-23 | warehouse | 1 | 1 | -1 | 0 | 3.51 | 2 | 3.51 | HITACHI(HE) |  | 0 | 1 | 1 | 2 | Flow 2: Port → WH → Site | DSV Outdoor | HITACHI
2385 | PRL-ZAK-002-O Lot 5 | HVDC-ADOPT-HE-0141 | AGI | EQ-001 | 364430 | 1 | Outdoor Covered | Composite post insulator - short bottom | 348 | 101 | 105 | 3.6905 | 480 | 610 | Stackable x2 | 85044083 | SEK | 320200 | Maersk Houston | Sweden | Gothenburg | Khalifa port | 2024-06-13 | 2024-08-07 |  |  |  |  | 2024-08-23 | [9 empty] | CASE_LIST | 1 |  | warehouse | DSV Outdoor | 2024-08-23 | warehouse | 1 | 1 | -1 | 0 | 3.51 | 2 | 3.51 | HITACHI(HE) |  | 0 | 1 | 1 | 2 | Flow 2: Port → WH → Site | DSV Outdoor | HITACHI
2386 | PRL-ZAK-002-O Lot 5 | HVDC-ADOPT-HE-0141 | AGI | EQ-001 | 364431 | 1 | Outdoor Covered | Composite post insulator - short bottom | 348 | 101 | 105 | 3.6905 | 480 | 610 | Stackable x2 | 85044083 | SEK | 320200 | Maersk Houston | Sweden | Gothenburg | Khalifa port | 2024-06-13 | 2024-08-07 |  |  |  |  | 2024-08-23 | [9 empty] | CASE_LIST | 1 |  | warehouse | DSV Outdoor | 2024-08-23 | warehouse | 1 | 1 | -1 | 0 | 3.51 | 2 | 3.51 | HITACHI(HE) |  | 0 | 1 | 1 | 2 | Flow 2: Port → WH → Site | DSV Outdoor | HITACHI
2387 | PRL-ZAK-002-O Lot 5 | HVDC-ADOPT-HE-0141 | AGI | EQ-001 | 364432 | 1 | Outdoor Covered | Composite post insulator - short bottom | 348 | 101 | 105 | 3.6905 | 480 | 610 | Stackable x2 | 85044083 | SEK | 320200 | Maersk Houston | Sweden | Gothenburg | Khalifa port | 2024-06-13 | 2024-08-07 |  |  |  |  | 2024-08-23 | [9 empty] | CASE_LIST | 1 |  | warehouse | DSV Outdoor | 2024-08-23 | warehouse | 1 | 1 | -1 | 0 | 3.51 | 2 | 3.51 | HITACHI(HE) |  | 0 | 1 | 1 | 2 | Flow 2: Port → WH → Site | DSV Outdoor | HITACHI
2388 | PRL-ZAK-002-O Lot 5 | HVDC-ADOPT-HE-0141 | AGI | EQ-001 | 364433 | 1 | Outdoor Covered | Composite post insulator - short bottom | 348 | 101 | 105 | 3.6905 | 480 | 610 | Stackable x2 | 85044083 | SEK | 320200 | Maersk Houston | Sweden | Gothenburg | Khalifa port | 2024-06-13 | 2024-08-07 |  |  |  |  | 2024-08-23 | [9 empty] | CASE_LIST | 1 |  | warehouse | DSV Outdoor | 2024-08-23 | warehouse | 1 | 1 | -1 | 0 | 3.51 | 2 | 3.51 | HITACHI(HE) |  | 0 | 1 | 1 | 2 | Flow 2: Port → WH → Site | DSV Outdoor | HITACHI
2389 | PRL-ZAK-002-O Lot 5 | HVDC-ADOPT-HE-0141 | AGI | EQ-001 | 364434 | 1 | Outdoor Covered | Composite post insulator - short bottom | 348 | 101 | 105 | 3.6905 | 480 | 610 | Stackable x2 | 85044083 | SEK | 320200 | Maersk Houston | Sweden | Gothenburg | Khalifa port | 2024-06-13 | 2024-08-07 |  |  |  |  | 2024-08-23 | [9 empty] | CASE_LIST | 1 |  | warehouse | DSV Outdoor | 2024-08-23 | warehouse | 1 | 1 | -1 | 0 | 3.51 | 2 | 3.51 | HITACHI(HE) |  | 0 | 1 | 1 | 2 | Flow 2: Port → WH → Site | DSV Outdoor | HITACHI
2407 | PRL-ZAK-002-O Lot 4 | HVDC-ADOPT-HE-0140 | AGI | EQ-001 | 365110 | 1 | Indoor | Layer - 12 Cells | 365 | 233 | 172 | 14.6277 | 4500 | 5000 | Stackable x1 | 85044083 | SEK | 2079511 | Maersk Houston | Sweden | Gothenburg | Khalifa port | 2024-06-13 | 2024-08-07 |  |  | 2024-08-12 | [11 empty] | CASE_LIST | 1 |  | warehouse | DSV Al Markaz | 2024-08-12 | warehouse | 1 | 1 | -1 | 0 | 8.5 | 1 | 8.5 | HITACHI(HE) |  | 0 | 1 | 1 | 2 | Flow 2: Port → WH → Site | DSV Al Markaz | HITACHI
2408 | PRL-ZAK-002-O Lot 4 | HVDC-ADOPT-HE-0140 | AGI | EQ-001 | 365119 | 1 | Indoor | Layer - 12 Cells | 365 | 233 | 172 | 14.6277 | 4500 | 5000 | Stackable x1 | 85044083 | SEK | 2079511 | Maersk Houston | Sweden | Gothenburg | Khalifa port | 2024-06-13 | 2024-08-07 |  |  | 2024-08-10 | [11 empty] | CASE_LIST | 1 |  | warehouse | DSV Al Markaz | 2024-08-10 | warehouse | 1 | 1 | -1 | 0 | 8.5 | 1 | 8.5 | HITACHI(HE) |  | 0 | 1 | 1 | 2 | Flow 2: Port → WH → Site | DSV Al Markaz | HITACHI
2409 | PRL-ZAK-002-O Lot 4 | HVDC-ADOPT-HE-0140 | AGI | EQ-001 | 365127 | 1 | Indoor | Layer - 12 Cells | 365 | 233 | 172 | 14.6277 | 4500 | 5000 | Stackable x1 | 85044083 | SEK | 2079511 | Maersk Houston | Sweden | Gothenburg | Khalifa port | 2024-06-13 | 2024-08-07 |  |  | 2024-08-12 | [11 empty] | CASE_LIST | 1 |  | warehouse | DSV Al Markaz | 2024-08-12 | warehouse | 1 | 1 | -1 | 0 | 8.5 | 1 | 8.5 | HITACHI(HE) |  | 0 | 1 | 1 | 2 | Flow 2: Port → WH → Site | DSV Al Markaz | HITACHI
2410 | PRL-ZAK-002-O Lot 4 | HVDC-ADOPT-HE-0140 | AGI | EQ-001 | 365128 | 1 | Indoor | Layer - 12 Cells | 365 | 233 | 172 | 14.6277 | 4500 | 5000 | Stackable x1 | 85044083 | SEK | 2079511 | Maersk Houston | Sweden | Gothenburg | Khalifa port | 2024-06-13 | 2024-08-07 |  |  | 2024-08-12 | [11 empty] | CASE_LIST | 1 |  | warehouse | DSV Al Markaz | 2024-08-12 | warehouse | 1 | 1 | -1 | 0 | 8.5 | 1 | 8.5 | HITACHI(HE) |  | 0 | 1 | 1 | 2 | Flow 2: Port → WH → Site | DSV Al Markaz | HITACHI
2411 | PRL-ZAK-002-O Lot 4 | HVDC-ADOPT-HE-0140 | AGI | EQ-001 | 365131 | 1 | Indoor | Layer - 12 Cells | 365 | 233 | 172 | 14.6277 | 4500 | 5000 | Stackable x1 | 85044083 | SEK | 2079511 | Maersk Houston | Sweden | Gothenburg | Khalifa port | 2024-06-13 | 2024-08-07 |  |  | 2024-08-10 | [11 empty] | CASE_LIST | 1 |  | warehouse | DSV Al Markaz | 2024-08-10 | warehouse | 1 | 1 | -1 | 0 | 8.5 | 1 | 8.5 | HITACHI(HE) |  | 0 | 1 | 1 | 2 | Flow 2: Port → WH → Site | DSV Al Markaz | HITACHI
2412 | PRL-ZAK-002-O Lot 4 | HVDC-ADOPT-HE-0140 | AGI | EQ-001 | 365133 | 1 | Indoor | Layer - 12 Cells | 365 | 233 | 172 | 14.6277 | 4500 | 5000 | Stackable x1 | 85044083 | SEK | 2079511 | Maersk Houston | Sweden | Gothenburg | Khalifa port | 2024-06-13 | 2024-08-07 |  |  | 2024-08-10 | [11 empty] | CASE_LIST | 1 |  | warehouse | DSV Al Markaz | 2024-08-10 | warehouse | 1 | 1 | -1 | 0 | 8.5 | 1 | 8.5 | HITACHI(HE) |  | 0 | 1 | 1 | 2 | Flow 2: Port → WH → Site | DSV Al Markaz | HITACHI
2413 | PRL-ZAK-002-O Lot 4 | HVDC-ADOPT-HE-0140 | AGI | EQ-001 | 365143 | 1 | Indoor | Layer - 12 Cells | 365 | 233 | 172 | 14.6277 | 4500 | 5000 | Stackable x1 | 85044083 | SEK | 2079511 | Maersk Houston | Sweden | Gothenburg | Khalifa port | 2024-06-13 | 2024-08-07 |  |  | 2024-08-12 | [11 empty] | CASE_LIST | 1 |  | warehouse | DSV Al Markaz | 2024-08-12 | warehouse | 1 | 1 | -1 | 0 | 8.5 | 1 | 8.5 | HITACHI(HE) |  | 0 | 1 | 1 | 2 | Flow 2: Port → WH → Site | DSV Al Markaz | HITACHI
2414 | PRL-ZAK-002-O Lot 4 | HVDC-ADOPT-HE-0140 | AGI | EQ-001 | 365146 | 1 | Indoor | Layer - 12 Cells | 365 | 233 | 172 | 14.6277 | 4500 | 5000 | Stackable x1 | 85044083 | SEK | 2079511 | Maersk Houston | Sweden | Gothenburg | Khalifa port | 2024-06-13 | 2024-08-07 |  |  | 2024-08-12 | [11 empty] | CASE_LIST | 1 |  | warehouse | DSV Al Markaz | 2024-08-12 | warehouse | 1 | 1 | -1 | 0 | 8.5 | 1 | 8.5 | HITACHI(HE) |  | 0 | 1 | 1 | 2 | Flow 2: Port → WH → Site | DSV Al Markaz | HITACHI
2415 | PRL-ZAK-002-O Lot 4 | HVDC-ADOPT-HE-0140 | AGI | EQ-001 | 365148 | 1 | Indoor | Layer - 12 Cells | 365 | 233 | 172 | 14.6277 | 4500 | 5000 | Stackable x1 | 85044083 | SEK | 2079511 | Maersk Houston | Sweden | Gothenburg | Khalifa port | 2024-06-13 | 2024-08-07 |  |  | 2024-08-15 | [11 empty] | CASE_LIST | 1 |  | warehouse | DSV Al Markaz | 2024-08-15 | warehouse | 1 | 1 | -1 | 0 | 8.5 | 1 | 8.5 | HITACHI(HE) |  | 0 | 1 | 1 | 2 | Flow 2: Port → WH → Site | DSV Al Markaz | HITACHI
2416 | PRL-ZAK-002-O Lot 4 | HVDC-ADOPT-HE-0140 | AGI | EQ-001 | 365150 | 1 | Indoor | Layer - 12 Cells | 365 | 233 | 172 | 14.6277 | 4500 | 5000 | Stackable x1 | 85044083 | SEK | 2079511 | Maersk Houston | Sweden | Gothenburg | Khalifa port | 2024-06-13 | 2024-08-07 |  |  | 2024-08-12 | [11 empty] | CASE_LIST | 1 |  | warehouse | DSV Al Markaz | 2024-08-12 | warehouse | 1 | 1 | -1 | 0 | 8.5 | 1 | 8.5 | HITACHI(HE) |  | 0 | 1 | 1 | 2 | Flow 2: Port → WH → Site | DSV Al Markaz | HITACHI
2417 | PRL-ZAK-002-O Lot 4 | HVDC-ADOPT-HE-0140 | AGI | EQ-001 | 365151 | 1 | Indoor | Layer - 12 Cells | 365 | 233 | 172 | 14.6277 | 4500 | 5000 | Stackable x1 | 85044083 | SEK | 2079511 | Maersk Houston | Sweden | Gothenburg | Khalifa port | 2024-06-13 | 2024-08-07 |  |  | 2024-08-10 | [11 empty] | CASE_LIST | 1 |  | warehouse | DSV Al Markaz | 2024-08-10 | warehouse | 1 | 1 | -1 | 0 | 8.5 | 1 | 8.5 | HITACHI(HE) |  | 0 | 1 | 1 | 2 | Flow 2: Port → WH → Site | DSV Al Markaz | HITACHI
2418 | PRL-ZAK-002-O Lot 4 | HVDC-ADOPT-HE-0140 | AGI | EQ-001 | 365163 | 1 | Indoor | Layer - 12 Cells | 365 | 233 | 172 | 14.6277 | 4500 | 5000 | Stackable x1 | 85044083 | SEK | 2079511 | Maersk Houston | Sweden | Gothenburg | Khalifa port | 2024-06-13 | 2024-08-07 |  |  | 2024-08-15 | [11 empty] | CASE_LIST | 1 |  | warehouse | DSV Al Markaz | 2024-08-15 | warehouse | 1 | 1 | -1 | 0 | 8.5 | 1 | 8.5 | HITACHI(HE) |  | 0 | 1 | 1 | 2 | Flow 2: Port → WH → Site | DSV Al Markaz | HITACHI
2419 | PRL-ZAK-002-O Lot 4 | HVDC-ADOPT-HE-0140 | AGI | EQ-001 | 365166 | 1 | Indoor | Layer - 12 Cells | 365 | 233 | 172 | 14.6277 | 4500 | 5000 | Stackable x1 | 85044083 | SEK | 2079511 | Maersk Houston | Sweden | Gothenburg | Khalifa port | 2024-06-13 | 2024-08-07 |  |  | 2024-08-15 | [11 empty] | CASE_LIST | 1 |  | warehouse | DSV Al Markaz | 2024-08-15 | warehouse | 1 | 1 | -1 | 0 | 8.5 | 1 | 8.5 | HITACHI(HE) |  | 0 | 1 | 1 | 2 | Flow 2: Port → WH → Site | DSV Al Markaz | HITACHI
2420 | PRL-ZAK-002-O Lot 4 | HVDC-ADOPT-HE-0140 | AGI | EQ-001 | 365167 | 1 | Indoor | Layer - 12 Cells | 365 | 233 | 172 | 14.6277 | 4500 | 5000 | Stackable x1 | 85044083 | SEK | 2079511 | Maersk Houston | Sweden | Gothenburg | Khalifa port | 2024-06-13 | 2024-08-07 |  |  | 2024-08-12 | [11 empty] | CASE_LIST | 1 |  | warehouse | DSV Al Markaz | 2024-08-12 | warehouse | 1 | 1 | -1 | 0 | 8.5 | 1 | 8.5 | HITACHI(HE) |  | 0 | 1 | 1 | 2 | Flow 2: Port → WH → Site | DSV Al Markaz | HITACHI
2421 | PRL-ZAK-002-O Lot 4 | HVDC-ADOPT-HE-0140 | AGI | EQ-001 | 365168 | 1 | Indoor | Layer - 12 Cells | 365 | 233 | 172 | 14.6277 | 4500 | 5000 | Stackable x1 | 85044083 | SEK | 2079511 | Maersk Houston | Sweden | Gothenburg | Khalifa port | 2024-06-13 | 2024-08-07 |  |  | 2024-08-15 | [11 empty] | CASE_LIST | 1 |  | warehouse | DSV Al Markaz | 2024-08-15 | warehouse | 1 | 1 | -1 | 0 | 8.5 | 1 | 8.5 | HITACHI(HE) |  | 0 | 1 | 1 | 2 | Flow 2: Port → WH → Site | DSV Al Markaz | HITACHI
2422 | PRL-ZAK-002-O Lot 4 | HVDC-ADOPT-HE-0140 | AGI | EQ-001 | 365169 | 1 | Indoor | Layer - 12 Cells | 365 | 233 | 172 | 14.6277 | 4500 | 5000 | Stackable x1 | 85044083 | SEK | 2079511 | Maersk Houston | Sweden | Gothenburg | Khalifa port | 2024-06-13 | 2024-08-07 |  |  | 2024-08-15 | [11 empty] | CASE_LIST | 1 |  | warehouse | DSV Al Markaz | 2024-08-15 | warehouse | 1 | 1 | -1 | 0 | 8.5 | 1 | 8.5 | HITACHI(HE) |  | 0 | 1 | 1 | 2 | Flow 2: Port → WH → Site | DSV Al Markaz | HITACHI
2423 | PRL-ZAK-002-O Lot 4 | HVDC-ADOPT-HE-0140 | AGI | EQ-001 | 365170 | 1 | Indoor | Layer - 12 Cells | 365 | 233 | 172 | 14.6277 | 4500 | 5000 | Stackable x1 | 85044083 | SEK | 2079511 | Maersk Houston | Sweden | Gothenburg | Khalifa port | 2024-06-13 | 2024-08-07 |  |  | 2024-08-15 | [11 empty] | CASE_LIST | 1 |  | warehouse | DSV Al Markaz | 2024-08-15 | warehouse | 1 | 1 | -1 | 0 | 8.5 | 1 | 8.5 | HITACHI(HE) |  | 0 | 1 | 1 | 2 | Flow 2: Port → WH → Site | DSV Al Markaz | HITACHI
2424 | PRL-ZAK-002-O Lot 4 | HVDC-ADOPT-HE-0140 | AGI | EQ-001 | 365171 | 1 | Indoor | Layer - 12 Cells | 365 | 233 | 172 | 14.6277 | 4500 | 5000 | Stackable x1 | 85044083 | SEK | 2079511 | Maersk Houston | Sweden | Gothenburg | Khalifa port | 2024-06-13 | 2024-08-07 |  |  | 2024-08-10 | [11 empty] | CASE_LIST | 1 |  | warehouse | DSV Al Markaz | 2024-08-10 | warehouse | 1 | 1 | -1 | 0 | 8.5 | 1 | 8.5 | HITACHI(HE) |  | 0 | 1 | 1 | 2 | Flow 2: Port → WH → Site | DSV Al Markaz | HITACHI
2425 | PRL-ZAK-002-O Lot 4 | HVDC-ADOPT-HE-0140 | AGI | EQ-001 | 365173 | 1 | Indoor | Layer - 12 Cells | 365 | 233 | 172 | 14.6277 | 4500 | 5000 | Stackable x1 | 85044083 | SEK | 2079511 | Maersk Houston | Sweden | Gothenburg | Khalifa port | 2024-06-13 | 2024-08-07 |  |  | 2024-08-12 | [11 empty] | CASE_LIST | 1 |  | warehouse | DSV Al Markaz | 2024-08-12 | warehouse | 1 | 1 | -1 | 0 | 8.5 | 1 | 8.5 | HITACHI(HE) |  | 0 | 1 | 1 | 2 | Flow 2: Port → WH → Site | DSV Al Markaz | HITACHI
2426 | PRL-ZAK-002-O Lot 4 | HVDC-ADOPT-HE-0140 | AGI | EQ-001 | 365174 | 1 | Indoor | Layer - 12 Cells | 365 | 233 | 172 | 14.6277 | 4500 | 5000 | Stackable x1 | 85044083 | SEK | 2079511 | Maersk Houston | Sweden | Gothenburg | Khalifa port | 2024-06-13 | 2024-08-07 |  |  | 2024-08-15 | [11 empty] | CASE_LIST | 1 |  | warehouse | DSV Al Markaz | 2024-08-15 | warehouse | 1 | 1 | -1 | 0 | 8.5 | 1 | 8.5 | HITACHI(HE) |  | 0 | 1 | 1 | 2 | Flow 2: Port → WH → Site | DSV Al Markaz | HITACHI
2427 | PRL-ZAK-002-O Lot 4 | HVDC-ADOPT-HE-0140 | AGI | EQ-001 | 365248 | 1 | Indoor | Layer - 12 Cells | 365 | 233 | 172 | 14.6277 | 4500 | 5000 | Stackable x1 | 85044083 | SEK | 2079511 | Maersk Houston | Sweden | Gothenburg | Khalifa port | 2024-06-13 | 2024-08-07 |  |  | 2024-08-12 | [11 empty] | CASE_LIST | 1 |  | warehouse | DSV Al Markaz | 2024-08-12 | warehouse | 1 | 1 | -1 | 0 | 8.5 | 1 | 8.5 | HITACHI(HE) |  | 0 | 1 | 1 | 2 | Flow 2: Port → WH → Site | DSV Al Markaz | HITACHI
2428 | PRL-ZAK-002-O Lot 4 | HVDC-ADOPT-HE-0140 | AGI | EQ-001 | 365251 | 1 | Indoor | Layer - 12 Cells | 365 | 233 | 172 | 14.6277 | 4500 | 5000 | Stackable x1 | 85044083 | SEK | 2079511 | Maersk Houston | Sweden | Gothenburg | Khalifa port | 2024-06-13 | 2024-08-07 |  |  | 2024-08-15 | [11 empty] | CASE_LIST | 1 |  | warehouse | DSV Al Markaz | 2024-08-15 | warehouse | 1 | 1 | -1 | 0 | 8.5 | 1 | 8.5 | HITACHI(HE) |  | 0 | 1 | 1 | 2 | Flow 2: Port → WH → Site | DSV Al Markaz | HITACHI
2429 | PRL-ZAK-002-O Lot 4 | HVDC-ADOPT-HE-0140 | AGI | EQ-001 | 365252 | 1 | Indoor | Layer - 12 Cells | 365 | 233 | 172 | 14.6277 | 4500 | 5000 | Stackable x1 | 85044083 | SEK | 2079511 | Maersk Houston | Sweden | Gothenburg | Khalifa port | 2024-06-13 | 2024-08-07 |  |  | 2024-08-15 | [11 empty] | CASE_LIST | 1 |  | warehouse | DSV Al Markaz | 2024-08-15 | warehouse | 1 | 1 | -1 | 0 | 8.5 | 1 | 8.5 | HITACHI(HE) |  | 0 | 1 | 1 | 2 | Flow 2: Port → WH → Site | DSV Al Markaz | HITACHI
2430 | PRL-ZAK-002-O Lot 4 | HVDC-ADOPT-HE-0140 | AGI | EQ-001 | 365257 | 1 | Indoor | Layer - 12 Cells | 365 | 233 | 172 | 14.6277 | 4500 | 5000 | Stackable x1 | 85044083 | SEK | 2079511 | Maersk Houston | Sweden | Gothenburg | Khalifa port | 2024-06-13 | 2024-08-07 |  |  | 2024-08-12 | [11 empty] | CASE_LIST | 1 |  | warehouse | DSV Al Markaz | 2024-08-12 | warehouse | 1 | 1 | -1 | 0 | 8.5 | 1 | 8.5 | HITACHI(HE) |  | 0 | 1 | 1 | 2 | Flow 2: Port → WH → Site | DSV Al Markaz | HITACHI
2431 | PRL-ZAK-002-O Lot 4 | HVDC-ADOPT-HE-0140 | AGI | EQ-001 | 365266 | 1 | Indoor | Layer - 12 Cells | 365 | 233 | 172 | 14.6277 | 4500 | 5000 | Stackable x1 | 85044083 | SEK | 2079511 | Maersk Houston | Sweden | Gothenburg | Khalifa port | 2024-06-13 | 2024-08-07 |  |  | 2024-08-12 | [11 empty] | CASE_LIST | 1 |  | warehouse | DSV Al Markaz | 2024-08-12 | warehouse | 1 | 1 | -1 | 0 | 8.5 | 1 | 8.5 | HITACHI(HE) |  | 0 | 1 | 1 | 2 | Flow 2: Port → WH → Site | DSV Al Markaz | HITACHI
2432 | PRL-ZAK-002-O Lot 4 | HVDC-ADOPT-HE-0140 | AGI | EQ-001 | 365272 | 1 | Indoor | Layer - 12 Cells | 365 | 233 | 172 | 14.6277 | 4500 | 5000 | Stackable x1 | 85044083 | SEK | 2079511 | Maersk Houston | Sweden | Gothenburg | Khalifa port | 2024-06-13 | 2024-08-07 |  |  | 2024-08-10 | [11 empty] | CASE_LIST | 1 |  | warehouse | DSV Al Markaz | 2024-08-10 | warehouse | 1 | 1 | -1 | 0 | 8.5 | 1 | 8.5 | HITACHI(HE) |  | 0 | 1 | 1 | 2 | Flow 2: Port → WH → Site | DSV Al Markaz | HITACHI
2433 | PRL-ZAK-002-O Lot 4 | HVDC-ADOPT-HE-0140 | AGI | EQ-001 | 365274 | 1 | Indoor | Layer - 12 Cells | 365 | 233 | 172 | 14.6277 | 4500 | 5000 | Stackable x1 | 85044083 | SEK | 2079511 | Maersk Houston | Sweden | Gothenburg | Khalifa port | 2024-06-13 | 2024-08-07 |  |  | 2024-08-12 | [11 empty] | CASE_LIST | 1 |  | warehouse | DSV Al Markaz | 2024-08-12 | warehouse | 1 | 1 | -1 | 0 | 8.5 | 1 | 8.5 | HITACHI(HE) |  | 0 | 1 | 1 | 2 | Flow 2: Port → WH → Site | DSV Al Markaz | HITACHI
2434 | PRL-ZAK-002-O Lot 4 | HVDC-ADOPT-HE-0140 | AGI | EQ-001 | 365277 | 1 | Indoor | Layer - 12 Cells | 365 | 233 | 172 | 14.6277 | 4500 | 5000 | Stackable x1 | 85044083 | SEK | 2079511 | Maersk Houston | Sweden | Gothenburg | Khalifa port | 2024-06-13 | 2024-08-07 |  |  | 2024-08-12 | [11 empty] | CASE_LIST | 1 |  | warehouse | DSV Al Markaz | 2024-08-12 | warehouse | 1 | 1 | -1 | 0 | 8.5 | 1 | 8.5 | HITACHI(HE) |  | 0 | 1 | 1 | 2 | Flow 2: Port → WH → Site | DSV Al Markaz | HITACHI
2435 | PRL-ZAK-002-O Lot 4 | HVDC-ADOPT-HE-0140 | AGI | EQ-001 | 365279 | 1 | Indoor | Layer - 12 Cells | 365 | 233 | 172 | 14.6277 | 4500 | 5000 | Stackable x1 | 85044083 | SEK | 2079511 | Maersk Houston | Sweden | Gothenburg | Khalifa port | 2024-06-13 | 2024-08-07 |  |  | 2024-08-15 | [11 empty] | CASE_LIST | 1 |  | warehouse | DSV Al Markaz | 2024-08-15 | warehouse | 1 | 1 | -1 | 0 | 8.5 | 1 | 8.5 | HITACHI(HE) |  | 0 | 1 | 1 | 2 | Flow 2: Port → WH → Site | DSV Al Markaz | HITACHI
2436 | PRL-ZAK-002-O Lot 4 | HVDC-ADOPT-HE-0140 | AGI | EQ-001 | 365280 | 1 | Indoor | Layer - 12 Cells | 365 | 233 | 172 | 14.6277 | 4500 | 5000 | Stackable x1 | 85044083 | SEK | 2079511 | Maersk Houston | Sweden | Gothenburg | Khalifa port | 2024-06-13 | 2024-08-07 |  |  | 2024-08-10 | [11 empty] | CASE_LIST | 1 |  | warehouse | DSV Al Markaz | 2024-08-10 | warehouse | 1 | 1 | -1 | 0 | 8.5 | 1 | 8.5 | HITACHI(HE) |  | 0 | 1 | 1 | 2 | Flow 2: Port → WH → Site | DSV Al Markaz | HITACHI
2437 | PRL-ZAK-002-O Lot 4 | HVDC-ADOPT-HE-0140 | AGI | EQ-001 | 365282 | 1 | Indoor | Layer - 12 Cells | 365 | 233 | 172 | 14.6277 | 4500 | 5000 | Stackable x1 | 85044083 | SEK | 2079511 | Maersk Houston | Sweden | Gothenburg | Khalifa port | 2024-06-13 | 2024-08-07 |  |  | 2024-08-12 | [11 empty] | CASE_LIST | 1 |  | warehouse | DSV Al Markaz | 2024-08-12 | warehouse | 1 | 1 | -1 | 0 | 8.5 | 1 | 8.5 | HITACHI(HE) |  | 0 | 1 | 1 | 2 | Flow 2: Port → WH → Site | DSV Al Markaz | HITACHI
2438 | PRL-ZAK-002-O Lot 4 | HVDC-ADOPT-HE-0140 | AGI | EQ-001 | 365286 | 1 | Indoor | Layer - 12 Cells | 365 | 233 | 172 | 14.6277 | 4500 | 5000 | Stackable x1 | 85044083 | SEK | 2079511 | Maersk Houston | Sweden | Gothenburg | Khalifa port | 2024-06-13 | 2024-08-07 |  |  | 2024-08-12 | [11 empty] | CASE_LIST | 1 |  | warehouse | DSV Al Markaz | 2024-08-12 | warehouse | 1 | 1 | -1 | 0 | 8.5 | 1 | 8.5 | HITACHI(HE) |  | 0 | 1 | 1 | 2 | Flow 2: Port → WH → Site | DSV Al Markaz | HITACHI
2439 | PRL-ZAK-002-O Lot 4 | HVDC-ADOPT-HE-0140 | AGI | EQ-001 | 365287 | 1 | Indoor | Layer - 12 Cells | 365 | 233 | 172 | 14.6277 | 4500 | 5000 | Stackable x1 | 85044083 | SEK | 2079511 | Maersk Houston | Sweden | Gothenburg | Khalifa port | 2024-06-13 | 2024-08-07 |  |  | 2024-08-12 | [11 empty] | CASE_LIST | 1 |  | warehouse | DSV Al Markaz | 2024-08-12 | warehouse | 1 | 1 | -1 | 0 | 8.5 | 1 | 8.5 | HITACHI(HE) |  | 0 | 1 | 1 | 2 | Flow 2: Port → WH → Site | DSV Al Markaz | HITACHI
2440 | PRL-ZAK-002-O Lot 4 | HVDC-ADOPT-HE-0140 | AGI | EQ-001 | 365291 | 1 | Indoor | Layer - 12 Cells | 365 | 233 | 172 | 14.6277 | 4500 | 5000 | Stackable x1 | 85044083 | SEK | 2079511 | Maersk Houston | Sweden | Gothenburg | Khalifa port | 2024-06-13 | 2024-08-07 |  |  | 2024-08-12 | [11 empty] | CASE_LIST | 1 |  | warehouse | DSV Al Markaz | 2024-08-12 | warehouse | 1 | 1 | -1 | 0 | 8.5 | 1 | 8.5 | HITACHI(HE) |  | 0 | 1 | 1 | 2 | Flow 2: Port → WH → Site | DSV Al Markaz | HITACHI
2441 | PRL-ZAK-002-O Lot 4 | HVDC-ADOPT-HE-0140 | AGI | EQ-001 | 365298 | 1 | Indoor | Layer - 12 Cells | 365 | 233 | 172 | 14.6277 | 4500 | 5000 | Stackable x1 | 85044083 | SEK | 2079511 | Maersk Houston | Sweden | Gothenburg | Khalifa port | 2024-06-13 | 2024-08-07 |  |  | 2024-08-10 | [11 empty] | CASE_LIST | 1 |  | warehouse | DSV Al Markaz | 2024-08-10 | warehouse | 1 | 1 | -1 | 0 | 8.5 | 1 | 8.5 | HITACHI(HE) |  | 0 | 1 | 1 | 2 | Flow 2: Port → WH → Site | DSV Al Markaz | HITACHI
2442 | PRL-ZAK-002-O Lot 4 | HVDC-ADOPT-HE-0140 | AGI | EQ-001 | 365299 | 1 | Indoor | Layer - 12 Cells | 365 | 233 | 172 | 14.6277 | 4500 | 5000 | Stackable x1 | 85044083 | SEK | 2079511 | Maersk Houston | Sweden | Gothenburg | Khalifa port | 2024-06-13 | 2024-08-07 |  |  | 2024-08-15 | [11 empty] | CASE_LIST | 1 |  | warehouse | DSV Al Markaz | 2024-08-15 | warehouse | 1 | 1 | -1 | 0 | 8.5 | 1 | 8.5 | HITACHI(HE) |  | 0 | 1 | 1 | 2 | Flow 2: Port → WH → Site | DSV Al Markaz | HITACHI
2443 | PRL-ZAK-002-O Lot 4 | HVDC-ADOPT-HE-0140 | AGI | EQ-001 | 365300 | 1 | Indoor | Layer - 12 Cells | 365 | 233 | 172 | 14.6277 | 4500 | 5000 | Stackable x1 | 85044083 | SEK | 2079511 | Maersk Houston | Sweden | Gothenburg | Khalifa port | 2024-06-13 | 2024-08-07 |  |  | 2024-08-15 | [11 empty] | CASE_LIST | 1 |  | warehouse | DSV Al Markaz | 2024-08-15 | warehouse | 1 | 1 | -1 | 0 | 8.5 | 1 | 8.5 | HITACHI(HE) |  | 0 | 1 | 1 | 2 | Flow 2: Port → WH → Site | DSV Al Markaz | HITACHI
2444 | PRL-ZAK-002-O Lot 4 | HVDC-ADOPT-HE-0140 | AGI | EQ-001 | 365305 | 1 | Indoor | Layer - 12 Cells | 365 | 233 | 172 | 14.6277 | 4500 | 5000 | Stackable x1 | 85044083 | SEK | 2079511 | Maersk Houston | Sweden | Gothenburg | Khalifa port | 2024-06-13 | 2024-08-07 |  |  | 2024-08-10 | [11 empty] | CASE_LIST | 1 |  | warehouse | DSV Al Markaz | 2024-08-10 | warehouse | 1 | 1 | -1 | 0 | 8.5 | 1 | 8.5 | HITACHI(HE) |  | 0 | 1 | 1 | 2 | Flow 2: Port → WH → Site | DSV Al Markaz | HITACHI
2445 | PRL-ZAK-002-O Lot 4 | HVDC-ADOPT-HE-0140 | AGI | EQ-001 | 365309 | 1 | Indoor | Layer - 12 Cells | 365 | 233 | 172 | 14.6277 | 4500 | 5000 | Stackable x1 | 85044083 | SEK | 2079511 | Maersk Houston | Sweden | Gothenburg | Khalifa port | 2024-06-13 | 2024-08-07 |  |  | 2024-08-10 | [11 empty] | CASE_LIST | 1 |  | warehouse | DSV Al Markaz | 2024-08-10 | warehouse | 1 | 1 | -1 | 0 | 8.5 | 1 | 8.5 | HITACHI(HE) |  | 0 | 1 | 1 | 2 | Flow 2: Port → WH → Site | DSV Al Markaz | HITACHI
2446 | PRL-ZAK-002-O Lot 4 | HVDC-ADOPT-HE-0140 | AGI | EQ-001 | 365310 | 1 | Indoor | Layer - 12 Cells | 365 | 233 | 172 | 14.6277 | 4500 | 5000 | Stackable x1 | 85044083 | SEK | 2079511 | Maersk Houston | Sweden | Gothenburg | Khalifa port | 2024-06-13 | 2024-08-07 |  |  | 2024-08-15 | [11 empty] | CASE_LIST | 1 |  | warehouse | DSV Al Markaz | 2024-08-15 | warehouse | 1 | 1 | -1 | 0 | 8.5 | 1 | 8.5 | HITACHI(HE) |  | 0 | 1 | 1 | 2 | Flow 2: Port → WH → Site | DSV Al Markaz | HITACHI
2447 | PRL-ZAK-002-O Lot 4 | HVDC-ADOPT-HE-0140 | AGI | EQ-001 | 365311 | 1 | Indoor | Layer - 12 Cells | 365 | 233 | 172 | 14.6277 | 4500 | 5000 | Stackable x1 | 85044083 | SEK | 2079511 | Maersk Houston | Sweden | Gothenburg | Khalifa port | 2024-06-13 | 2024-08-07 |  |  | 2024-08-12 | [11 empty] | CASE_LIST | 1 |  | warehouse | DSV Al Markaz | 2024-08-12 | warehouse | 1 | 1 | -1 | 0 | 8.5 | 1 | 8.5 | HITACHI(HE) |  | 0 | 1 | 1 | 2 | Flow 2: Port → WH → Site | DSV Al Markaz | HITACHI
2448 | PRL-ZAK-002-O Lot 4 | HVDC-ADOPT-HE-0140 | AGI | EQ-001 | 365312 | 1 | Indoor | Layer - 12 Cells | 365 | 233 | 172 | 14.6277 | 4500 | 5000 | Stackable x1 | 85044083 | SEK | 2079511 | Maersk Houston | Sweden | Gothenburg | Khalifa port | 2024-06-13 | 2024-08-07 |  |  | 2024-08-10 | [11 empty] | CASE_LIST | 1 |  | warehouse | DSV Al Markaz | 2024-08-10 | warehouse | 1 | 1 | -1 | 0 | 8.5 | 1 | 8.5 | HITACHI(HE) |  | 0 | 1 | 1 | 2 | Flow 2: Port → WH → Site | DSV Al Markaz | HITACHI
2449 | PRL-ZAK-002-O Lot 4 | HVDC-ADOPT-HE-0140 | AGI | EQ-001 | 365323 | 1 | Indoor | Layer - 12 Cells | 365 | 233 | 172 | 14.6277 | 4500 | 5000 | Stackable x1 | 85044083 | SEK | 2079511 | Maersk Houston | Sweden | Gothenburg | Khalifa port | 2024-06-13 | 2024-08-07 |  |  | 2024-08-12 | [11 empty] | CASE_LIST | 1 |  | warehouse | DSV Al Markaz | 2024-08-12 | warehouse | 1 | 1 | -1 | 0 | 8.5 | 1 | 8.5 | HITACHI(HE) |  | 0 | 1 | 1 | 2 | Flow 2: Port → WH → Site | DSV Al Markaz | HITACHI
2450 | PRL-ZAK-002-O Lot 4 | HVDC-ADOPT-HE-0140 | AGI | EQ-001 | 365324 | 1 | Indoor | Layer - 12 Cells | 365 | 233 | 172 | 14.6277 | 4500 | 5000 | Stackable x1 | 85044083 | SEK | 2079511 | Maersk Houston | Sweden | Gothenburg | Khalifa port | 2024-06-13 | 2024-08-07 |  |  | 2024-08-10 | [11 empty] | CASE_LIST | 1 |  | warehouse | DSV Al Markaz | 2024-08-10 | warehouse | 1 | 1 | -1 | 0 | 8.5 | 1 | 8.5 | HITACHI(HE) |  | 0 | 1 | 1 | 2 | Flow 2: Port → WH → Site | DSV Al Markaz | HITACHI
2451 | PRL-ZAK-002-O Lot 4 | HVDC-ADOPT-HE-0140 | AGI | EQ-001 | 365325 | 1 | Indoor | Layer - 12 Cells | 365 | 233 | 172 | 14.6277 | 4500 | 5000 | Stackable x1 | 85044083 | SEK | 2079511 | Maersk Houston | Sweden | Gothenburg | Khalifa port | 2024-06-13 | 2024-08-07 |  |  | 2024-08-15 | [11 empty] | CASE_LIST | 1 |  | warehouse | DSV Al Markaz | 2024-08-15 | warehouse | 1 | 1 | -1 | 0 | 8.5 | 1 | 8.5 | HITACHI(HE) |  | 0 | 1 | 1 | 2 | Flow 2: Port → WH → Site | DSV Al Markaz | HITACHI
2452 | PRL-ZAK-002-O Lot 4 | HVDC-ADOPT-HE-0140 | AGI | EQ-001 | 365326 | 1 | Indoor | Layer - 12 Cells | 365 | 233 | 172 | 14.6277 | 4500 | 5000 | Stackable x1 | 85044083 | SEK | 2079511 | Maersk Houston | Sweden | Gothenburg | Khalifa port | 2024-06-13 | 2024-08-07 |  |  | 2024-08-12 | [11 empty] | CASE_LIST | 1 |  | warehouse | DSV Al Markaz | 2024-08-12 | warehouse | 1 | 1 | -1 | 0 | 8.5 | 1 | 8.5 | HITACHI(HE) |  | 0 | 1 | 1 | 2 | Flow 2: Port → WH → Site | DSV Al Markaz | HITACHI
2453 | PRL-ZAK-002-O Lot 4 | HVDC-ADOPT-HE-0140 | AGI | EQ-001 | 365327 | 1 | Indoor | Layer - 12 Cells | 365 | 233 | 172 | 14.6277 | 4500 | 5000 | Stackable x1 | 85044083 | SEK | 2079511 | Maersk Houston | Sweden | Gothenburg | Khalifa port | 2024-06-13 | 2024-08-07 |  |  | 2024-08-15 | [11 empty] | CASE_LIST | 1 |  | warehouse | DSV Al Markaz | 2024-08-15 | warehouse | 1 | 1 | -1 | 0 | 8.5 | 1 | 8.5 | HITACHI(HE) |  | 0 | 1 | 1 | 2 | Flow 2: Port → WH → Site | DSV Al Markaz | HITACHI
2454 | PRL-ZAK-002-O Lot 4 | HVDC-ADOPT-HE-0140 | AGI | EQ-001 | 365328 | 1 | Indoor | Layer - 12 Cells | 365 | 233 | 172 | 14.6277 | 4500 | 5000 | Stackable x1 | 85044083 | SEK | 2079511 | Maersk Houston | Sweden | Gothenburg | Khalifa port | 2024-06-13 | 2024-08-07 |  |  | 2024-08-12 | [11 empty] | CASE_LIST | 1 |  | warehouse | DSV Al Markaz | 2024-08-12 | warehouse | 1 | 1 | -1 | 0 | 8.5 | 1 | 8.5 | HITACHI(HE) |  | 0 | 1 | 1 | 2 | Flow 2: Port → WH → Site | DSV Al Markaz | HITACHI
2485 | PRL-CS-013-O2 Spare | HVDC-ADOPT-HE-0139 | DAS | EQ-076 | 208508 | 1 | Outdoor covered | Outdoor Current Transformer GSWF 24 SPARE | 80 | 60 | 79 | 0.3792 | 80 | 121 | Not stackable | 85043300 | EUR | 3848.99 | MARIBO MAERSK | Austria | Antwerp | Khalifa port | 2024-06-08 | 2024-07-11 |  |  |  |  | 2024-07-31 | [7 empty] | 2025-04-21 |  | CASE_LIST | 1 | 1 | site | DAS | 2025-04-21 | site | 1 | 2 | 0 | 2 | 0.48 | 0 | 0.48 | HITACHI(HE) |  | 1 | 2 | 1 | 2 | Flow 2: Port → WH → Site | DAS | HITACHI
2486 | PRL-CS-013-O2 Spare | HVDC-ADOPT-HE-0139 | DAS | EQ-076 | 208509 | 1 | Outdoor covered | Outdoor Current Transformer GSWF 24 SPARE | 80 | 70 | 80 | 0.448 | 141 | 188 | Not stackable | 85043300 | EUR | 3848.99 | MARIBO MAERSK | Austria | Antwerp | Khalifa port | 2024-06-08 | 2024-07-11 |  |  |  |  | 2024-07-31 | [7 empty] | 2025-04-21 |  | CASE_LIST | 1 | 1 | site | DAS | 2025-04-21 | site | 1 | 2 | 0 | 2 | 0.56 | 0 | 0.56 | HITACHI(HE) |  | 1 | 2 | 1 | 2 | Flow 2: Port → WH → Site | DAS | HITACHI
2487 | PRL-CS-013-O2 Spare | HVDC-ADOPT-HE-0139 | AGI | EQ-076 | 365509 | 1 | Outdoor covered | Outdoor Current Transformer GSWF 24 Spare | 80 | 70 | 80 | 0.448 | 145 | 191 | Not stackable | 85043300 | EUR | 6561.39 | MARIBO MAERSK | Austria | Antwerp | Khalifa port | 2024-06-08 | 2024-07-11 |  |  |  |  | 2024-07-31 | [9 empty] | CASE_LIST | 1 |  | warehouse | DSV Outdoor | 2024-07-31 | warehouse | 1 | 1 | -1 | 0 | 0.56 | 0 | 0.56 | HITACHI(HE) |  | 0 | 1 | 1 | 2 | Flow 2: Port → WH → Site | DSV Outdoor | HITACHI
2480 | PRL-CS-013-O1 | HVDC-ADOPT-HE-0138 | DAS | EQ-076 | 208506 | 1 | Outdoor covered | Outdoor Current Transformer GSWF 24 | 100 | 60 | 79 | 0.474 | 160 | 205 | Not stackable | 85043300 | EUR | 3848.99 | MARIBO MAERSK | Austria | Antwerp | Khalifa port | 2024-06-08 | 2024-07-11 |  |  |  |  | 2024-07-31 | [7 empty] | 2025-04-21 |  | CASE_LIST | 1 | 1 | site | DAS | 2025-04-21 | site | 1 | 2 | 0 | 2 | 0.6 | 0 | 0.6 | HITACHI(HE) |  | 1 | 2 | 1 | 2 | Flow 2: Port → WH → Site | DAS | HITACHI
2481 | PRL-CS-013-O1 | HVDC-ADOPT-HE-0138 | DAS | EQ-076 | 208507 | 1 | Outdoor covered | Outdoor Current Transformer GSWF 24 | 118 | 80 | 80 | 0.7552 | 282 | 343 | Not stackable | 85043300 | EUR | 3848.99 | MARIBO MAERSK | Austria | Antwerp | Khalifa port | 2024-06-08 | 2024-07-11 |  |  |  |  | 2024-07-31 | [7 empty] | 2025-05-04 |  | CASE_LIST | 1 | 1 | site | DAS | 2025-05-04 | site | 1 | 2 | 0 | 2 | 0.94 | 0 | 0.94 | HITACHI(HE) |  | 1 | 2 | 1 | 2 | Flow 2: Port → WH → Site | DAS | HITACHI
2482 | PRL-CS-013-O1 | HVDC-ADOPT-HE-0138 | AGI | EQ-076 | 365508 | 1 | Outdoor covered | Outdoor Current Transformer GSWF 24 | 118 | 118 | 80 | 1.1139 | 580 | 658 | Not stackable | 85043300 | EUR | 6561.39 | MARIBO MAERSK | Austria | Antwerp | Khalifa port | 2024-06-08 | 2024-07-11 |  |  |  |  | 2024-07-31 | [9 empty] | CASE_LIST | 1 |  | warehouse | DSV Outdoor | 2024-07-31 | warehouse | 1 | 1 | -1 | 0 | 1.39 | 0 | 1.39 | HITACHI(HE) |  | 0 | 1 | 1 | 2 | Flow 2: Port → WH → Site | DSV Outdoor | HITACHI
2484 | PRL-MIR-012-O2 Spare | HVDC-ADOPT-HE-0137 | MIR | EQ-076 | 280077 | 1 | Outdoor covered | Outdoor Current Transformer GSWF 24 SPARE | 80 | 70 | 80 | 0.448 | 141 | 190 | Not stackable | 85043300 | EUR | 8567.65 | MARIBO MAERSK | Austria | Antwerp | Khalifa port | 2024-06-08 | 2024-07-11 | [10 empty] | 2024-07-23 |  |  |  | CASE_LIST |  | 1 | site | MIR | 2024-07-23 | site | 0 | 1 | 1 | 2 | 0.56 | 0 | 0.56 | HITACHI(HE) |  | 1 | 1 | 0 | 1 | Flow 1: Port → Site | MIR | HITACHI
2483 | PRL-MIR-012-O1 | HVDC-ADOPT-HE-0136 | MIR | EQ-076 | 280076 | 1 | Outdoor covered | Outdoor Current Transformer GSWF 24 | 118 | 118 | 80 | 1.1139 | 564 | 653 | Not stackable | 85043300 | EUR | 8567.65 | MARIBO MAERSK | Austria | Antwerp | Khalifa port | 2024-06-08 | 2024-07-11 | [10 empty] | 2024-07-23 |  |  |  | CASE_LIST |  | 1 | site | MIR | 2024-07-23 | site | 0 | 1 | 1 | 2 | 1.39 | 0 | 1.39 | HITACHI(HE) |  | 1 | 1 | 0 | 1 | Flow 1: Port → Site | MIR | HITACHI
2473 | PRL-SHU-018-O2 Spare | HVDC-ADOPT-HE-0135 | SHU | EQ-076 | 191116 | 1 | Outdoor covered | Outdoor Current Transformer GIF 36-58 SPARE | 140 | 109 | 83 | 1.2666 | 248 | 359 | Not stackable | 85043300 | EUR | 5142.64 | MARIBO MAERSK | Austria | Antwerp | Khalifa port | 2024-06-08 | 2024-07-11 | [11 empty] | 2024-07-28 |  |  | CASE_LIST |  | 1 | site | SHU | 2024-07-28 | site | 0 | 1 | 1 | 2 | 1.53 | 0 | 1.53 | HITACHI(HE) |  | 1 | 1 | 0 | 1 | Flow 1: Port → Site | SHU | HITACHI
2474 | PRL-SHU-018-O2 Spare | HVDC-ADOPT-HE-0135 | SHU | EQ-076 | 191117 | 1 | Outdoor covered | Outdoor Current Transformer GSWF 24 SPARE | 80 | 70 | 80 | 0.448 | 141 | 188 | Not stackable | 85043300 | EUR | 5142.64 | MARIBO MAERSK | Austria | Antwerp | Khalifa port | 2024-06-08 | 2024-07-11 | [11 empty] | 2024-07-28 |  |  | CASE_LIST |  | 1 | site | SHU | 2024-07-28 | site | 0 | 1 | 1 | 2 | 0.56 | 0 | 0.56 | HITACHI(HE) |  | 1 | 1 | 0 | 1 | Flow 1: Port → Site | SHU | HITACHI
2475 | PRL-SHU-018-O2 Spare | HVDC-ADOPT-HE-0135 | SHU | EQ-076 | 191118 | 1 | Outdoor covered | Outdoor Current Transformer GSWF 24 SPARE | 80 | 60 | 79 | 0.3792 | 80 | 121 | Not stackable | 85043300 | EUR | 5142.64 | MARIBO MAERSK | Austria | Antwerp | Khalifa port | 2024-06-08 | 2024-07-11 | [11 empty] | 2024-07-28 |  |  | CASE_LIST |  | 1 | site | SHU | 2024-07-28 | site | 0 | 1 | 1 | 2 | 0.48 | 0 | 0.48 | HITACHI(HE) |  | 1 | 1 | 0 | 1 | Flow 1: Port → Site | SHU | HITACHI
2476 | PRL-SHU-018-O | HVDC-ADOPT-HE-0134 | SHU | EQ-076 | 191112 | 1 | Outdoor covered | Outdoor Current Transformer GIF 36-58 | 140 | 109 | 83 | 1.2666 | 248 | 360 | Not stackable | 85043300 | EUR | 5142.64 | MARIBO MAERSK | Austria | Antwerp | Khalifa port | 2024-06-08 | 2024-07-11 | [11 empty] | 2024-07-28 |  |  | CASE_LIST |  | 1 | site | SHU | 2024-07-28 | site | 0 | 1 | 1 | 2 | 1.53 | 0 | 1.53 | HITACHI(HE) |  | 1 | 1 | 0 | 1 | Flow 1: Port → Site | SHU | HITACHI
2477 | PRL-SHU-018-O | HVDC-ADOPT-HE-0134 | SHU | EQ-076 | 191113 | 1 | Outdoor covered | Outdoor Current Transformer GIF 36-58 | 140 | 109 | 83 | 1.2666 | 248 | 357 | Not stackable | 85043300 | EUR | 5142.64 | MARIBO MAERSK | Austria | Antwerp | Khalifa port | 2024-06-08 | 2024-07-11 | [11 empty] | 2024-07-28 |  |  | CASE_LIST |  | 1 | site | SHU | 2024-07-28 | site | 0 | 1 | 1 | 2 | 1.53 | 0 | 1.53 | HITACHI(HE) |  | 1 | 1 | 0 | 1 | Flow 1: Port → Site | SHU | HITACHI
2478 | PRL-SHU-018-O | HVDC-ADOPT-HE-0134 | SHU | EQ-076 | 191114 | 1 | Outdoor covered | Outdoor Current Transformer GSWF 24 | 118 | 80 | 80 | 0.7552 | 282 | 345 | Not stackable | 85043300 | EUR | 5142.64 | MARIBO MAERSK | Austria | Antwerp | Khalifa port | 2024-06-08 | 2024-07-11 | [11 empty] | 2024-07-28 |  |  | CASE_LIST |  | 1 | site | SHU | 2024-07-28 | site | 0 | 1 | 1 | 2 | 0.94 | 0 | 0.94 | HITACHI(HE) |  | 1 | 1 | 0 | 1 | Flow 1: Port → Site | SHU | HITACHI
2479 | PRL-SHU-018-O | HVDC-ADOPT-HE-0134 | SHU | EQ-076 | 191115 | 1 | Outdoor covered | Outdoor Current Transformer GSWF 24 | 100 | 60 | 79 | 0.474 | 160 | 206 | Not stackable | 85043300 | EUR | 5142.64 | MARIBO MAERSK | Austria | Antwerp | Khalifa port | 2024-06-08 | 2024-07-11 | [11 empty] | 2024-07-28 |  |  | CASE_LIST |  | 1 | site | SHU | 2024-07-28 | site | 0 | 1 | 1 | 2 | 0.6 | 0 | 0.6 | HITACHI(HE) |  | 1 | 1 | 0 | 1 | Flow 1: Port → Site | SHU | HITACHI
2573 | PRL-DAS-014-O2 Spare | HVDC-ADOPT-HE-0133 | DAS | EQ-033 | 208504 | 1 | Indoor | Spare DC Neutral Earthing Resistor | 335 | 295 | 240 | 23.718 | 1100 | 1900 | Stackable 1 tier | 85332900 | EUR | 26173.8 | ELLY Maersk | Germany | Antwerpen | Khalifa port | 2024-06-18 | 2024-08-02 |  |  | 2024-07-27 | [9 empty] | 2025-07-08 |  | CASE_LIST | 1 | 1 | site | DAS | 2025-07-08 | site | 1 | 2 | 0 | 2 | 9.88 | 1 | 9.88 | HITACHI(HE) |  | 1 | 2 | 1 | 2 | Flow 2: Port → WH → Site | DAS | HITACHI
2574 | PRL-DAS-014-O2 Spare | HVDC-ADOPT-HE-0133 | DAS | EQ-033 | 208505 | 1 | Indoor | Spare Insulators and Terminals | 125 | 110 | 50 | 0.6875 | 40 | 115 | Stackable 1 tier | 85332900 | EUR | 26173.8 | ELLY Maersk | Germany | Antwerpen | Khalifa port | 2024-06-18 | 2024-08-02 |  |  | 2024-07-27 |  |  |  | 2025-06-10 | [5 empty] | 2025-06-13 |  | CASE_LIST | 1 | 1 | site | DAS | 2025-06-13 | site | 2 | 3 | -1 | 2 | 1.38 | 1 | 1.38 | HITACHI(HE) |  | 1 | 3 | 2 | 4 | Flow 4: Port → WH → MOSB → Site | DAS | HITACHI
2569 | PRL-DAS-014-O1 | HVDC-ADOPT-HE-0132 | DAS | EQ-033 | 208500 | 1 | Indoor | DC Neutral Earthing Resistor | 335 | 295 | 240 | 23.718 | 1100 | 1900 | Stackable 1 tier | 85332900 | EUR | 26173.8 | ELLY Maersk | Germany | Antwerpen | Khalifa port | 2024-06-18 | 2024-08-02 |  |  | 2024-07-27 | [9 empty] | 2025-07-08 |  | CASE_LIST | 1 | 1 | site | DAS | 2025-07-08 | site | 1 | 2 | 0 | 2 | 9.88 | 1 | 9.88 | HITACHI(HE) |  | 1 | 2 | 1 | 2 | Flow 2: Port → WH → Site | DAS | HITACHI
2570 | PRL-DAS-014-O1 | HVDC-ADOPT-HE-0132 | DAS | EQ-033 | 208501 | 1 | Indoor | DC Neutral Earthing Resistor | 335 | 295 | 240 | 23.718 | 1100 | 1900 | Stackable 1 tier | 85332900 | EUR | 26173.8 | ELLY Maersk | Germany | Antwerpen | Khalifa port | 2024-06-18 | 2024-08-02 |  |  | 2024-07-27 | [9 empty] | 2025-07-08 |  | CASE_LIST | 1 | 1 | site | DAS | 2025-07-08 | site | 1 | 2 | 0 | 2 | 9.88 | 1 | 9.88 | HITACHI(HE) |  | 1 | 2 | 1 | 2 | Flow 2: Port → WH → Site | DAS | HITACHI
2571 | PRL-DAS-014-O1 | HVDC-ADOPT-HE-0132 | DAS | EQ-033 | 208502 | 1 | Indoor | Insulators and Terminals | 125 | 110 | 50 | 0.6875 | 40 | 115 | Stackable 1 tier | 85332900 | EUR | 26173.8 | ELLY Maersk | Germany | Antwerpen | Khalifa port | 2024-06-18 | 2024-08-02 |  |  | 2024-07-27 |  |  |  | 2025-06-10 | [5 empty] | 2025-06-13 |  | CASE_LIST | 1 | 1 | site | DAS | 2025-06-13 | site | 2 | 3 | -1 | 2 | 1.38 | 1 | 1.38 | HITACHI(HE) |  | 1 | 3 | 2 | 4 | Flow 4: Port → WH → MOSB → Site | DAS | HITACHI
2572 | PRL-DAS-014-O1 | HVDC-ADOPT-HE-0132 | DAS | EQ-033 | 208503 | 1 | Indoor | Insulators and Terminals | 125 | 110 | 50 | 0.6875 | 40 | 115 | Stackable 1 tier | 85332900 | EUR | 26173.8 | ELLY Maersk | Germany | Antwerpen | Khalifa port | 2024-06-18 | 2024-08-02 |  |  | 2024-07-27 |  |  |  | 2025-06-10 | [5 empty] | 2025-06-13 |  | CASE_LIST | 1 | 1 | site | DAS | 2025-06-13 | site | 2 | 3 | -1 | 2 | 1.38 | 1 | 1.38 | HITACHI(HE) |  | 1 | 3 | 2 | 4 | Flow 4: Port → WH → MOSB → Site | DAS | HITACHI
2567 | PRL-SHU-017-O2 SPARE | HVDC-ADOPT-HE-0131 | SHU | EQ-033 | 191110 | 1 | Indoor | Spare DC Neutral Earthing Resistor | 285 | 250 | 230 | 16.3875 | 800 | 1400 | Stackable 1 tier | 85332900 | EUR | 22035.44 | ELLY Maersk | Germany | Antwerpen | Khalifa port | 2024-06-18 | 2024-08-02 |  |  | 2024-07-27 | [8 empty] | 2025-06-30 |  |  | CASE_LIST | 1 | 1 | site | SHU | 2025-06-30 | site | 1 | 2 | 0 | 2 | 7.12 | 1 | 7.12 | HITACHI(HE) |  | 1 | 2 | 1 | 2 | Flow 2: Port → WH → Site | SHU | HITACHI
2568 | PRL-SHU-017-O2 SPARE | HVDC-ADOPT-HE-0131 | SHU | EQ-033 | 191111 | 1 | Indoor | Spare Insulators and Terminals | 125 | 110 | 50 | 0.6875 | 40 | 115 | Stackable 1 tier | 85332900 | EUR | 22035.44 | ELLY Maersk | Germany | Antwerpen | Khalifa port | 2024-06-18 | 2024-08-02 |  |  | 2024-07-27 | [8 empty] | 2025-07-01 |  |  | CASE_LIST | 1 | 1 | site | SHU | 2025-07-01 | site | 1 | 2 | 0 | 2 | 1.38 | 1 | 1.38 | HITACHI(HE) |  | 1 | 2 | 1 | 2 | Flow 2: Port → WH → Site | SHU | HITACHI
2565 | PRL-SHU-017-O1 | HVDC-ADOPT-HE-0130 | SHU | EQ-033 | 191108 | 1 | Indoor | DC Neutral Earthing Resistor | 285 | 250 | 230 | 16.3875 | 800 | 1400 | Stackable 1 tier | 85332900 | EUR | 22035.44 | ELLY Maersk | Germany | Antwerpen | Khalifa port | 2024-06-18 | 2024-08-02 |  |  | 2024-07-27 | [8 empty] | 2025-06-30 |  |  | CASE_LIST | 1 | 1 | site | SHU | 2025-06-30 | site | 1 | 2 | 0 | 2 | 7.12 | 1 | 7.12 | HITACHI(HE) |  | 1 | 2 | 1 | 2 | Flow 2: Port → WH → Site | SHU | HITACHI
2566 | PRL-SHU-017-O1 | HVDC-ADOPT-HE-0130 | SHU | EQ-033 | 191109 | 1 | Indoor | Insulators and Terminals | 125 | 110 | 50 | 0.6875 | 40 | 115 | Stackable 1 tier | 85332900 | EUR | 22035.44 | ELLY Maersk | Germany | Antwerpen | Khalifa port | 2024-06-18 | 2024-08-02 |  |  | 2024-07-27 | [8 empty] | 2025-07-01 |  |  | CASE_LIST | 1 | 1 | site | SHU | 2025-07-01 | site | 1 | 2 | 0 | 2 | 1.38 | 1 | 1.38 | HITACHI(HE) |  | 1 | 2 | 1 | 2 | Flow 2: Port → WH → Site | SHU | HITACHI
3098 | PRL-CS-016-O1 | HVDC-ADOPT-HE-0129 | DAS | EQ-009 | 207579 | 1 | Outdoor covered | GSA52-AA Bushing | 262 | 64 | 71 | 1.1905 | 132 | 200 | Stackable / 3 pcs | 85446010 | SEK | 475538 | Maersk Herrera | Sweden | Gothenburg | Khalifa port | 2024-07-11 | 2024-09-10 |  |  |  |  | 2024-09-16 | [7 empty] | 2025-04-28 |  | CASE_LIST | 1 | 1 | site | DAS | 2025-04-28 | site | 1 | 2 | 0 | 2 | 1.68 | 3 | 1.68 | HITACHI(HE) |  | 1 | 2 | 1 | 2 | Flow 2: Port → WH → Site | DAS | HITACHI
3099 | PRL-CS-016-O1 | HVDC-ADOPT-HE-0129 | DAS | EQ-009 | 207580 | 1 | Outdoor covered | GSA52-AA Bushing | 262 | 64 | 71 | 1.1905 | 132 | 200 | Stackable / 3 pcs | 85446010 | SEK | 475538 | Maersk Herrera | Sweden | Gothenburg | Khalifa port | 2024-07-11 | 2024-09-10 |  |  |  |  | 2024-09-16 | [7 empty] | 2025-04-28 |  | CASE_LIST | 1 | 1 | site | DAS | 2025-04-28 | site | 1 | 2 | 0 | 2 | 1.68 | 3 | 1.68 | HITACHI(HE) |  | 1 | 2 | 1 | 2 | Flow 2: Port → WH → Site | DAS | HITACHI
3100 | PRL-CS-016-O1 | HVDC-ADOPT-HE-0129 | DAS | EQ-009 | 207581 | 1 | Outdoor covered | GSA52-AA Bushing | 262 | 64 | 71 | 1.1905 | 132 | 200 | Stackable / 3 pcs | 85446010 | SEK | 475538 | Maersk Herrera | Sweden | Gothenburg | Khalifa port | 2024-07-11 | 2024-09-10 |  |  |  |  | 2024-09-16 | [7 empty] | 2025-04-28 |  | CASE_LIST | 1 | 1 | site | DAS | 2025-04-28 | site | 1 | 2 | 0 | 2 | 1.68 | 3 | 1.68 | HITACHI(HE) |  | 1 | 2 | 1 | 2 | Flow 2: Port → WH → Site | DAS | HITACHI
3101 | PRL-CS-016-O1 | HVDC-ADOPT-HE-0129 | DAS | EQ-009 | 207585 | 1 | Outdoor covered | GSA52-AA Bushing | 260 | 64 | 71 | 1.1814 | 127 | 201 | Stackable / 3 pcs | 85446010 | SEK | 475538 | Maersk Herrera | Sweden | Gothenburg | Khalifa port | 2024-07-11 | 2024-09-10 |  |  |  |  | 2024-09-16 | [7 empty] | 2025-04-28 |  | CASE_LIST | 1 | 1 | site | DAS | 2025-04-28 | site | 1 | 2 | 0 | 2 | 1.66 | 3 | 1.66 | HITACHI(HE) |  | 1 | 2 | 1 | 2 | Flow 2: Port → WH → Site | DAS | HITACHI
3102 | PRL-CS-016-O1 | HVDC-ADOPT-HE-0129 | AGI | EQ-009 | 364100 | 1 | Outdoor covered | GSBL145-650 Bushing | 450 | 89 | 95 | 3.8047 | 340 | 615 | Stackable / 3 pcs | 85446010 | SEK | 475538 | Maersk Herrera | Sweden | Gothenburg | Khalifa port | 2024-07-11 | 2024-09-10 |  |  |  |  | 2024-09-16 | [9 empty] | CASE_LIST | 1 |  | warehouse | DSV Outdoor | 2024-09-16 | warehouse | 1 | 1 | -1 | 0 | 4 | 3 | 4 | HITACHI(HE) |  | 0 | 1 | 1 | 2 | Flow 2: Port → WH → Site | DSV Outdoor | HITACHI
3103 | PRL-CS-016-O1 | HVDC-ADOPT-HE-0129 | AGI | EQ-009 | 364101 | 1 | Outdoor covered | GSBL145-650 Bushing | 450 | 89 | 95 | 3.8047 | 340 | 615 | Stackable / 3 pcs | 85446010 | SEK | 475538 | Maersk Herrera | Sweden | Gothenburg | Khalifa port | 2024-07-11 | 2024-09-10 |  |  |  |  | 2024-09-16 | [9 empty] | CASE_LIST | 1 |  | warehouse | DSV Outdoor | 2024-09-16 | warehouse | 1 | 1 | -1 | 0 | 4 | 3 | 4 | HITACHI(HE) |  | 0 | 1 | 1 | 2 | Flow 2: Port → WH → Site | DSV Outdoor | HITACHI
3104 | PRL-CS-016-O1 | HVDC-ADOPT-HE-0129 | AGI | EQ-009 | 364102 | 1 | Outdoor covered | GSBL145-650 Bushing | 450 | 89 | 95 | 3.8047 | 340 | 615 | Stackable / 3 pcs | 85446010 | SEK | 475538 | Maersk Herrera | Sweden | Gothenburg | Khalifa port | 2024-07-11 | 2024-09-10 |  |  |  |  | 2024-09-16 | [9 empty] | CASE_LIST | 1 |  | warehouse | DSV Outdoor | 2024-09-16 | warehouse | 1 | 1 | -1 | 0 | 4 | 3 | 4 | HITACHI(HE) |  | 0 | 1 | 1 | 2 | Flow 2: Port → WH → Site | DSV Outdoor | HITACHI
3105 | PRL-CS-016-O1 | HVDC-ADOPT-HE-0129 | AGI | EQ-009 | 364103 | 1 | Outdoor covered | GSBL145-650 Bushing | 450 | 89 | 95 | 3.8047 | 340 | 615 | Stackable / 3 pcs | 85446010 | SEK | 475538 | Maersk Herrera | Sweden | Gothenburg | Khalifa port | 2024-07-11 | 2024-09-10 |  |  |  |  | 2024-09-16 | [9 empty] | CASE_LIST | 1 |  | warehouse | DSV Outdoor | 2024-09-16 | warehouse | 1 | 1 | -1 | 0 | 4 | 3 | 4 | HITACHI(HE) |  | 0 | 1 | 1 | 2 | Flow 2: Port → WH → Site | DSV Outdoor | HITACHI
3106 | PRL-CS-016-O1 | HVDC-ADOPT-HE-0129 | AGI | EQ-009 | 364104 | 1 | Outdoor covered | GSBL145-650 Bushing | 450 | 89 | 95 | 3.8047 | 340 | 615 | Stackable / 3 pcs | 85446010 | SEK | 475538 | Maersk Herrera | Sweden | Gothenburg | Khalifa port | 2024-07-11 | 2024-09-10 |  |  |  |  | 2024-09-16 | [9 empty] | CASE_LIST | 1 |  | warehouse | DSV Outdoor | 2024-09-16 | warehouse | 1 | 1 | -1 | 0 | 4 | 3 | 4 | HITACHI(HE) |  | 0 | 1 | 1 | 2 | Flow 2: Port → WH → Site | DSV Outdoor | HITACHI
3107 | PRL-CS-016-O1 | HVDC-ADOPT-HE-0129 | AGI | EQ-009 | 364105 | 1 | Outdoor covered | GSBL145-650 Bushing | 450 | 89 | 95 | 3.8047 | 340 | 615 | Stackable / 3 pcs | 85446010 | SEK | 475538 | Maersk Herrera | Sweden | Gothenburg | Khalifa port | 2024-07-11 | 2024-09-10 |  |  |  |  | 2024-09-16 | [9 empty] | CASE_LIST | 1 |  | warehouse | DSV Outdoor | 2024-09-16 | warehouse | 1 | 1 | -1 | 0 | 4 | 3 | 4 | HITACHI(HE) |  | 0 | 1 | 1 | 2 | Flow 2: Port → WH → Site | DSV Outdoor | HITACHI
3108 | PRL-CS-016-O1 | HVDC-ADOPT-HE-0129 | AGI | EQ-009 | 364106 | 1 | Outdoor covered | GSBL145-650 Bushing | 450 | 89 | 95 | 3.8047 | 340 | 615 | Stackable / 3 pcs | 85446010 | SEK | 475538 | Maersk Herrera | Sweden | Gothenburg | Khalifa port | 2024-07-11 | 2024-09-10 |  |  |  |  | 2024-09-16 | [9 empty] | CASE_LIST | 1 |  | warehouse | DSV Outdoor | 2024-09-16 | warehouse | 1 | 1 | -1 | 0 | 4 | 3 | 4 | HITACHI(HE) |  | 0 | 1 | 1 | 2 | Flow 2: Port → WH → Site | DSV Outdoor | HITACHI
3109 | PRL-CS-016-O1 | HVDC-ADOPT-HE-0129 | AGI | EQ-009 | 364107 | 1 | Outdoor covered | GSBL145-650 Bushing | 450 | 89 | 95 | 3.8047 | 340 | 615 | Stackable / 3 pcs | 85446010 | SEK | 475538 | Maersk Herrera | Sweden | Gothenburg | Khalifa port | 2024-07-11 | 2024-09-10 |  |  |  |  | 2024-09-16 | [9 empty] | CASE_LIST | 1 |  | warehouse | DSV Outdoor | 2024-09-16 | warehouse | 1 | 1 | -1 | 0 | 4 | 3 | 4 | HITACHI(HE) |  | 0 | 1 | 1 | 2 | Flow 2: Port → WH → Site | DSV Outdoor | HITACHI
3110 | PRL-CS-016-O1 | HVDC-ADOPT-HE-0129 | AGI | EQ-009 | 364108 | 1 | Outdoor covered | GSBL145-650 Bushing | 450 | 89 | 95 | 3.8047 | 340 | 615 | Stackable / 3 pcs | 85446010 | SEK | 475538 | Maersk Herrera | Sweden | Gothenburg | Khalifa port | 2024-07-11 | 2024-09-10 |  |  |  |  | 2024-09-17 | [9 empty] | CASE_LIST | 1 |  | warehouse | DSV Outdoor | 2024-09-17 | warehouse | 1 | 1 | -1 | 0 | 4 | 3 | 4 | HITACHI(HE) |  | 0 | 1 | 1 | 2 | Flow 2: Port → WH → Site | DSV Outdoor | HITACHI
3111 | PRL-CS-016-O1 | HVDC-ADOPT-HE-0129 | AGI | EQ-009 | 364109 | 1 | Outdoor covered | GSBL145-650 Bushing | 450 | 89 | 95 | 3.8047 | 340 | 615 | Stackable / 3 pcs | 85446010 | SEK | 475538 | Maersk Herrera | Sweden | Gothenburg | Khalifa port | 2024-07-11 | 2024-09-10 |  |  |  |  | 2024-09-17 | [9 empty] | CASE_LIST | 1 |  | warehouse | DSV Outdoor | 2024-09-17 | warehouse | 1 | 1 | -1 | 0 | 4 | 3 | 4 | HITACHI(HE) |  | 0 | 1 | 1 | 2 | Flow 2: Port → WH → Site | DSV Outdoor | HITACHI
3112 | PRL-CS-016-O1 | HVDC-ADOPT-HE-0129 | AGI | EQ-009 | 364110 | 1 | Outdoor covered | GSBL145-650 Bushing | 450 | 89 | 95 | 3.8047 | 340 | 615 | Stackable / 3 pcs | 85446010 | SEK | 475538 | Maersk Herrera | Sweden | Gothenburg | Khalifa port | 2024-07-11 | 2024-09-10 |  |  |  |  | 2024-09-17 | [9 empty] | CASE_LIST | 1 |  | warehouse | DSV Outdoor | 2024-09-17 | warehouse | 1 | 1 | -1 | 0 | 4 | 3 | 4 | HITACHI(HE) |  | 0 | 1 | 1 | 2 | Flow 2: Port → WH → Site | DSV Outdoor | HITACHI
3113 | PRL-CS-016-O1 | HVDC-ADOPT-HE-0129 | AGI | EQ-009 | 364111 | 1 | Outdoor covered | GSBL145-650 Bushing | 450 | 89 | 95 | 3.8047 | 340 | 615 | Stackable / 3 pcs | 85446010 | SEK | 475538 | Maersk Herrera | Sweden | Gothenburg | Khalifa port | 2024-07-11 | 2024-09-10 |  |  |  |  | 2024-09-17 | [9 empty] | CASE_LIST | 1 |  | warehouse | DSV Outdoor | 2024-09-17 | warehouse | 1 | 1 | -1 | 0 | 4 | 3 | 4 | HITACHI(HE) |  | 0 | 1 | 1 | 2 | Flow 2: Port → WH → Site | DSV Outdoor | HITACHI
3114 | PRL-CS-016-O1 | HVDC-ADOPT-HE-0129 | AGI | EQ-009 | 364124 | 1 | Outdoor covered | GSBL145-650 Bushing | 450 | 89 | 95 | 3.8047 | 340 | 615 | Stackable / 3 pcs | 85446010 | SEK | 475538 | Maersk Herrera | Sweden | Gothenburg | Khalifa port | 2024-07-11 | 2024-09-10 |  |  |  |  | 2024-09-17 | [9 empty] | CASE_LIST | 1 |  | warehouse | DSV Outdoor | 2024-09-17 | warehouse | 1 | 1 | -1 | 0 | 4 | 3 | 4 | HITACHI(HE) |  | 0 | 1 | 1 | 2 | Flow 2: Port → WH → Site | DSV Outdoor | HITACHI
3115 | PRL-CS-016-O1 | HVDC-ADOPT-HE-0129 | AGI | EQ-009 | 364125 | 1 | Outdoor covered | GSBL145-650 Bushing | 450 | 89 | 95 | 3.8047 | 340 | 615 | Stackable / 3 pcs | 85446010 | SEK | 475538 | Maersk Herrera | Sweden | Gothenburg | Khalifa port | 2024-07-11 | 2024-09-10 |  |  |  |  | 2024-09-17 | [9 empty] | CASE_LIST | 1 |  | warehouse | DSV Outdoor | 2024-09-17 | warehouse | 1 | 1 | -1 | 0 | 4 | 3 | 4 | HITACHI(HE) |  | 0 | 1 | 1 | 2 | Flow 2: Port → WH → Site | DSV Outdoor | HITACHI
3116 | PRL-CS-016-O1 | HVDC-ADOPT-HE-0129 | AGI | EQ-009 | 364128 | 1 | Outdoor covered | GSBL145-650 Bushing | 450 | 89 | 95 | 3.8047 | 340 | 615 | Stackable / 3 pcs | 85446010 | SEK | 475538 | Maersk Herrera | Sweden | Gothenburg | Khalifa port | 2024-07-11 | 2024-09-10 |  |  |  |  | 2024-09-17 | [9 empty] | CASE_LIST | 1 |  | warehouse | DSV Outdoor | 2024-09-17 | warehouse | 1 | 1 | -1 | 0 | 4 | 3 | 4 | HITACHI(HE) |  | 0 | 1 | 1 | 2 | Flow 2: Port → WH → Site | DSV Outdoor | HITACHI
3117 | PRL-CS-016-O1 | HVDC-ADOPT-HE-0129 | AGI | EQ-009 | 364129 | 1 | Outdoor covered | GSBL145-650 Bushing | 450 | 89 | 95 | 3.8047 | 340 | 615 | Stackable / 3 pcs | 85446010 | SEK | 475538 | Maersk Herrera | Sweden | Gothenburg | Khalifa port | 2024-07-11 | 2024-09-10 |  |  |  |  | 2024-09-17 | [9 empty] | CASE_LIST | 1 |  | warehouse | DSV Outdoor | 2024-09-17 | warehouse | 1 | 1 | -1 | 0 | 4 | 3 | 4 | HITACHI(HE) |  | 0 | 1 | 1 | 2 | Flow 2: Port → WH → Site | DSV Outdoor | HITACHI
3118 | PRL-CS-016-O1 | HVDC-ADOPT-HE-0129 | AGI | EQ-009 | 364130 | 1 | Outdoor covered | GSBL145-650 Bushing | 450 | 89 | 95 | 3.8047 | 340 | 615 | Stackable / 3 pcs | 85446010 | SEK | 475538 | Maersk Herrera | Sweden | Gothenburg | Khalifa port | 2024-07-11 | 2024-09-10 |  |  |  |  | 2024-09-17 | [9 empty] | CASE_LIST | 1 |  | warehouse | DSV Outdoor | 2024-09-17 | warehouse | 1 | 1 | -1 | 0 | 4 | 3 | 4 | HITACHI(HE) |  | 0 | 1 | 1 | 2 | Flow 2: Port → WH → Site | DSV Outdoor | HITACHI
3119 | PRL-CS-016-O1 | HVDC-ADOPT-HE-0129 | AGI | EQ-009 | 364131 | 1 | Outdoor covered | GSBL145-650 Bushing | 450 | 89 | 95 | 3.8047 | 340 | 615 | Stackable / 3 pcs | 85446010 | SEK | 475538 | Maersk Herrera | Sweden | Gothenburg | Khalifa port | 2024-07-11 | 2024-09-10 |  |  |  |  | 2024-09-17 | [9 empty] | CASE_LIST | 1 |  | warehouse | DSV Outdoor | 2024-09-17 | warehouse | 1 | 1 | -1 | 0 | 4 | 3 | 4 | HITACHI(HE) |  | 0 | 1 | 1 | 2 | Flow 2: Port → WH → Site | DSV Outdoor | HITACHI
3120 | PRL-CS-016-O1 | HVDC-ADOPT-HE-0129 | AGI | EQ-009 | 364132 | 1 | Outdoor covered | GSBL145-650 Bushing | 450 | 89 | 95 | 3.8047 | 340 | 615 | Stackable / 3 pcs | 85446010 | SEK | 475538 | Maersk Herrera | Sweden | Gothenburg | Khalifa port | 2024-07-11 | 2024-09-10 |  |  |  |  | 2024-09-17 | [9 empty] | CASE_LIST | 1 |  | warehouse | DSV Outdoor | 2024-09-17 | warehouse | 1 | 1 | -1 | 0 | 4 | 3 | 4 | HITACHI(HE) |  | 0 | 1 | 1 | 2 | Flow 2: Port → WH → Site | DSV Outdoor | HITACHI
3121 | PRL-CS-016-O1 | HVDC-ADOPT-HE-0129 | AGI | EQ-009 | 364133 | 1 | Outdoor covered | GSBL145-650 Bushing | 450 | 89 | 95 | 3.8047 | 340 | 615 | Stackable / 3 pcs | 85446010 | SEK | 475538 | Maersk Herrera | Sweden | Gothenburg | Khalifa port | 2024-07-11 | 2024-09-10 |  |  |  |  | 2024-09-17 | [9 empty] | CASE_LIST | 1 |  | warehouse | DSV Outdoor | 2024-09-17 | warehouse | 1 | 1 | -1 | 0 | 4 | 3 | 4 | HITACHI(HE) |  | 0 | 1 | 1 | 2 | Flow 2: Port → WH → Site | DSV Outdoor | HITACHI
3122 | PRL-CS-016-O1 | HVDC-ADOPT-HE-0129 | AGI | EQ-009 | 364134 | 1 | Outdoor covered | GSBL145-650 Bushing | 450 | 89 | 95 | 3.8047 | 340 | 615 | Stackable / 3 pcs | 85446010 | SEK | 475538 | Maersk Herrera | Sweden | Gothenburg | Khalifa port | 2024-07-11 | 2024-09-10 |  |  |  |  | 2024-09-17 | [9 empty] | CASE_LIST | 1 |  | warehouse | DSV Outdoor | 2024-09-17 | warehouse | 1 | 1 | -1 | 0 | 4 | 3 | 4 | HITACHI(HE) |  | 0 | 1 | 1 | 2 | Flow 2: Port → WH → Site | DSV Outdoor | HITACHI
3123 | PRL-CS-016-O1 | HVDC-ADOPT-HE-0129 | AGI | EQ-009 | 364135 | 1 | Outdoor covered | GSBL145-650 Bushing | 450 | 89 | 95 | 3.8047 | 340 | 615 | Stackable / 3 pcs | 85446010 | SEK | 475538 | Maersk Herrera | Sweden | Gothenburg | Khalifa port | 2024-07-11 | 2024-09-10 |  |  |  |  | 2024-09-17 | [9 empty] | CASE_LIST | 1 |  | warehouse | DSV Outdoor | 2024-09-17 | warehouse | 1 | 1 | -1 | 0 | 4 | 3 | 4 | HITACHI(HE) |  | 0 | 1 | 1 | 2 | Flow 2: Port → WH → Site | DSV Outdoor | HITACHI
3124 | PRL-CS-016-O1 | HVDC-ADOPT-HE-0129 | AGI | EQ-009 | 364136 | 1 | Outdoor covered | GSBL145-650 Bushing | 450 | 89 | 95 | 3.8047 | 340 | 615 | Stackable / 3 pcs | 85446010 | SEK | 475538 | Maersk Herrera | Sweden | Gothenburg | Khalifa port | 2024-07-11 | 2024-09-10 |  |  |  |  | 2024-09-17 | [9 empty] | CASE_LIST | 1 |  | warehouse | DSV Outdoor | 2024-09-17 | warehouse | 1 | 1 | -1 | 0 | 4 | 3 | 4 | HITACHI(HE) |  | 0 | 1 | 1 | 2 | Flow 2: Port → WH → Site | DSV Outdoor | HITACHI
3125 | PRL-CS-016-O1 | HVDC-ADOPT-HE-0129 | AGI | EQ-009 | 364137 | 1 | Outdoor covered | GSBL145-650 Bushing | 450 | 89 | 95 | 3.8047 | 340 | 615 | Stackable / 3 pcs | 85446010 | SEK | 475538 | Maersk Herrera | Sweden | Gothenburg | Khalifa port | 2024-07-11 | 2024-09-10 |  |  |  |  | 2024-09-17 | [9 empty] | CASE_LIST | 1 |  | warehouse | DSV Outdoor | 2024-09-17 | warehouse | 1 | 1 | -1 | 0 | 4 | 3 | 4 | HITACHI(HE) |  | 0 | 1 | 1 | 2 | Flow 2: Port → WH → Site | DSV Outdoor | HITACHI
3126 | PRL-CS-016-O1 | HVDC-ADOPT-HE-0129 | AGI | EQ-009 | 364138 | 1 | Outdoor covered | GSBL145-650 Bushing | 450 | 89 | 95 | 3.8047 | 340 | 615 | Stackable / 3 pcs | 85446010 | SEK | 475538 | Maersk Herrera | Sweden | Gothenburg | Khalifa port | 2024-07-11 | 2024-09-10 |  |  |  |  | 2024-09-14 | [9 empty] | CASE_LIST | 1 |  | warehouse | DSV Outdoor | 2024-09-14 | warehouse | 1 | 1 | -1 | 0 | 4 | 3 | 4 | HITACHI(HE) |  | 0 | 1 | 1 | 2 | Flow 2: Port → WH → Site | DSV Outdoor | HITACHI
3127 | PRL-CS-016-O1 | HVDC-ADOPT-HE-0129 | AGI | EQ-009 | 364139 | 1 | Outdoor covered | GSBL145-650 Bushing | 450 | 89 | 95 | 3.8047 | 340 | 615 | Stackable / 3 pcs | 85446010 | SEK | 475538 | Maersk Herrera | Sweden | Gothenburg | Khalifa port | 2024-07-11 | 2024-09-10 |  |  |  |  | 2024-09-14 | [9 empty] | CASE_LIST | 1 |  | warehouse | DSV Outdoor | 2024-09-14 | warehouse | 1 | 1 | -1 | 0 | 4 | 3 | 4 | HITACHI(HE) |  | 0 | 1 | 1 | 2 | Flow 2: Port → WH → Site | DSV Outdoor | HITACHI
3128 | PRL-CS-016-O1 | HVDC-ADOPT-HE-0129 | AGI | EQ-009 | 364152 | 1 | Outdoor covered | GSA52-AA Bushing | 260 | 64 | 71 | 1.1814 | 112 | 202 | Stackable / 3 pcs | 85446010 | SEK | 475538 | Maersk Herrera | Sweden | Gothenburg | Khalifa port | 2024-07-11 | 2024-09-10 |  |  |  |  | 2024-09-16 | [9 empty] | CASE_LIST | 1 |  | warehouse | DSV Outdoor | 2024-09-16 | warehouse | 1 | 1 | -1 | 0 | 1.66 | 3 | 1.66 | HITACHI(HE) |  | 0 | 1 | 1 | 2 | Flow 2: Port → WH → Site | DSV Outdoor | HITACHI
3129 | PRL-CS-016-O1 | HVDC-ADOPT-HE-0129 | AGI | EQ-009 | 364153 | 1 | Outdoor covered | GSA52-AA Bushing | 260 | 64 | 71 | 1.1814 | 112 | 202 | Stackable / 3 pcs | 85446010 | SEK | 475538 | Maersk Herrera | Sweden | Gothenburg | Khalifa port | 2024-07-11 | 2024-09-10 |  |  |  |  | 2024-09-16 | [9 empty] | CASE_LIST | 1 |  | warehouse | DSV Outdoor | 2024-09-16 | warehouse | 1 | 1 | -1 | 0 | 1.66 | 3 | 1.66 | HITACHI(HE) |  | 0 | 1 | 1 | 2 | Flow 2: Port → WH → Site | DSV Outdoor | HITACHI
3130 | PRL-CS-016-O1 | HVDC-ADOPT-HE-0129 | AGI | EQ-009 | 364154 | 1 | Outdoor covered | GSA52-AA Bushing | 260 | 64 | 71 | 1.1814 | 112 | 202 | Stackable / 3 pcs | 85446010 | SEK | 475538 | Maersk Herrera | Sweden | Gothenburg | Khalifa port | 2024-07-11 | 2024-09-10 |  |  |  |  | 2024-09-16 | [9 empty] | CASE_LIST | 1 |  | warehouse | DSV Outdoor | 2024-09-16 | warehouse | 1 | 1 | -1 | 0 | 1.66 | 3 | 1.66 | HITACHI(HE) |  | 0 | 1 | 1 | 2 | Flow 2: Port → WH → Site | DSV Outdoor | HITACHI
3131 | PRL-CS-016-O1 | HVDC-ADOPT-HE-0129 | AGI | EQ-009 | 364155 | 1 | Outdoor covered | GSA52-AA Bushing | 260 | 64 | 71 | 1.1814 | 112 | 202 | Stackable / 3 pcs | 85446010 | SEK | 475538 | Maersk Herrera | Sweden | Gothenburg | Khalifa port | 2024-07-11 | 2024-09-10 |  |  |  |  | 2024-09-16 | [9 empty] | CASE_LIST | 1 |  | warehouse | DSV Outdoor | 2024-09-16 | warehouse | 1 | 1 | -1 | 0 | 1.66 | 3 | 1.66 | HITACHI(HE) |  | 0 | 1 | 1 | 2 | Flow 2: Port → WH → Site | DSV Outdoor | HITACHI
3132 | PRL-CS-016-O1 | HVDC-ADOPT-HE-0129 | AGI | EQ-009 | 364156 | 1 | Outdoor covered | GSA52-AA Bushing | 260 | 64 | 71 | 1.1814 | 112 | 202 | Stackable / 3 pcs | 85446010 | SEK | 475538 | Maersk Herrera | Sweden | Gothenburg | Khalifa port | 2024-07-11 | 2024-09-10 |  |  |  |  | 2024-09-17 | [9 empty] | CASE_LIST | 1 |  | warehouse | DSV Outdoor | 2024-09-17 | warehouse | 1 | 1 | -1 | 0 | 1.66 | 3 | 1.66 | HITACHI(HE) |  | 0 | 1 | 1 | 2 | Flow 2: Port → WH → Site | DSV Outdoor | HITACHI
3133 | PRL-CS-016-O1 | HVDC-ADOPT-HE-0129 | AGI | EQ-009 | 364157 | 1 | Outdoor covered | GSA52-AA Bushing | 260 | 64 | 71 | 1.1814 | 112 | 202 | Stackable / 3 pcs | 85446010 | SEK | 475538 | Maersk Herrera | Sweden | Gothenburg | Khalifa port | 2024-07-11 | 2024-09-10 |  |  |  |  | 2024-09-17 | [9 empty] | CASE_LIST | 1 |  | warehouse | DSV Outdoor | 2024-09-17 | warehouse | 1 | 1 | -1 | 0 | 1.66 | 3 | 1.66 | HITACHI(HE) |  | 0 | 1 | 1 | 2 | Flow 2: Port → WH → Site | DSV Outdoor | HITACHI
3134 | PRL-CS-016-O1 | HVDC-ADOPT-HE-0129 | AGI | EQ-009 | 364158 | 1 | Outdoor covered | GSA52-AA Bushing | 260 | 64 | 71 | 1.1814 | 120 | 200 | Stackable / 3 pcs | 85446010 | SEK | 475538 | Maersk Herrera | Sweden | Gothenburg | Khalifa port | 2024-07-11 | 2024-09-10 |  |  |  |  | 2024-09-17 | [9 empty] | CASE_LIST | 1 |  | warehouse | DSV Outdoor | 2024-09-17 | warehouse | 1 | 1 | -1 | 0 | 1.66 | 3 | 1.66 | HITACHI(HE) |  | 0 | 1 | 1 | 2 | Flow 2: Port → WH → Site | DSV Outdoor | HITACHI
3135 | PRL-CS-016-O1 | HVDC-ADOPT-HE-0129 | AGI | EQ-009 | 364159 | 1 | Outdoor covered | GSA52-AA Bushing | 260 | 64 | 71 | 1.1814 | 120 | 200 | Stackable / 3 pcs | 85446010 | SEK | 475538 | Maersk Herrera | Sweden | Gothenburg | Khalifa port | 2024-07-11 | 2024-09-10 |  |  |  |  | 2024-09-17 | [9 empty] | CASE_LIST | 1 |  | warehouse | DSV Outdoor | 2024-09-17 | warehouse | 1 | 1 | -1 | 0 | 1.66 | 3 | 1.66 | HITACHI(HE) |  | 0 | 1 | 1 | 2 | Flow 2: Port → WH → Site | DSV Outdoor | HITACHI
3136 | PRL-CS-016-O1 | HVDC-ADOPT-HE-0129 | AGI | EQ-009 | 364160 | 1 | Outdoor covered | GSA52-AA Bushing | 260 | 64 | 71 | 1.1814 | 120 | 200 | Stackable / 3 pcs | 85446010 | SEK | 475538 | Maersk Herrera | Sweden | Gothenburg | Khalifa port | 2024-07-11 | 2024-09-10 |  |  |  |  | 2024-09-17 | [9 empty] | CASE_LIST | 1 |  | warehouse | DSV Outdoor | 2024-09-17 | warehouse | 1 | 1 | -1 | 0 | 1.66 | 3 | 1.66 | HITACHI(HE) |  | 0 | 1 | 1 | 2 | Flow 2: Port → WH → Site | DSV Outdoor | HITACHI
3137 | PRL-CS-016-O1 | HVDC-ADOPT-HE-0129 | AGI | EQ-009 | 364161 | 1 | Outdoor covered | GSA52-AA Bushing | 260 | 64 | 71 | 1.1814 | 120 | 200 | Stackable / 3 pcs | 85446010 | SEK | 475538 | Maersk Herrera | Sweden | Gothenburg | Khalifa port | 2024-07-11 | 2024-09-10 |  |  |  |  | 2024-09-17 | [9 empty] | CASE_LIST | 1 |  | warehouse | DSV Outdoor | 2024-09-17 | warehouse | 1 | 1 | -1 | 0 | 1.66 | 3 | 1.66 | HITACHI(HE) |  | 0 | 1 | 1 | 2 | Flow 2: Port → WH → Site | DSV Outdoor | HITACHI
3138 | PRL-CS-016-O1 | HVDC-ADOPT-HE-0129 | AGI | EQ-009 | 364162 | 1 | Outdoor covered | GSA52-AA Bushing | 260 | 64 | 71 | 1.1814 | 120 | 200 | Stackable / 3 pcs | 85446010 | SEK | 475538 | Maersk Herrera | Sweden | Gothenburg | Khalifa port | 2024-07-11 | 2024-09-10 |  |  |  |  | 2024-09-17 | [9 empty] | CASE_LIST | 1 |  | warehouse | DSV Outdoor | 2024-09-17 | warehouse | 1 | 1 | -1 | 0 | 1.66 | 3 | 1.66 | HITACHI(HE) |  | 0 | 1 | 1 | 2 | Flow 2: Port → WH → Site | DSV Outdoor | HITACHI
3139 | PRL-CS-016-O1 | HVDC-ADOPT-HE-0129 | AGI | EQ-009 | 364163 | 1 | Outdoor covered | GSA52-AA Bushing | 260 | 64 | 71 | 1.1814 | 120 | 200 | Stackable / 3 pcs | 85446010 | SEK | 475538 | Maersk Herrera | Sweden | Gothenburg | Khalifa port | 2024-07-11 | 2024-09-10 |  |  |  |  | 2024-09-17 | [9 empty] | CASE_LIST | 1 |  | warehouse | DSV Outdoor | 2024-09-17 | warehouse | 1 | 1 | -1 | 0 | 1.66 | 3 | 1.66 | HITACHI(HE) |  | 0 | 1 | 1 | 2 | Flow 2: Port → WH → Site | DSV Outdoor | HITACHI
3140 | PRL-CS-016-O1 | HVDC-ADOPT-HE-0129 | AGI | EQ-009 | 364164 | 1 | Outdoor covered | GSA52-AA Bushing | 260 | 64 | 71 | 1.1814 | 120 | 200 | Stackable / 3 pcs | 85446010 | SEK | 475538 | Maersk Herrera | Sweden | Gothenburg | Khalifa port | 2024-07-11 | 2024-09-10 |  |  |  |  | 2024-09-17 | [9 empty] | CASE_LIST | 1 |  | warehouse | DSV Outdoor | 2024-09-17 | warehouse | 1 | 1 | -1 | 0 | 1.66 | 3 | 1.66 | HITACHI(HE) |  | 0 | 1 | 1 | 2 | Flow 2: Port → WH → Site | DSV Outdoor | HITACHI
3141 | PRL-CS-016-O1 | HVDC-ADOPT-HE-0129 | AGI | EQ-009 | 364165 | 1 | Outdoor covered | GSA52-AA Bushing | 260 | 64 | 71 | 1.1814 | 120 | 200 | Stackable / 3 pcs | 85446010 | SEK | 475538 | Maersk Herrera | Sweden | Gothenburg | Khalifa port | 2024-07-11 | 2024-09-10 |  |  |  |  | 2024-09-16 | [9 empty] | CASE_LIST | 1 |  | warehouse | DSV Outdoor | 2024-09-16 | warehouse | 1 | 1 | -1 | 0 | 1.66 | 3 | 1.66 | HITACHI(HE) |  | 0 | 1 | 1 | 2 | Flow 2: Port → WH → Site | DSV Outdoor | HITACHI
3142 | PRL-CS-016-O1 | HVDC-ADOPT-HE-0129 | AGI | EQ-009 | 364188 | 1 | Outdoor covered | GSBL145-650 Bushing | 450 | 89 | 95 | 3.8047 | 340 | 615 | Stackable / 3 pcs | 85446010 | SEK | 475538 | Maersk Herrera | Sweden | Gothenburg | Khalifa port | 2024-07-11 | 2024-09-10 |  |  |  |  | 2024-09-14 | [9 empty] | CASE_LIST | 1 |  | warehouse | DSV Outdoor | 2024-09-14 | warehouse | 1 | 1 | -1 | 0 | 4 | 3 | 4 | HITACHI(HE) |  | 0 | 1 | 1 | 2 | Flow 2: Port → WH → Site | DSV Outdoor | HITACHI
3143 | PRL-CS-016-O1 | HVDC-ADOPT-HE-0129 | AGI | EQ-009 | 364189 | 1 | Outdoor covered | GSA52-AA Bushing | 260 | 64 | 71 | 1.1814 | 120 | 210 | Stackable / 3 pcs | 85446010 | SEK | 475538 | Maersk Herrera | Sweden | Gothenburg | Khalifa port | 2024-07-11 | 2024-09-10 |  |  |  |  | 2024-09-17 | [9 empty] | CASE_LIST | 1 |  | warehouse | DSV Outdoor | 2024-09-17 | warehouse | 1 | 1 | -1 | 0 | 1.66 | 3 | 1.66 | HITACHI(HE) |  | 0 | 1 | 1 | 2 | Flow 2: Port → WH → Site | DSV Outdoor | HITACHI
3144 | PRL-CS-016-O1 | HVDC-ADOPT-HE-0129 | AGI | EQ-009 | 365332 | 1 | Outdoor covered | GSCL1300 Bushing | 750 | 91 | 105 | 7.1662 | 1090 | 1650 | Stackable / 2 pcs | 85446010 | SEK | 475538 | Maersk Herrera | Sweden | Gothenburg | Khalifa port | 2024-07-11 | 2024-09-10 |  |  |  |  | 2024-09-14 | [9 empty] | CASE_LIST | 1 |  | warehouse | DSV Outdoor | 2024-09-14 | warehouse | 1 | 1 | -1 | 0 | 6.83 | 2 | 6.83 | HITACHI(HE) |  | 0 | 1 | 1 | 2 | Flow 2: Port → WH → Site | DSV Outdoor | HITACHI
3145 | PRL-CS-016-O1 | HVDC-ADOPT-HE-0129 | AGI | EQ-009 | 365333 | 1 | Outdoor covered | Corona shield | 186 | 93 | 80 | 1.3838 | 25 | 70 | Stackable / 2 pcs | 85446010 | SEK | 475538 | Maersk Herrera | Sweden | Gothenburg | Khalifa port | 2024-07-11 | 2024-09-10 |  |  |  |  | 2024-09-17 | [9 empty] | CASE_LIST | 1 |  | warehouse | DSV Outdoor | 2024-09-17 | warehouse | 1 | 1 | -1 | 0 | 1.73 | 2 | 1.73 | HITACHI(HE) |  | 0 | 1 | 1 | 2 | Flow 2: Port → WH → Site | DSV Outdoor | HITACHI
3146 | PRL-CS-016-O1 | HVDC-ADOPT-HE-0129 | AGI | EQ-009 | 365334 | 1 | Outdoor covered | GSCL1300 Bushing | 750 | 91 | 105 | 7.1662 | 1090 | 1650 | Stackable / 2 pcs | 85446010 | SEK | 475538 | Maersk Herrera | Sweden | Gothenburg | Khalifa port | 2024-07-11 | 2024-09-10 |  |  |  |  | 2024-09-14 | [9 empty] | CASE_LIST | 1 |  | warehouse | DSV Outdoor | 2024-09-14 | warehouse | 1 | 1 | -1 | 0 | 6.83 | 2 | 6.83 | HITACHI(HE) |  | 0 | 1 | 1 | 2 | Flow 2: Port → WH → Site | DSV Outdoor | HITACHI
3147 | PRL-CS-016-O1 | HVDC-ADOPT-HE-0129 | AGI | EQ-009 | 365335 | 1 | Outdoor covered | Corona shield | 186 | 93 | 80 | 1.3838 | 25 | 70 | Stackable / 2 pcs | 85446010 | SEK | 475538 | Maersk Herrera | Sweden | Gothenburg | Khalifa port | 2024-07-11 | 2024-09-10 |  |  |  |  | 2024-09-17 | [9 empty] | CASE_LIST | 1 |  | warehouse | DSV Outdoor | 2024-09-17 | warehouse | 1 | 1 | -1 | 0 | 1.73 | 2 | 1.73 | HITACHI(HE) |  | 0 | 1 | 1 | 2 | Flow 2: Port → WH → Site | DSV Outdoor | HITACHI
3148 | PRL-CS-016-O1 | HVDC-ADOPT-HE-0129 | AGI | EQ-009 | 365336 | 1 | Outdoor covered | GSCL1300 Bushing | 750 | 91 | 105 | 7.1662 | 1090 | 1650 | Stackable / 2 pcs | 85446010 | SEK | 475538 | Maersk Herrera | Sweden | Gothenburg | Khalifa port | 2024-07-11 | 2024-09-10 |  |  |  |  | 2024-09-14 | [9 empty] | CASE_LIST | 1 |  | warehouse | DSV Outdoor | 2024-09-14 | warehouse | 1 | 1 | -1 | 0 | 6.83 | 2 | 6.83 | HITACHI(HE) |  | 0 | 1 | 1 | 2 | Flow 2: Port → WH → Site | DSV Outdoor | HITACHI
3149 | PRL-CS-016-O1 | HVDC-ADOPT-HE-0129 | AGI | EQ-009 | 365337 | 1 | Outdoor covered | Corona shield | 186 | 93 | 80 | 1.3838 | 25 | 70 | Stackable / 2 pcs | 85446010 | SEK | 475538 | Maersk Herrera | Sweden | Gothenburg | Khalifa port | 2024-07-11 | 2024-09-10 |  |  |  |  | 2024-09-17 | [9 empty] | CASE_LIST | 1 |  | warehouse | DSV Outdoor | 2024-09-17 | warehouse | 1 | 1 | -1 | 0 | 1.73 | 2 | 1.73 | HITACHI(HE) |  | 0 | 1 | 1 | 2 | Flow 2: Port → WH → Site | DSV Outdoor | HITACHI
3150 | PRL-CS-016-O1 | HVDC-ADOPT-HE-0129 | AGI | EQ-009 | 365338 | 1 | Outdoor covered | GSCL1300 Bushing | 750 | 91 | 105 | 7.1662 | 1090 | 1650 | Stackable / 2 pcs | 85446010 | SEK | 475538 | Maersk Herrera | Sweden | Gothenburg | Khalifa port | 2024-07-11 | 2024-09-10 |  |  |  |  | 2024-09-14 | [9 empty] | CASE_LIST | 1 |  | warehouse | DSV Outdoor | 2024-09-14 | warehouse | 1 | 1 | -1 | 0 | 6.83 | 2 | 6.83 | HITACHI(HE) |  | 0 | 1 | 1 | 2 | Flow 2: Port → WH → Site | DSV Outdoor | HITACHI
3151 | PRL-CS-016-O1 | HVDC-ADOPT-HE-0129 | AGI | EQ-009 | 365339 | 1 | Outdoor covered | Corona shield | 186 | 93 | 80 | 1.3838 | 25 | 70 | Stackable / 2 pcs | 85446010 | SEK | 475538 | Maersk Herrera | Sweden | Gothenburg | Khalifa port | 2024-07-11 | 2024-09-10 |  |  |  |  | 2024-09-17 | [9 empty] | CASE_LIST | 1 |  | warehouse | DSV Outdoor | 2024-09-17 | warehouse | 1 | 1 | -1 | 0 | 1.73 | 2 | 1.73 | HITACHI(HE) |  | 0 | 1 | 1 | 2 | Flow 2: Port → WH → Site | DSV Outdoor | HITACHI
3152 | PRL-CS-016-O1 | HVDC-ADOPT-HE-0129 | AGI | EQ-009 | 365340 | 1 | Outdoor covered | GSCL1300 Bushing | 750 | 91 | 105 | 7.1662 | 1090 | 1650 | Stackable / 2 pcs | 85446010 | SEK | 475538 | Maersk Herrera | Sweden | Gothenburg | Khalifa port | 2024-07-11 | 2024-09-10 |  |  |  |  | 2024-09-17 | [9 empty] | CASE_LIST | 1 |  | warehouse | DSV Outdoor | 2024-09-17 | warehouse | 1 | 1 | -1 | 0 | 6.83 | 2 | 6.83 | HITACHI(HE) |  | 0 | 1 | 1 | 2 | Flow 2: Port → WH → Site | DSV Outdoor | HITACHI
3153 | PRL-CS-016-O1 | HVDC-ADOPT-HE-0129 | AGI | EQ-009 | 365341 | 1 | Outdoor covered | Corona shield | 186 | 93 | 80 | 1.3838 | 25 | 70 | Stackable / 2 pcs | 85446010 | SEK | 475538 | Maersk Herrera | Sweden | Gothenburg | Khalifa port | 2024-07-11 | 2024-09-10 |  |  |  |  | 2024-09-17 | [9 empty] | CASE_LIST | 1 |  | warehouse | DSV Outdoor | 2024-09-17 | warehouse | 1 | 1 | -1 | 0 | 1.73 | 2 | 1.73 | HITACHI(HE) |  | 0 | 1 | 1 | 2 | Flow 2: Port → WH → Site | DSV Outdoor | HITACHI
3154 | PRL-CS-016-O1 | HVDC-ADOPT-HE-0129 | AGI | EQ-009 | 365342 | 1 | Outdoor covered | GSCL1300 Bushing | 750 | 91 | 105 | 7.1662 | 1090 | 1650 | Stackable / 2 pcs | 85446010 | SEK | 475538 | Maersk Herrera | Sweden | Gothenburg | Khalifa port | 2024-07-11 | 2024-09-10 |  |  |  |  | 2024-09-17 | [9 empty] | CASE_LIST | 1 |  | warehouse | DSV Outdoor | 2024-09-17 | warehouse | 1 | 1 | -1 | 0 | 6.83 | 2 | 6.83 | HITACHI(HE) |  | 0 | 1 | 1 | 2 | Flow 2: Port → WH → Site | DSV Outdoor | HITACHI
3155 | PRL-CS-016-O1 | HVDC-ADOPT-HE-0129 | AGI | EQ-009 | 365343 | 1 | Outdoor covered | Corona shield | 186 | 93 | 80 | 1.3838 | 25 | 70 | Stackable / 2 pcs | 85446010 | SEK | 475538 | Maersk Herrera | Sweden | Gothenburg | Khalifa port | 2024-07-11 | 2024-09-10 |  |  |  |  | 2024-09-17 | [9 empty] | CASE_LIST | 1 |  | warehouse | DSV Outdoor | 2024-09-17 | warehouse | 1 | 1 | -1 | 0 | 1.73 | 2 | 1.73 | HITACHI(HE) |  | 0 | 1 | 1 | 2 | Flow 2: Port → WH → Site | DSV Outdoor | HITACHI
3156 | PRL-CS-016-O1 | HVDC-ADOPT-HE-0129 | AGI | EQ-009 | 365344 | 1 | Outdoor covered | GSCL1300 Bushing | 750 | 91 | 105 | 7.1662 | 1090 | 1650 | Stackable / 2 pcs | 85446010 | SEK | 475538 | Maersk Herrera | Sweden | Gothenburg | Khalifa port | 2024-07-11 | 2024-09-10 |  |  |  |  | 2024-09-17 | [9 empty] | CASE_LIST | 1 |  | warehouse | DSV Outdoor | 2024-09-17 | warehouse | 1 | 1 | -1 | 0 | 6.83 | 2 | 6.83 | HITACHI(HE) |  | 0 | 1 | 1 | 2 | Flow 2: Port → WH → Site | DSV Outdoor | HITACHI
3157 | PRL-CS-016-O1 | HVDC-ADOPT-HE-0129 | AGI | EQ-009 | 365345 | 1 | Outdoor covered | Corona shield | 186 | 93 | 80 | 1.3838 | 25 | 70 | Stackable / 2 pcs | 85446010 | SEK | 475538 | Maersk Herrera | Sweden | Gothenburg | Khalifa port | 2024-07-11 | 2024-09-10 |  |  |  |  | 2024-09-17 | [9 empty] | CASE_LIST | 1 |  | warehouse | DSV Outdoor | 2024-09-17 | warehouse | 1 | 1 | -1 | 0 | 1.73 | 2 | 1.73 | HITACHI(HE) |  | 0 | 1 | 1 | 2 | Flow 2: Port → WH → Site | DSV Outdoor | HITACHI
3158 | PRL-CS-016-O1 | HVDC-ADOPT-HE-0129 | AGI | EQ-009 | 365346 | 1 | Outdoor covered | GSCL1300 Bushing | 750 | 91 | 105 | 7.1662 | 1090 | 1650 | Stackable / 2 pcs | 85446010 | SEK | 475538 | Maersk Herrera | Sweden | Gothenburg | Khalifa port | 2024-07-11 | 2024-09-10 |  |  |  |  | 2024-09-17 | [9 empty] | CASE_LIST | 1 |  | warehouse | DSV Outdoor | 2024-09-17 | warehouse | 1 | 1 | -1 | 0 | 6.83 | 2 | 6.83 | HITACHI(HE) |  | 0 | 1 | 1 | 2 | Flow 2: Port → WH → Site | DSV Outdoor | HITACHI
3159 | PRL-CS-016-O1 | HVDC-ADOPT-HE-0129 | AGI | EQ-009 | 365347 | 1 | Outdoor covered | Corona shield | 186 | 93 | 80 | 1.3838 | 25 | 70 | Stackable / 2 pcs | 85446010 | SEK | 475538 | Maersk Herrera | Sweden | Gothenburg | Khalifa port | 2024-07-11 | 2024-09-10 |  |  |  |  | 2024-09-17 | [9 empty] | CASE_LIST | 1 |  | warehouse | DSV Outdoor | 2024-09-17 | warehouse | 1 | 1 | -1 | 0 | 1.73 | 2 | 1.73 | HITACHI(HE) |  | 0 | 1 | 1 | 2 | Flow 2: Port → WH → Site | DSV Outdoor | HITACHI
3160 | PRL-CS-016-O1 | HVDC-ADOPT-HE-0129 | AGI | EQ-009 | 365348 | 1 | Outdoor covered | GSCL1300 Bushing | 750 | 91 | 105 | 7.1662 | 1090 | 1650 | Stackable / 2 pcs | 85446010 | SEK | 475538 | Maersk Herrera | Sweden | Gothenburg | Khalifa port | 2024-07-11 | 2024-09-10 |  |  |  |  | 2024-09-17 | [9 empty] | CASE_LIST | 1 |  | warehouse | DSV Outdoor | 2024-09-17 | warehouse | 1 | 1 | -1 | 0 | 6.83 | 2 | 6.83 | HITACHI(HE) |  | 0 | 1 | 1 | 2 | Flow 2: Port → WH → Site | DSV Outdoor | HITACHI
3161 | PRL-CS-016-O1 | HVDC-ADOPT-HE-0129 | AGI | EQ-009 | 365349 | 1 | Outdoor covered | Corona shield | 186 | 93 | 80 | 1.3838 | 25 | 70 | Stackable / 2 pcs | 85446010 | SEK | 475538 | Maersk Herrera | Sweden | Gothenburg | Khalifa port | 2024-07-11 | 2024-09-10 |  |  |  |  | 2024-09-17 | [9 empty] | CASE_LIST | 1 |  | warehouse | DSV Outdoor | 2024-09-17 | warehouse | 1 | 1 | -1 | 0 | 1.73 | 2 | 1.73 | HITACHI(HE) |  | 0 | 1 | 1 | 2 | Flow 2: Port → WH → Site | DSV Outdoor | HITACHI
3162 | PRL-CS-016-O1 | HVDC-ADOPT-HE-0129 | AGI | EQ-009 | 365350 | 1 | Outdoor covered | GSCL1300 Bushing | 750 | 91 | 105 | 7.1662 | 1090 | 1650 | Stackable / 2 pcs | 85446010 | SEK | 475538 | Maersk Herrera | Sweden | Gothenburg | Khalifa port | 2024-07-11 | 2024-09-10 |  |  |  |  | 2024-09-17 | [9 empty] | CASE_LIST | 1 |  | warehouse | DSV Outdoor | 2024-09-17 | warehouse | 1 | 1 | -1 | 0 | 6.83 | 2 | 6.83 | HITACHI(HE) |  | 0 | 1 | 1 | 2 | Flow 2: Port → WH → Site | DSV Outdoor | HITACHI
3163 | PRL-CS-016-O1 | HVDC-ADOPT-HE-0129 | AGI | EQ-009 | 365351 | 1 | Outdoor covered | Corona shield | 186 | 93 | 80 | 1.3838 | 25 | 70 | Stackable / 2 pcs | 85446010 | SEK | 475538 | Maersk Herrera | Sweden | Gothenburg | Khalifa port | 2024-07-11 | 2024-09-10 |  |  |  |  | 2024-09-17 | [9 empty] | CASE_LIST | 1 |  | warehouse | DSV Outdoor | 2024-09-17 | warehouse | 1 | 1 | -1 | 0 | 1.73 | 2 | 1.73 | HITACHI(HE) |  | 0 | 1 | 1 | 2 | Flow 2: Port → WH → Site | DSV Outdoor | HITACHI
3164 | PRL-CS-016-O1 | HVDC-ADOPT-HE-0129 | AGI | EQ-009 | 365352 | 1 | Outdoor covered | GSCL1300 Bushing | 750 | 91 | 105 | 7.1662 | 1090 | 1650 | Stackable / 2 pcs | 85446010 | SEK | 475538 | Maersk Herrera | Sweden | Gothenburg | Khalifa port | 2024-07-11 | 2024-09-10 |  |  |  |  | 2024-09-17 | [9 empty] | CASE_LIST | 1 |  | warehouse | DSV Outdoor | 2024-09-17 | warehouse | 1 | 1 | -1 | 0 | 6.83 | 2 | 6.83 | HITACHI(HE) |  | 0 | 1 | 1 | 2 | Flow 2: Port → WH → Site | DSV Outdoor | HITACHI
3165 | PRL-CS-016-O1 | HVDC-ADOPT-HE-0129 | AGI | EQ-009 | 365353 | 1 | Outdoor covered | Corona shield | 135 | 135 | 109 | 1.9865 | 48 | 90 | Stackable / 2 pcs | 85446010 | SEK | 475538 | Maersk Herrera | Sweden | Gothenburg | Khalifa port | 2024-07-11 | 2024-09-10 |  |  |  |  | 2024-09-17 | [9 empty] | CASE_LIST | 1 |  | warehouse | DSV Outdoor | 2024-09-17 | warehouse | 1 | 1 | -1 | 0 | 1.82 | 2 | 1.82 | HITACHI(HE) |  | 0 | 1 | 1 | 2 | Flow 2: Port → WH → Site | DSV Outdoor | HITACHI
3166 | PRL-CS-016-O1 | HVDC-ADOPT-HE-0129 | AGI | EQ-009 | 365354 | 1 | Outdoor covered | GSCL1300 Bushing | 750 | 91 | 105 | 7.1662 | 1090 | 1630 | Stackable / 2 pcs | 85446010 | SEK | 475538 | Maersk Herrera | Sweden | Gothenburg | Khalifa port | 2024-07-11 | 2024-09-10 |  |  |  |  | 2024-09-17 | [9 empty] | CASE_LIST | 1 |  | warehouse | DSV Outdoor | 2024-09-17 | warehouse | 1 | 1 | -1 | 0 | 6.83 | 2 | 6.83 | HITACHI(HE) |  | 0 | 1 | 1 | 2 | Flow 2: Port → WH → Site | DSV Outdoor | HITACHI
3167 | PRL-CS-016-O1 | HVDC-ADOPT-HE-0129 | AGI | EQ-009 | 365355 | 1 | Outdoor covered | Corona shield | 135 | 135 | 109 | 1.9865 | 48 | 90 | Stackable / 2 pcs | 85446010 | SEK | 475538 | Maersk Herrera | Sweden | Gothenburg | Khalifa port | 2024-07-11 | 2024-09-10 |  |  |  |  | 2024-09-17 | [9 empty] | CASE_LIST | 1 |  | warehouse | DSV Outdoor | 2024-09-17 | warehouse | 1 | 1 | -1 | 0 | 1.82 | 2 | 1.82 | HITACHI(HE) |  | 0 | 1 | 1 | 2 | Flow 2: Port → WH → Site | DSV Outdoor | HITACHI
3168 | PRL-CS-016-O1 | HVDC-ADOPT-HE-0129 | AGI | EQ-009 | 365356 | 1 | Outdoor covered | GSCL1300 Bushing | 750 | 91 | 105 | 7.1662 | 1090 | 1650 | Stackable / 2 pcs | 85446010 | SEK | 475538 | Maersk Herrera | Sweden | Gothenburg | Khalifa port | 2024-07-11 | 2024-09-10 |  |  |  |  | 2024-09-16 | [9 empty] | CASE_LIST | 1 |  | warehouse | DSV Outdoor | 2024-09-16 | warehouse | 1 | 1 | -1 | 0 | 6.83 | 2 | 6.83 | HITACHI(HE) |  | 0 | 1 | 1 | 2 | Flow 2: Port → WH → Site | DSV Outdoor | HITACHI
3169 | PRL-CS-016-O1 | HVDC-ADOPT-HE-0129 | AGI | EQ-009 | 365357 | 1 | Outdoor covered | Corona shield | 135 | 135 | 109 | 1.9865 | 48 | 90 | Stackable / 2 pcs | 85446010 | SEK | 475538 | Maersk Herrera | Sweden | Gothenburg | Khalifa port | 2024-07-11 | 2024-09-10 |  |  |  |  | 2024-09-17 | [9 empty] | CASE_LIST | 1 |  | warehouse | DSV Outdoor | 2024-09-17 | warehouse | 1 | 1 | -1 | 0 | 1.82 | 2 | 1.82 | HITACHI(HE) |  | 0 | 1 | 1 | 2 | Flow 2: Port → WH → Site | DSV Outdoor | HITACHI
3170 | PRL-CS-016-O1 | HVDC-ADOPT-HE-0129 | AGI | EQ-009 | 365358 | 1 | Outdoor covered | GSCL1300 Bushing | 750 | 91 | 105 | 7.1662 | 1090 | 1650 | Stackable / 2 pcs | 85446010 | SEK | 475538 | Maersk Herrera | Sweden | Gothenburg | Khalifa port | 2024-07-11 | 2024-09-10 |  |  |  |  | 2024-09-16 | [9 empty] | CASE_LIST | 1 |  | warehouse | DSV Outdoor | 2024-09-16 | warehouse | 1 | 1 | -1 | 0 | 6.83 | 2 | 6.83 | HITACHI(HE) |  | 0 | 1 | 1 | 2 | Flow 2: Port → WH → Site | DSV Outdoor | HITACHI
3171 | PRL-CS-016-O1 | HVDC-ADOPT-HE-0129 | AGI | EQ-009 | 365359 | 1 | Outdoor covered | Corona shield | 135 | 135 | 109 | 1.9865 | 48 | 90 | Stackable / 2 pcs | 85446010 | SEK | 475538 | Maersk Herrera | Sweden | Gothenburg | Khalifa port | 2024-07-11 | 2024-09-10 |  |  |  |  | 2024-09-17 | [9 empty] | CASE_LIST | 1 |  | warehouse | DSV Outdoor | 2024-09-17 | warehouse | 1 | 1 | -1 | 0 | 1.82 | 2 | 1.82 | HITACHI(HE) |  | 0 | 1 | 1 | 2 | Flow 2: Port → WH → Site | DSV Outdoor | HITACHI
3172 | PRL-CS-016-O1 | HVDC-ADOPT-HE-0129 | AGI | EQ-009 | 365360 | 1 | Outdoor covered | GSCL1300 Bushing | 750 | 91 | 105 | 7.1662 | 1090 | 1650 | Stackable / 2 pcs | 85446010 | SEK | 475538 | Maersk Herrera | Sweden | Gothenburg | Khalifa port | 2024-07-11 | 2024-09-10 |  |  |  |  | 2024-09-16 | [9 empty] | CASE_LIST | 1 |  | warehouse | DSV Outdoor | 2024-09-16 | warehouse | 1 | 1 | -1 | 0 | 6.83 | 2 | 6.83 | HITACHI(HE) |  | 0 | 1 | 1 | 2 | Flow 2: Port → WH → Site | DSV Outdoor | HITACHI
3173 | PRL-CS-016-O1 | HVDC-ADOPT-HE-0129 | AGI | EQ-009 | 365361 | 1 | Outdoor covered | Corona shield | 135 | 135 | 109 | 1.9865 | 48 | 90 | Stackable / 2 pcs | 85446010 | SEK | 475538 | Maersk Herrera | Sweden | Gothenburg | Khalifa port | 2024-07-11 | 2024-09-10 |  |  |  |  | 2024-09-17 | [9 empty] | CASE_LIST | 1 |  | warehouse | DSV Outdoor | 2024-09-17 | warehouse | 1 | 1 | -1 | 0 | 1.82 | 2 | 1.82 | HITACHI(HE) |  | 0 | 1 | 1 | 2 | Flow 2: Port → WH → Site | DSV Outdoor | HITACHI
3174 | PRL-CS-016-O1 | HVDC-ADOPT-HE-0129 | AGI | EQ-009 | 365362 | 1 | Outdoor covered | GSCL1300 Bushing | 750 | 91 | 105 | 7.1662 | 1090 | 1650 | Stackable / 2 pcs | 85446010 | SEK | 475538 | Maersk Herrera | Sweden | Gothenburg | Khalifa port | 2024-07-11 | 2024-09-10 |  |  |  |  | 2024-09-16 | [9 empty] | CASE_LIST | 1 |  | warehouse | DSV Outdoor | 2024-09-16 | warehouse | 1 | 1 | -1 | 0 | 6.83 | 2 | 6.83 | HITACHI(HE) |  | 0 | 1 | 1 | 2 | Flow 2: Port → WH → Site | DSV Outdoor | HITACHI
3175 | PRL-CS-016-O1 | HVDC-ADOPT-HE-0129 | AGI | EQ-009 | 365363 | 1 | Outdoor covered | Corona shield | 135 | 135 | 109 | 1.9865 | 48 | 90 | Stackable / 2 pcs | 85446010 | SEK | 475538 | Maersk Herrera | Sweden | Gothenburg | Khalifa port | 2024-07-11 | 2024-09-10 |  |  |  |  | 2024-09-17 | [9 empty] | CASE_LIST | 1 |  | warehouse | DSV Outdoor | 2024-09-17 | warehouse | 1 | 1 | -1 | 0 | 1.82 | 2 | 1.82 | HITACHI(HE) |  | 0 | 1 | 1 | 2 | Flow 2: Port → WH → Site | DSV Outdoor | HITACHI
3176 | PRL-CS-016-O1 | HVDC-ADOPT-HE-0129 | AGI | EQ-009 | 365364 | 1 | Outdoor covered | GSCL1300 Bushing | 750 | 91 | 105 | 7.1662 | 1090 | 1650 | Stackable / 2 pcs | 85446010 | SEK | 475538 | Maersk Herrera | Sweden | Gothenburg | Khalifa port | 2024-07-11 | 2024-09-10 |  |  |  |  | 2024-09-16 | [9 empty] | CASE_LIST | 1 |  | warehouse | DSV Outdoor | 2024-09-16 | warehouse | 1 | 1 | -1 | 0 | 6.83 | 2 | 6.83 | HITACHI(HE) |  | 0 | 1 | 1 | 2 | Flow 2: Port → WH → Site | DSV Outdoor | HITACHI
3177 | PRL-CS-016-O1 | HVDC-ADOPT-HE-0129 | AGI | EQ-009 | 365365 | 1 | Outdoor covered | Corona shield | 135 | 135 | 109 | 1.9865 | 48 | 90 | Stackable / 2 pcs | 85446010 | SEK | 475538 | Maersk Herrera | Sweden | Gothenburg | Khalifa port | 2024-07-11 | 2024-09-10 |  |  |  |  | 2024-09-16 | [9 empty] | CASE_LIST | 1 |  | warehouse | DSV Outdoor | 2024-09-16 | warehouse | 1 | 1 | -1 | 0 | 1.82 | 2 | 1.82 | HITACHI(HE) |  | 0 | 1 | 1 | 2 | Flow 2: Port → WH → Site | DSV Outdoor | HITACHI
3178 | PRL-CS-016-O1 | HVDC-ADOPT-HE-0129 | AGI | EQ-009 | 365366 | 1 | Outdoor covered | GSCL1300 Bushing | 750 | 91 | 105 | 7.1662 | 1090 | 1630 | Stackable / 2 pcs | 85446010 | SEK | 475538 | Maersk Herrera | Sweden | Gothenburg | Khalifa port | 2024-07-11 | 2024-09-10 |  |  |  |  | 2024-09-16 | [9 empty] | CASE_LIST | 1 |  | warehouse | DSV Outdoor | 2024-09-16 | warehouse | 1 | 1 | -1 | 0 | 6.83 | 2 | 6.83 | HITACHI(HE) |  | 0 | 1 | 1 | 2 | Flow 2: Port → WH → Site | DSV Outdoor | HITACHI
3179 | PRL-CS-016-O1 | HVDC-ADOPT-HE-0129 | AGI | EQ-009 | 365367 | 1 | Outdoor covered | Corona shield | 135 | 135 | 109 | 1.9865 | 48 | 90 | Stackable / 2 pcs | 85446010 | SEK | 475538 | Maersk Herrera | Sweden | Gothenburg | Khalifa port | 2024-07-11 | 2024-09-10 |  |  |  |  | 2024-09-16 | [9 empty] | CASE_LIST | 1 |  | warehouse | DSV Outdoor | 2024-09-16 | warehouse | 1 | 1 | -1 | 0 | 1.82 | 2 | 1.82 | HITACHI(HE) |  | 0 | 1 | 1 | 2 | Flow 2: Port → WH → Site | DSV Outdoor | HITACHI
3180 | PRL-CS-016-O1 | HVDC-ADOPT-HE-0129 | AGI | EQ-009 | 365368 | 1 | Outdoor covered | GSCL1300 Bushing | 750 | 91 | 105 | 7.1662 | 1090 | 1630 | Stackable / 2 pcs | 85446010 | SEK | 475538 | Maersk Herrera | Sweden | Gothenburg | Khalifa port | 2024-07-11 | 2024-09-10 |  |  |  |  | 2024-09-16 | [9 empty] | CASE_LIST | 1 |  | warehouse | DSV Outdoor | 2024-09-16 | warehouse | 1 | 1 | -1 | 0 | 6.83 | 2 | 6.83 | HITACHI(HE) |  | 0 | 1 | 1 | 2 | Flow 2: Port → WH → Site | DSV Outdoor | HITACHI
3181 | PRL-CS-016-O1 | HVDC-ADOPT-HE-0129 | AGI | EQ-009 | 365369 | 1 | Outdoor covered | Corona shield | 135 | 135 | 109 | 1.9865 | 48 | 90 | Stackable / 2 pcs | 85446010 | SEK | 475538 | Maersk Herrera | Sweden | Gothenburg | Khalifa port | 2024-07-11 | 2024-09-10 |  |  |  |  | 2024-09-16 | [9 empty] | CASE_LIST | 1 |  | warehouse | DSV Outdoor | 2024-09-16 | warehouse | 1 | 1 | -1 | 0 | 1.82 | 2 | 1.82 | HITACHI(HE) |  | 0 | 1 | 1 | 2 | Flow 2: Port → WH → Site | DSV Outdoor | HITACHI
3182 | PRL-CS-016-O1 | HVDC-ADOPT-HE-0129 | AGI | EQ-009 | 365370 | 1 | Outdoor covered | GSCL1300 Bushing | 752 | 92 | 105 | 7.2643 | 1110 | 1655 | Stackable / 2 pcs | 85446010 | SEK | 475538 | Maersk Herrera | Sweden | Gothenburg | Khalifa port | 2024-07-11 | 2024-09-10 |  |  |  |  | 2024-09-16 | [9 empty] | CASE_LIST | 1 |  | warehouse | DSV Outdoor | 2024-09-16 | warehouse | 1 | 1 | -1 | 0 | 6.92 | 2 | 6.92 | HITACHI(HE) |  | 0 | 1 | 1 | 2 | Flow 2: Port → WH → Site | DSV Outdoor | HITACHI
3183 | PRL-CS-016-O1 | HVDC-ADOPT-HE-0129 | AGI | EQ-009 | 365371 | 1 | Outdoor covered | Corona shield | 135 | 135 | 109 | 1.9865 | 48 | 90 | Stackable / 2 pcs | 85446010 | SEK | 475538 | Maersk Herrera | Sweden | Gothenburg | Khalifa port | 2024-07-11 | 2024-09-10 |  |  |  |  | 2024-09-16 | [9 empty] | CASE_LIST | 1 |  | warehouse | DSV Outdoor | 2024-09-16 | warehouse | 1 | 1 | -1 | 0 | 1.82 | 2 | 1.82 | HITACHI(HE) |  | 0 | 1 | 1 | 2 | Flow 2: Port → WH → Site | DSV Outdoor | HITACHI
3184 | PRL-CS-016-O1 | HVDC-ADOPT-HE-0129 | AGI | EQ-009 | 365372 | 1 | Outdoor covered | GSCL1300 Bushing | 750 | 91 | 105 | 7.1662 | 1090 | 1650 | Stackable / 2 pcs | 85446010 | SEK | 475538 | Maersk Herrera | Sweden | Gothenburg | Khalifa port | 2024-07-11 | 2024-09-10 |  |  |  |  | 2024-09-14 | [9 empty] | CASE_LIST | 1 |  | warehouse | DSV Outdoor | 2024-09-14 | warehouse | 1 | 1 | -1 | 0 | 6.83 | 2 | 6.83 | HITACHI(HE) |  | 0 | 1 | 1 | 2 | Flow 2: Port → WH → Site | DSV Outdoor | HITACHI
3185 | PRL-CS-016-O1 | HVDC-ADOPT-HE-0129 | AGI | EQ-009 | 365373 | 1 | Outdoor covered | Corona shield | 135 | 135 | 109 | 1.9865 | 48 | 90 | Stackable / 2 pcs | 85446010 | SEK | 475538 | Maersk Herrera | Sweden | Gothenburg | Khalifa port | 2024-07-11 | 2024-09-10 |  |  |  |  | 2024-09-16 | [9 empty] | CASE_LIST | 1 |  | warehouse | DSV Outdoor | 2024-09-16 | warehouse | 1 | 1 | -1 | 0 | 1.82 | 2 | 1.82 | HITACHI(HE) |  | 0 | 1 | 1 | 2 | Flow 2: Port → WH → Site | DSV Outdoor | HITACHI
3186 | PRL-CS-016-O1 | HVDC-ADOPT-HE-0129 | AGI | EQ-009 | 365374 | 1 | Outdoor covered | GSCL1300 Bushing | 750 | 91 | 105 | 7.1662 | 1090 | 1650 | Stackable / 2 pcs | 85446010 | SEK | 475538 | Maersk Herrera | Sweden | Gothenburg | Khalifa port | 2024-07-11 | 2024-09-10 |  |  |  |  | 2024-09-14 | [9 empty] | CASE_LIST | 1 |  | warehouse | DSV Outdoor | 2024-09-14 | warehouse | 1 | 1 | -1 | 0 | 6.83 | 2 | 6.83 | HITACHI(HE) |  | 0 | 1 | 1 | 2 | Flow 2: Port → WH → Site | DSV Outdoor | HITACHI
3187 | PRL-CS-016-O1 | HVDC-ADOPT-HE-0129 | AGI | EQ-009 | 365375 | 1 | Outdoor covered | Corona shield | 135 | 135 | 109 | 1.9865 | 48 | 90 | Stackable / 2 pcs | 85446010 | SEK | 475538 | Maersk Herrera | Sweden | Gothenburg | Khalifa port | 2024-07-11 | 2024-09-10 |  |  |  |  | 2024-09-16 | [9 empty] | CASE_LIST | 1 |  | warehouse | DSV Outdoor | 2024-09-16 | warehouse | 1 | 1 | -1 | 0 | 1.82 | 2 | 1.82 | HITACHI(HE) |  | 0 | 1 | 1 | 2 | Flow 2: Port → WH → Site | DSV Outdoor | HITACHI
3188 | PRL-CS-016-O1 | HVDC-ADOPT-HE-0129 | AGI | EQ-009 | 365378 | 1 | Outdoor covered | GSCL1300 Bushing | 750 | 91 | 105 | 7.1662 | 1090 | 1650 | Stackable / 2 pcs | 85446010 | SEK | 475538 | Maersk Herrera | Sweden | Gothenburg | Khalifa port | 2024-07-11 | 2024-09-10 |  |  |  |  | 2024-09-14 | [9 empty] | CASE_LIST | 1 |  | warehouse | DSV Outdoor | 2024-09-14 | warehouse | 1 | 1 | -1 | 0 | 6.83 | 2 | 6.83 | HITACHI(HE) |  | 0 | 1 | 1 | 2 | Flow 2: Port → WH → Site | DSV Outdoor | HITACHI
3189 | PRL-CS-016-O1 | HVDC-ADOPT-HE-0129 | AGI | EQ-009 | 365379 | 1 | Outdoor covered | Corona shield | 135 | 135 | 109 | 1.9865 | 48 | 90 | Stackable / 2 pcs | 85446010 | SEK | 475538 | Maersk Herrera | Sweden | Gothenburg | Khalifa port | 2024-07-11 | 2024-09-10 |  |  |  |  | 2024-09-16 | [9 empty] | CASE_LIST | 1 |  | warehouse | DSV Outdoor | 2024-09-16 | warehouse | 1 | 1 | -1 | 0 | 1.82 | 2 | 1.82 | HITACHI(HE) |  | 0 | 1 | 1 | 2 | Flow 2: Port → WH → Site | DSV Outdoor | HITACHI
3190 | PRL-CS-016-O1 | HVDC-ADOPT-HE-0129 | AGI | EQ-009 | 365380 | 1 | Outdoor covered | GSCL1300 Bushing | 750 | 91 | 105 | 7.1662 | 1090 | 1650 | Stackable / 2 pcs | 85446010 | SEK | 475538 | Maersk Herrera | Sweden | Gothenburg | Khalifa port | 2024-07-11 | 2024-09-10 |  |  |  |  | 2024-09-16 | [9 empty] | CASE_LIST | 1 |  | warehouse | DSV Outdoor | 2024-09-16 | warehouse | 1 | 1 | -1 | 0 | 6.83 | 2 | 6.83 | HITACHI(HE) |  | 0 | 1 | 1 | 2 | Flow 2: Port → WH → Site | DSV Outdoor | HITACHI
3191 | PRL-CS-016-O1 | HVDC-ADOPT-HE-0129 | AGI | EQ-009 | 365381 | 1 | Outdoor covered | Corona shield | 135 | 135 | 109 | 1.9865 | 48 | 90 | Stackable / 2 pcs | 85446010 | SEK | 475538 | Maersk Herrera | Sweden | Gothenburg | Khalifa port | 2024-07-11 | 2024-09-10 |  |  |  |  | 2024-09-16 | [9 empty] | CASE_LIST | 1 |  | warehouse | DSV Outdoor | 2024-09-16 | warehouse | 1 | 1 | -1 | 0 | 1.82 | 2 | 1.82 | HITACHI(HE) |  | 0 | 1 | 1 | 2 | Flow 2: Port → WH → Site | DSV Outdoor | HITACHI
2398 | PRL-DAS-005-O1-2 Lot 1 | HVDC-ADOPT-HE-0127-2 | DAS | EQ-009 | 207526 | 1 | Outdoor covered | Corona shield - 1ZSC001635-AAF | 131 | 131 | 107 | 1.8362 | 50 | 125 | Stackable / 2 pcs | 85446010 | SEK | 403459.4 | ESTELLE Maersk | Sweden | Gothenburg | Khalifa port | 2024-05-19 | 2024-07-03 |  |  |  |  | 2024-07-08 |  | 2025-06-10 | [5 empty] | 2025-06-13 |  | CASE_LIST | 1 | 1 | site | DAS | 2025-06-13 | site | 2 | 3 | -1 | 2 | 1.72 | 2 | 1.72 | HITACHI(HE) |  | 1 | 3 | 2 | 4 | Flow 4: Port → WH → MOSB → Site | DAS | HITACHI
2399 | PRL-DAS-005-O1-2 Lot 1 | HVDC-ADOPT-HE-0127-2 | DAS | EQ-009 | 207529 | 1 | Outdoor covered | Corona shield - 1ZAC001635-AAF | 131 | 131 | 107 | 1.8362 | 50 | 125 | Stackable / 2 pcs | 85446010 | SEK | 403459.4 | ESTELLE Maersk | Sweden | Gothenburg | Khalifa port | 2024-05-19 | 2024-07-03 |  |  |  |  | 2024-07-08 | [7 empty] | 2025-05-05 |  | CASE_LIST | 1 | 1 | site | DAS | 2025-05-05 | site | 1 | 2 | 0 | 2 | 1.72 | 2 | 1.72 | HITACHI(HE) |  | 1 | 2 | 1 | 2 | Flow 2: Port → WH → Site | DAS | HITACHI
2400 | PRL-DAS-005-O1-2 Lot 1 | HVDC-ADOPT-HE-0127-2 | DAS | EQ-009 | 207534 | 1 | Outdoor covered | Corona shield -1ZSC001635-AAF | 131 | 131 | 107 | 1.8362 | 50 | 125 | Stackable / 2 pcs | 85446010 | SEK | 403459.4 | ESTELLE Maersk | Sweden | Gothenburg | Khalifa port | 2024-05-19 | 2024-07-03 |  |  |  |  | 2024-07-08 | [7 empty] | 2025-05-05 |  | CASE_LIST | 1 | 1 | site | DAS | 2025-05-05 | site | 1 | 2 | 0 | 2 | 1.72 | 2 | 1.72 | HITACHI(HE) |  | 1 | 2 | 1 | 2 | Flow 2: Port → WH → Site | DAS | HITACHI
2401 | PRL-DAS-005-O1-2 Lot 1 | HVDC-ADOPT-HE-0127-2 | DAS | EQ-009 | 207535 | 1 | Outdoor covered | GGFL 1300 | 1140 | 126 | 131 | 18.8168 | 1635 | 2710 | Not stackable | 85446010 | SEK | 403459.4 | ESTELLE Maersk | Sweden | Gothenburg | Khalifa port | 2024-05-19 | 2024-07-03 |  |  |  |  | 2024-07-08 | [7 empty] | 2025-04-28 |  | CASE_LIST | 1 | 1 | site | DAS | 2025-04-28 | site | 1 | 2 | 0 | 2 | 14.36 | 0 | 14.36 | HITACHI(HE) |  | 1 | 2 | 1 | 2 | Flow 2: Port → WH → Site | DAS | HITACHI
2402 | PRL-DAS-005-O1-2 Lot 1 | HVDC-ADOPT-HE-0127-2 | DAS | EQ-009 | 207537 | 1 | Outdoor covered | Corona shield -1ZSC001635-AAF | 131 | 131 | 107 | 1.8362 | 50 | 125 | Stackable / 2 pcs | 85446010 | SEK | 403459.4 | ESTELLE Maersk | Sweden | Gothenburg | Khalifa port | 2024-05-19 | 2024-07-03 |  |  |  |  | 2024-07-08 |  | 2025-06-10 | [5 empty] | 2025-06-13 |  | CASE_LIST | 1 | 1 | site | DAS | 2025-06-13 | site | 2 | 3 | -1 | 2 | 1.72 | 2 | 1.72 | HITACHI(HE) |  | 1 | 3 | 2 | 4 | Flow 4: Port → WH → MOSB → Site | DAS | HITACHI
2403 | PRL-DAS-005-O1-2 Lot 1 | HVDC-ADOPT-HE-0127-2 | DAS | EQ-009 | 207546 | 1 | Outdoor covered | GGFL 1225 | 840 | 111 | 133 | 12.4009 | 855 | 1790 | Stackable / 2 pcs | 85446010 | SEK | 403459.4 | ESTELLE Maersk | Sweden | Gothenburg | Khalifa port | 2024-05-19 | 2024-07-03 |  |  |  |  | 2024-07-08 | [7 empty] | 2025-04-28 |  | CASE_LIST | 1 | 1 | site | DAS | 2025-04-28 | site | 1 | 2 | 0 | 2 | 9.32 | 2 | 9.32 | HITACHI(HE) |  | 1 | 2 | 1 | 2 | Flow 2: Port → WH → Site | DAS | HITACHI
2404 | PRL-DAS-005-O1-2 Lot 1 | HVDC-ADOPT-HE-0127-2 | DAS | EQ-009 | 207548 | 1 | Outdoor covered | GGFL 1225 | 840 | 111 | 133 | 12.4009 | 855 | 1790 | Stackable / 2 pcs | 85446010 | SEK | 403459.4 | ESTELLE Maersk | Sweden | Gothenburg | Khalifa port | 2024-05-19 | 2024-07-03 |  |  |  |  | 2024-07-08 | [7 empty] | 2025-04-28 |  | CASE_LIST | 1 | 1 | site | DAS | 2025-04-28 | site | 1 | 2 | 0 | 2 | 9.32 | 2 | 9.32 | HITACHI(HE) |  | 1 | 2 | 1 | 2 | Flow 2: Port → WH → Site | DAS | HITACHI
2405 | PRL-DAS-005-O1-2 Lot 1 | HVDC-ADOPT-HE-0127-2 | DAS | EQ-009 | 207550 | 1 | Outdoor covered | GGFL1225 | 840 | 111 | 133 | 12.4009 | 855 | 1790 | Stackable / 2 pcs | 85446010 | SEK | 403459.4 | ESTELLE Maersk | Sweden | Gothenburg | Khalifa port | 2024-05-19 | 2024-07-03 |  |  |  |  | 2024-07-08 | [7 empty] | 2025-04-28 |  | CASE_LIST | 1 | 1 | site | DAS | 2025-04-28 | site | 1 | 2 | 0 | 2 | 9.32 | 2 | 9.32 | HITACHI(HE) |  | 1 | 2 | 1 | 2 | Flow 2: Port → WH → Site | DAS | HITACHI
2406 | PRL-DAS-005-O1-2 Lot 1 | HVDC-ADOPT-HE-0127-2 | DAS | EQ-009 | 207552 | 1 | Outdoor covered | GGFL1225 | 840 | 111 | 133 | 12.4009 | 855 | 1790 | Stackable / 2 pcs | 85446010 | SEK | 403459.4 | ESTELLE Maersk | Sweden | Gothenburg | Khalifa port | 2024-05-19 | 2024-07-03 |  |  |  |  | 2024-07-08 | [7 empty] | 2025-04-28 |  | CASE_LIST | 1 | 1 | site | DAS | 2025-04-28 | site | 1 | 2 | 0 | 2 | 9.32 | 2 | 9.32 | HITACHI(HE) |  | 1 | 2 | 1 | 2 | Flow 2: Port → WH → Site | DAS | HITACHI
2218 | PRL-DAS-005-O1-1 Lot 1 | HVDC-ADOPT-HE-0127-1 | DAS | EQ-009 | 207541 | 1 | Outdoor covered | Corona shield | 186 | 93 | 80 | 1.3838 | 24 | 90 | Stackable / 2 pcs | 85446010 | SEK | 403459.4 | Eugen Maersk | Sweden | Gothenburg | Khalifa port | 2024-05-17 | 2024-06-25 |  |  |  |  | 2024-07-04 |  | 2025-06-10 | [5 empty] | 2025-06-13 |  | CASE_LIST | 1 | 1 | site | DAS | 2025-06-13 | site | 2 | 3 | -1 | 2 | 1.73 | 2 | 1.73 | HITACHI(HE) |  | 1 | 3 | 2 | 4 | Flow 4: Port → WH → MOSB → Site | DAS | HITACHI
2219 | PRL-DAS-005-O1-1 Lot 1 | HVDC-ADOPT-HE-0127-1 | DAS | EQ-009 | 207542 | 1 | Outdoor covered | GGFL 1225 | 840 | 111 | 133 | 12.4009 | 855 | 1790 | Stackable / 2 pcs | 85446010 | SEK | 403459.4 | Eugen Maersk | Sweden | Gothenburg | Khalifa port | 2024-05-17 | 2024-06-25 |  |  |  |  | 2024-07-04 | [7 empty] | 2025-04-28 |  | CASE_LIST | 1 | 1 | site | DAS | 2025-04-28 | site | 1 | 2 | 0 | 2 | 9.32 | 2 | 9.32 | HITACHI(HE) |  | 1 | 2 | 1 | 2 | Flow 2: Port → WH → Site | DAS | HITACHI
2220 | PRL-DAS-005-O1-1 Lot 1 | HVDC-ADOPT-HE-0127-1 | DAS | EQ-009 | 207543 | 1 | Outdoor covered | Corona shield | 186 | 93 | 80 | 1.3838 | 24 | 90 | Stackable / 2 pcs | 85446010 | SEK | 403459.4 | Eugen Maersk | Sweden | Gothenburg | Khalifa port | 2024-05-17 | 2024-06-25 |  |  |  |  | 2024-07-04 |  | 2025-06-10 | [5 empty] | 2025-06-13 |  | CASE_LIST | 1 | 1 | site | DAS | 2025-06-13 | site | 2 | 3 | -1 | 2 | 1.73 | 2 | 1.73 | HITACHI(HE) |  | 1 | 3 | 2 | 4 | Flow 4: Port → WH → MOSB → Site | DAS | HITACHI
2221 | PRL-DAS-005-O1-1 Lot 1 | HVDC-ADOPT-HE-0127-1 | DAS | EQ-009 | 207544 | 1 | Outdoor covered | GGFL 1225 | 840 | 111 | 133 | 12.4009 | 855 | 1790 | Stackable / 2 pcs | 85446010 | SEK | 403459.4 | Eugen Maersk | Sweden | Gothenburg | Khalifa port | 2024-05-17 | 2024-06-25 |  |  |  |  | 2024-07-04 | [7 empty] | 2025-04-28 |  | CASE_LIST | 1 | 1 | site | DAS | 2025-04-28 | site | 1 | 2 | 0 | 2 | 9.32 | 2 | 9.32 | HITACHI(HE) |  | 1 | 2 | 1 | 2 | Flow 2: Port → WH → Site | DAS | HITACHI
2222 | PRL-DAS-005-O1-1 Lot 1 | HVDC-ADOPT-HE-0127-1 | DAS | EQ-009 | 207545 | 1 | Outdoor covered | Corona shield | 186 | 93 | 80 | 1.3838 | 24 | 90 | Stackable / 2 pcs | 85446010 | SEK | 403459.4 | Eugen Maersk | Sweden | Gothenburg | Khalifa port | 2024-05-17 | 2024-06-25 |  |  |  |  | 2024-07-04 |  | 2025-06-10 | [5 empty] | 2025-06-13 |  | CASE_LIST | 1 | 1 | site | DAS | 2025-06-13 | site | 2 | 3 | -1 | 2 | 1.73 | 2 | 1.73 | HITACHI(HE) |  | 1 | 3 | 2 | 4 | Flow 4: Port → WH → MOSB → Site | DAS | HITACHI
2223 | PRL-DAS-005-O1-1 Lot 1 | HVDC-ADOPT-HE-0127-1 | DAS | EQ-009 | 207547 | 1 | Outdoor covered | Corona shield | 186 | 93 | 80 | 1.3838 | 24 | 90 | Stackable / 2 pcs | 85446010 | SEK | 403459.4 | Eugen Maersk | Sweden | Gothenburg | Khalifa port | 2024-05-17 | 2024-06-25 |  |  |  |  | 2024-07-04 |  | 2025-06-10 | [5 empty] | 2025-06-13 |  | CASE_LIST | 1 | 1 | site | DAS | 2025-06-13 | site | 2 | 3 | -1 | 2 | 1.73 | 2 | 1.73 | HITACHI(HE) |  | 1 | 3 | 2 | 4 | Flow 4: Port → WH → MOSB → Site | DAS | HITACHI
2224 | PRL-DAS-005-O1-1 Lot 1 | HVDC-ADOPT-HE-0127-1 | DAS | EQ-009 | 207549 | 1 | Outdoor covered | Corona Shield | 186 | 93 | 80 | 1.3838 | 24 | 90 | Stackable / 2 pcs | 85446010 | SEK | 403459.4 | Eugen Maersk | Sweden | Gothenburg | Khalifa port | 2024-05-17 | 2024-06-25 |  |  |  |  | 2024-07-04 |  | 2025-06-10 | [5 empty] | 2025-06-13 |  | CASE_LIST | 1 | 1 | site | DAS | 2025-06-13 | site | 2 | 3 | -1 | 2 | 1.73 | 2 | 1.73 | HITACHI(HE) |  | 1 | 3 | 2 | 4 | Flow 4: Port → WH → MOSB → Site | DAS | HITACHI
2225 | PRL-DAS-005-O1-1 Lot 1 | HVDC-ADOPT-HE-0127-1 | DAS | EQ-009 | 207551 | 1 | Outdoor covered | Corona shield | 186 | 93 | 80 | 1.3838 | 24 | 90 | Stackable / 2 pcs | 85446010 | SEK | 403459.4 | Eugen Maersk | Sweden | Gothenburg | Khalifa port | 2024-05-17 | 2024-06-25 |  |  |  |  | 2024-07-04 |  | 2025-06-10 | [5 empty] | 2025-06-13 |  | CASE_LIST | 1 | 1 | site | DAS | 2025-06-13 | site | 2 | 3 | -1 | 2 | 1.73 | 2 | 1.73 | HITACHI(HE) |  | 1 | 3 | 2 | 4 | Flow 4: Port → WH → MOSB → Site | DAS | HITACHI
2226 | PRL-DAS-005-O1-1 Lot 1 | HVDC-ADOPT-HE-0127-1 | DAS | EQ-009 | 207553 | 1 | Outdoor covered | Corona shield | 186 | 93 | 80 | 1.3838 | 24 | 90 | Stackable / 2 pcs | 85446010 | SEK | 403459.4 | Eugen Maersk | Sweden | Gothenburg | Khalifa port | 2024-05-17 | 2024-06-25 |  |  |  |  | 2024-07-04 |  | 2025-06-10 | [5 empty] | 2025-06-13 |  | CASE_LIST | 1 | 1 | site | DAS | 2025-06-13 | site | 2 | 3 | -1 | 2 | 1.73 | 2 | 1.73 | HITACHI(HE) |  | 1 | 3 | 2 | 4 | Flow 4: Port → WH → MOSB → Site | DAS | HITACHI
2227 | PRL-DAS-005-O1-1 Lot 1 | HVDC-ADOPT-HE-0127-1 | DAS | EQ-009 | 207555 | 1 | Outdoor covered | Corona shield | 186 | 93 | 80 | 1.3838 | 24 | 90 | Stackable / 2 pcs | 85446010 | SEK | 403459.4 | Eugen Maersk | Sweden | Gothenburg | Khalifa port | 2024-05-17 | 2024-06-25 |  |  |  |  | 2024-07-04 |  | 2025-06-10 | [5 empty] | 2025-06-13 |  | CASE_LIST | 1 | 1 | site | DAS | 2025-06-13 | site | 2 | 3 | -1 | 2 | 1.73 | 2 | 1.73 | HITACHI(HE) |  | 1 | 3 | 2 | 4 | Flow 4: Port → WH → MOSB → Site | DAS | HITACHI
2228 | PRL-DAS-005-O1-1 Lot 1 | HVDC-ADOPT-HE-0127-1 | DAS | EQ-009 | 207557 | 1 | Outdoor covered | Corona shield | 186 | 93 | 80 | 1.3838 | 24 | 90 | Stackable / 2 pcs | 85446010 | SEK | 403459.4 | Eugen Maersk | Sweden | Gothenburg | Khalifa port | 2024-05-17 | 2024-06-25 |  |  |  |  | 2024-07-04 |  | 2025-06-10 | [5 empty] | 2025-06-13 |  | CASE_LIST | 1 | 1 | site | DAS | 2025-06-13 | site | 2 | 3 | -1 | 2 | 1.73 | 2 | 1.73 | HITACHI(HE) |  | 1 | 3 | 2 | 4 | Flow 4: Port → WH → MOSB → Site | DAS | HITACHI
1683 | PRL-SHU-015-O2 | HVDC-ADOPT-HE-0126 | SHU | EQ-009 | 190038 | 1 | Outdoor covered | GGFL1225 Wallbushing- Spare | 840 | 111 | 133 | 12.4009 | 852 | 1790 | Stackable / 2 pcs | 85446010 | SEK | 398093.9 | Maersk Hamburg | Sweden | Gothenburg | Khalifa port | 2024-05-02 | 2024-06-09 | [11 empty] | 2024-06-25 |  |  | CASE_LIST |  | 1 | site | SHU | 2024-06-25 | site | 0 | 1 | 1 | 2 | 9.32 | 2 | 9.32 | HITACHI(HE) |  | 1 | 1 | 0 | 1 | Flow 1: Port → Site | SHU | HITACHI
1684 | PRL-SHU-015-O2 | HVDC-ADOPT-HE-0126 | SHU | EQ-009 | 190039 | 1 | Outdoor covered | Corona shield | 186 | 93 | 80 | 1.3838 | 24 | 90 | Stackable / 2 pcs | 85446010 | SEK | 398093.9 | Maersk Hamburg | Sweden | Gothenburg | Khalifa port | 2024-05-02 | 2024-06-09 | [11 empty] | 2024-06-21 |  |  | CASE_LIST |  | 1 | site | SHU | 2024-06-21 | site | 0 | 1 | 1 | 2 | 1.73 | 2 | 1.73 | HITACHI(HE) |  | 1 | 1 | 0 | 1 | Flow 1: Port → Site | SHU | HITACHI
1685 | PRL-SHU-015-O2 | HVDC-ADOPT-HE-0126 | SHU | EQ-009 | 190040 | 1 | Outdoor covered | GGFL 1300 Wallbushing - Spare | 1140 | 126 | 131 | 18.8168 | 1635 | 2720 | Not stackable | 85446010 | SEK | 398093.9 | Maersk Hamburg | Sweden | Gothenburg | Khalifa port | 2024-05-02 | 2024-06-09 | [11 empty] | 2024-06-21 |  |  | CASE_LIST |  | 1 | site | SHU | 2024-06-21 | site | 0 | 1 | 1 | 2 | 14.36 | 0 | 14.36 | HITACHI(HE) |  | 1 | 1 | 0 | 1 | Flow 1: Port → Site | SHU | HITACHI
1686 | PRL-SHU-015-O2 | HVDC-ADOPT-HE-0126 | SHU | EQ-009 | 190041 | 1 | Outdoor covered | Corona shield - 1ZSC001635-AAL | 120 | 120 | 112 | 1.6128 | 95 | 145 | Stackable / 2 pcs | 85446010 | SEK | 398093.9 | Maersk Hamburg | Sweden | Gothenburg | Khalifa port | 2024-05-02 | 2024-06-09 | [11 empty] | 2024-06-21 |  |  | CASE_LIST |  | 1 | site | SHU | 2024-06-21 | site | 0 | 1 | 1 | 2 | 1.44 | 2 | 1.44 | HITACHI(HE) |  | 1 | 1 | 0 | 1 | Flow 1: Port → Site | SHU | HITACHI
1687 | PRL-SHU-015-O2 | HVDC-ADOPT-HE-0126 | SHU | EQ-009 | 190042 | 1 | Outdoor covered | Corona shield - 1ZSC001635-AAF | 131 | 131 | 107 | 1.8362 | 50 | 125 | Stackable / 2 pcs | 85446010 | SEK | 398093.9 | Maersk Hamburg | Sweden | Gothenburg | Khalifa port | 2024-05-02 | 2024-06-09 | [11 empty] | 2024-06-23 |  |  | CASE_LIST |  | 1 | site | SHU | 2024-06-23 | site | 0 | 1 | 1 | 2 | 1.72 | 2 | 1.72 | HITACHI(HE) |  | 1 | 1 | 0 | 1 | Flow 1: Port → Site | SHU | HITACHI
1688 | PRL-SHU-015-O2 | HVDC-ADOPT-HE-0126 | SHU | EQ-009 | 190043 | 1 | Outdoor covered | GSA 52-AA/4000 Wallbushing | 252 | 64 | 71 | 1.1451 | 110 | 200 | Not stackable | 85446010 | SEK | 398093.9 | Maersk Hamburg | Sweden | Gothenburg | Khalifa port | 2024-05-02 | 2024-06-09 | [11 empty] | 2024-06-21 |  |  | CASE_LIST |  | 1 | site | SHU | 2024-06-21 | site | 0 | 1 | 1 | 2 | 1.61 | 0 | 1.61 | HITACHI(HE) |  | 1 | 1 | 0 | 1 | Flow 1: Port → Site | SHU | HITACHI
1645 | PRL-SHU-015-O1 | HVDC-ADOPT-HE-0125 | SHU | EQ-009 | 190000 | 1 | Outdoor covered | GGFL1225 Wallbushing | 840 | 111 | 133 | 12.4009 | 855 | 1790 | Stackable / 2 pcs | 85446010 | SEK | 398093.9 | Maersk Hamburg | Sweden | Gothenburg | Khalifa port | 2024-05-02 | 2024-06-09 | [11 empty] | 2024-06-25 |  |  | CASE_LIST |  | 1 | site | SHU | 2024-06-25 | site | 0 | 1 | 1 | 2 | 9.32 | 2 | 9.32 | HITACHI(HE) |  | 1 | 1 | 0 | 1 | Flow 1: Port → Site | SHU | HITACHI
1646 | PRL-SHU-015-O1 | HVDC-ADOPT-HE-0125 | SHU | EQ-009 | 190001 | 1 | Outdoor covered | Corona shield | 186 | 93 | 80 | 1.3838 | 24 | 90 | Not stackable | 85446010 | SEK | 398093.9 | Maersk Hamburg | Sweden | Gothenburg | Khalifa port | 2024-05-02 | 2024-06-09 | [11 empty] | 2024-06-21 |  |  | CASE_LIST |  | 1 | site | SHU | 2024-06-21 | site | 0 | 1 | 1 | 2 | 1.73 | 0 | 1.73 | HITACHI(HE) |  | 1 | 1 | 0 | 1 | Flow 1: Port → Site | SHU | HITACHI
1647 | PRL-SHU-015-O1 | HVDC-ADOPT-HE-0125 | SHU | EQ-009 | 190002 | 1 | Outdoor covered | GGFL1225 Wallbushing | 840 | 111 | 133 | 12.4009 | 855 | 1790 | Stackable / 2 pcs | 85446010 | SEK | 398093.9 | Maersk Hamburg | Sweden | Gothenburg | Khalifa port | 2024-05-02 | 2024-06-09 | [11 empty] | 2024-06-23 |  |  | CASE_LIST |  | 1 | site | SHU | 2024-06-23 | site | 0 | 1 | 1 | 2 | 9.32 | 2 | 9.32 | HITACHI(HE) |  | 1 | 1 | 0 | 1 | Flow 1: Port → Site | SHU | HITACHI
1648 | PRL-SHU-015-O1 | HVDC-ADOPT-HE-0125 | SHU | EQ-009 | 190003 | 1 | Outdoor covered | Corona shield | 186 | 93 | 80 | 1.3838 | 24 | 90 | Not stackable | 85446010 | SEK | 398093.9 | Maersk Hamburg | Sweden | Gothenburg | Khalifa port | 2024-05-02 | 2024-06-09 | [11 empty] | 2024-06-21 |  |  | CASE_LIST |  | 1 | site | SHU | 2024-06-21 | site | 0 | 1 | 1 | 2 | 1.73 | 0 | 1.73 | HITACHI(HE) |  | 1 | 1 | 0 | 1 | Flow 1: Port → Site | SHU | HITACHI
1649 | PRL-SHU-015-O1 | HVDC-ADOPT-HE-0125 | SHU | EQ-009 | 190004 | 1 | Outdoor covered | GGFL1225 Wallbushing | 840 | 111 | 133 | 12.4009 | 855 | 1790 | Stackable / 2 pcs | 85446010 | SEK | 398093.9 | Maersk Hamburg | Sweden | Gothenburg | Khalifa port | 2024-05-02 | 2024-06-09 | [11 empty] | 2024-06-23 |  |  | CASE_LIST |  | 1 | site | SHU | 2024-06-23 | site | 0 | 1 | 1 | 2 | 9.32 | 2 | 9.32 | HITACHI(HE) |  | 1 | 1 | 0 | 1 | Flow 1: Port → Site | SHU | HITACHI
1650 | PRL-SHU-015-O1 | HVDC-ADOPT-HE-0125 | SHU | EQ-009 | 190005 | 1 | Outdoor covered | Corona shield | 186 | 93 | 80 | 1.3838 | 24 | 90 | Not stackable | 85446010 | SEK | 398093.9 | Maersk Hamburg | Sweden | Gothenburg | Khalifa port | 2024-05-02 | 2024-06-09 | [11 empty] | 2024-06-21 |  |  | CASE_LIST |  | 1 | site | SHU | 2024-06-21 | site | 0 | 1 | 1 | 2 | 1.73 | 0 | 1.73 | HITACHI(HE) |  | 1 | 1 | 0 | 1 | Flow 1: Port → Site | SHU | HITACHI
1651 | PRL-SHU-015-O1 | HVDC-ADOPT-HE-0125 | SHU | EQ-009 | 190006 | 1 | Outdoor covered | GGFL1225 Wallbushing | 840 | 111 | 133 | 12.4009 | 855 | 1790 | Stackable / 2 pcs | 85446010 | SEK | 398093.9 | Maersk Hamburg | Sweden | Gothenburg | Khalifa port | 2024-05-02 | 2024-06-09 | [11 empty] | 2024-06-21 |  |  | CASE_LIST |  | 1 | site | SHU | 2024-06-21 | site | 0 | 1 | 1 | 2 | 9.32 | 2 | 9.32 | HITACHI(HE) |  | 1 | 1 | 0 | 1 | Flow 1: Port → Site | SHU | HITACHI
1652 | PRL-SHU-015-O1 | HVDC-ADOPT-HE-0125 | SHU | EQ-009 | 190007 | 1 | Outdoor covered | Corona shield | 186 | 93 | 80 | 1.3838 | 24 | 90 | Not stackable | 85446010 | SEK | 398093.9 | Maersk Hamburg | Sweden | Gothenburg | Khalifa port | 2024-05-02 | 2024-06-09 | [11 empty] | 2024-06-21 |  |  | CASE_LIST |  | 1 | site | SHU | 2024-06-21 | site | 0 | 1 | 1 | 2 | 1.73 | 0 | 1.73 | HITACHI(HE) |  | 1 | 1 | 0 | 1 | Flow 1: Port → Site | SHU | HITACHI
1653 | PRL-SHU-015-O1 | HVDC-ADOPT-HE-0125 | SHU | EQ-009 | 190008 | 1 | Outdoor covered | GGFL1225 Wallbushing | 840 | 111 | 133 | 12.4009 | 855 | 1790 | Stackable / 2 pcs | 85446010 | SEK | 398093.9 | Maersk Hamburg | Sweden | Gothenburg | Khalifa port | 2024-05-02 | 2024-06-09 | [11 empty] | 2024-06-21 |  |  | CASE_LIST |  | 1 | site | SHU | 2024-06-21 | site | 0 | 1 | 1 | 2 | 9.32 | 2 | 9.32 | HITACHI(HE) |  | 1 | 1 | 0 | 1 | Flow 1: Port → Site | SHU | HITACHI
1654 | PRL-SHU-015-O1 | HVDC-ADOPT-HE-0125 | SHU | EQ-009 | 190009 | 1 | Outdoor covered | Corona shield | 186 | 93 | 80 | 1.3838 | 24 | 90 | Not stackable | 85446010 | SEK | 398093.9 | Maersk Hamburg | Sweden | Gothenburg | Khalifa port | 2024-05-02 | 2024-06-09 | [11 empty] | 2024-06-21 |  |  | CASE_LIST |  | 1 | site | SHU | 2024-06-21 | site | 0 | 1 | 1 | 2 | 1.73 | 0 | 1.73 | HITACHI(HE) |  | 1 | 1 | 0 | 1 | Flow 1: Port → Site | SHU | HITACHI
1655 | PRL-SHU-015-O1 | HVDC-ADOPT-HE-0125 | SHU | EQ-009 | 190010 | 1 | Outdoor covered | GGFL1225 Wallbushing | 840 | 111 | 133 | 12.4009 | 855 | 1790 | Stackable / 2 pcs | 85446010 | SEK | 398093.9 | Maersk Hamburg | Sweden | Gothenburg | Khalifa port | 2024-05-02 | 2024-06-09 | [11 empty] | 2024-06-23 |  |  | CASE_LIST |  | 1 | site | SHU | 2024-06-23 | site | 0 | 1 | 1 | 2 | 9.32 | 2 | 9.32 | HITACHI(HE) |  | 1 | 1 | 0 | 1 | Flow 1: Port → Site | SHU | HITACHI
1656 | PRL-SHU-015-O1 | HVDC-ADOPT-HE-0125 | SHU | EQ-009 | 190011 | 1 | Outdoor covered | Corona shield | 186 | 93 | 80 | 1.3838 | 24 | 90 | Not stackable | 85446010 | SEK | 398093.9 | Maersk Hamburg | Sweden | Gothenburg | Khalifa port | 2024-05-02 | 2024-06-09 | [11 empty] | 2024-06-23 |  |  | CASE_LIST |  | 1 | site | SHU | 2024-06-23 | site | 0 | 1 | 1 | 2 | 1.73 | 0 | 1.73 | HITACHI(HE) |  | 1 | 1 | 0 | 1 | Flow 1: Port → Site | SHU | HITACHI
1657 | PRL-SHU-015-O1 | HVDC-ADOPT-HE-0125 | SHU | EQ-009 | 190012 | 1 | Outdoor covered | GGFL1225 Wallbushing | 840 | 111 | 133 | 12.4009 | 855 | 1790 | Stackable / 2 pcs | 85446010 | SEK | 398093.9 | Maersk Hamburg | Sweden | Gothenburg | Khalifa port | 2024-05-02 | 2024-06-09 | [11 empty] | 2024-06-23 |  |  | CASE_LIST |  | 1 | site | SHU | 2024-06-23 | site | 0 | 1 | 1 | 2 | 9.32 | 2 | 9.32 | HITACHI(HE) |  | 1 | 1 | 0 | 1 | Flow 1: Port → Site | SHU | HITACHI
1658 | PRL-SHU-015-O1 | HVDC-ADOPT-HE-0125 | SHU | EQ-009 | 190013 | 1 | Outdoor covered | Corona shield | 186 | 93 | 80 | 1.3838 | 24 | 90 | Not stackable | 85446010 | SEK | 398093.9 | Maersk Hamburg | Sweden | Gothenburg | Khalifa port | 2024-05-02 | 2024-06-09 | [11 empty] | 2024-06-23 |  |  | CASE_LIST |  | 1 | site | SHU | 2024-06-23 | site | 0 | 1 | 1 | 2 | 1.73 | 0 | 1.73 | HITACHI(HE) |  | 1 | 1 | 0 | 1 | Flow 1: Port → Site | SHU | HITACHI
1659 | PRL-SHU-015-O1 | HVDC-ADOPT-HE-0125 | SHU | EQ-009 | 190014 | 1 | Outdoor covered | GGFL1225 Wallbushing | 840 | 111 | 133 | 12.4009 | 855 | 1790 | Stackable / 2 pcs | 85446010 | SEK | 398093.9 | Maersk Hamburg | Sweden | Gothenburg | Khalifa port | 2024-05-02 | 2024-06-09 | [11 empty] | 2024-06-25 |  |  | CASE_LIST |  | 1 | site | SHU | 2024-06-25 | site | 0 | 1 | 1 | 2 | 9.32 | 2 | 9.32 | HITACHI(HE) |  | 1 | 1 | 0 | 1 | Flow 1: Port → Site | SHU | HITACHI
1660 | PRL-SHU-015-O1 | HVDC-ADOPT-HE-0125 | SHU | EQ-009 | 190015 | 1 | Outdoor covered | Corona shield | 186 | 93 | 80 | 1.3838 | 24 | 90 | Not stackable | 85446010 | SEK | 398093.9 | Maersk Hamburg | Sweden | Gothenburg | Khalifa port | 2024-05-02 | 2024-06-09 | [11 empty] | 2024-06-23 |  |  | CASE_LIST |  | 1 | site | SHU | 2024-06-23 | site | 0 | 1 | 1 | 2 | 1.73 | 0 | 1.73 | HITACHI(HE) |  | 1 | 1 | 0 | 1 | Flow 1: Port → Site | SHU | HITACHI
1661 | PRL-SHU-015-O1 | HVDC-ADOPT-HE-0125 | SHU | EQ-009 | 190016 | 1 | Outdoor covered | GGFL1225 Wallbushing | 840 | 111 | 133 | 12.4009 | 855 | 1790 | Stackable / 2 pcs | 85446010 | SEK | 398093.9 | Maersk Hamburg | Sweden | Gothenburg | Khalifa port | 2024-05-02 | 2024-06-09 | [11 empty] | 2024-06-25 |  |  | CASE_LIST |  | 1 | site | SHU | 2024-06-25 | site | 0 | 1 | 1 | 2 | 9.32 | 2 | 9.32 | HITACHI(HE) |  | 1 | 1 | 0 | 1 | Flow 1: Port → Site | SHU | HITACHI
1662 | PRL-SHU-015-O1 | HVDC-ADOPT-HE-0125 | SHU | EQ-009 | 190017 | 1 | Outdoor covered | Corona shield | 186 | 93 | 80 | 1.3838 | 24 | 90 | Not stackable | 85446010 | SEK | 398093.9 | Maersk Hamburg | Sweden | Gothenburg | Khalifa port | 2024-05-02 | 2024-06-09 | [11 empty] | 2024-06-23 |  |  | CASE_LIST |  | 1 | site | SHU | 2024-06-23 | site | 0 | 1 | 1 | 2 | 1.73 | 0 | 1.73 | HITACHI(HE) |  | 1 | 1 | 0 | 1 | Flow 1: Port → Site | SHU | HITACHI
1663 | PRL-SHU-015-O1 | HVDC-ADOPT-HE-0125 | SHU | EQ-009 | 190018 | 1 | Outdoor covered | GGFL1225 Wallbushing | 840 | 111 | 133 | 12.4009 | 855 | 1790 | Stackable / 2 pcs | 85446010 | SEK | 398093.9 | Maersk Hamburg | Sweden | Gothenburg | Khalifa port | 2024-05-02 | 2024-06-09 | [11 empty] | 2024-06-21 |  |  | CASE_LIST |  | 1 | site | SHU | 2024-06-21 | site | 0 | 1 | 1 | 2 | 9.32 | 2 | 9.32 | HITACHI(HE) |  | 1 | 1 | 0 | 1 | Flow 1: Port → Site | SHU | HITACHI
1664 | PRL-SHU-015-O1 | HVDC-ADOPT-HE-0125 | SHU | EQ-009 | 190019 | 1 | Outdoor covered | Corona shield | 186 | 93 | 80 | 1.3838 | 24 | 90 | Not stackable | 85446010 | SEK | 398093.9 | Maersk Hamburg | Sweden | Gothenburg | Khalifa port | 2024-05-02 | 2024-06-09 | [11 empty] | 2024-06-23 |  |  | CASE_LIST |  | 1 | site | SHU | 2024-06-23 | site | 0 | 1 | 1 | 2 | 1.73 | 0 | 1.73 | HITACHI(HE) |  | 1 | 1 | 0 | 1 | Flow 1: Port → Site | SHU | HITACHI
1665 | PRL-SHU-015-O1 | HVDC-ADOPT-HE-0125 | SHU | EQ-009 | 190020 | 1 | Outdoor covered | GGFL1225 Wallbushing | 840 | 111 | 133 | 12.4009 | 852 | 1790 | Stackable / 2 pcs | 85446010 | SEK | 398093.9 | Maersk Hamburg | Sweden | Gothenburg | Khalifa port | 2024-05-02 | 2024-06-09 | [11 empty] | 2024-06-21 |  |  | CASE_LIST |  | 1 | site | SHU | 2024-06-21 | site | 0 | 1 | 1 | 2 | 9.32 | 2 | 9.32 | HITACHI(HE) |  | 1 | 1 | 0 | 1 | Flow 1: Port → Site | SHU | HITACHI
1666 | PRL-SHU-015-O1 | HVDC-ADOPT-HE-0125 | SHU | EQ-009 | 190021 | 1 | Outdoor covered | Corona shield | 186 | 93 | 80 | 1.3838 | 24 | 90 | Not stackable | 85446010 | SEK | 398093.9 | Maersk Hamburg | Sweden | Gothenburg | Khalifa port | 2024-05-02 | 2024-06-09 | [11 empty] | 2024-06-23 |  |  | CASE_LIST |  | 1 | site | SHU | 2024-06-23 | site | 0 | 1 | 1 | 2 | 1.73 | 0 | 1.73 | HITACHI(HE) |  | 1 | 1 | 0 | 1 | Flow 1: Port → Site | SHU | HITACHI
1667 | PRL-SHU-015-O1 | HVDC-ADOPT-HE-0125 | SHU | EQ-009 | 190022 | 1 | Outdoor covered | GGFL1225 Wallbushing | 840 | 111 | 133 | 12.4009 | 852 | 1790 | Stackable / 2 pcs | 85446010 | SEK | 398093.9 | Maersk Hamburg | Sweden | Gothenburg | Khalifa port | 2024-05-02 | 2024-06-09 | [11 empty] | 2024-06-25 |  |  | CASE_LIST |  | 1 | site | SHU | 2024-06-25 | site | 0 | 1 | 1 | 2 | 9.32 | 2 | 9.32 | HITACHI(HE) |  | 1 | 1 | 0 | 1 | Flow 1: Port → Site | SHU | HITACHI
1668 | PRL-SHU-015-O1 | HVDC-ADOPT-HE-0125 | SHU | EQ-009 | 190023 | 1 | Outdoor covered | Corona shield | 186 | 93 | 80 | 1.3838 | 24 | 90 | Not stackable | 85446010 | SEK | 398093.9 | Maersk Hamburg | Sweden | Gothenburg | Khalifa port | 2024-05-02 | 2024-06-09 | [11 empty] | 2024-06-23 |  |  | CASE_LIST |  | 1 | site | SHU | 2024-06-23 | site | 0 | 1 | 1 | 2 | 1.73 | 0 | 1.73 | HITACHI(HE) |  | 1 | 1 | 0 | 1 | Flow 1: Port → Site | SHU | HITACHI
1669 | PRL-SHU-015-O1 | HVDC-ADOPT-HE-0125 | SHU | EQ-009 | 190024 | 1 | Outdoor covered | GGFL 1300 Wallbushing | 1140 | 126 | 131 | 18.8168 | 1635 | 2720 | Not stackable | 85446010 | SEK | 398093.9 | Maersk Hamburg | Sweden | Gothenburg | Khalifa port | 2024-05-02 | 2024-06-09 | [11 empty] | 2024-06-23 |  |  | CASE_LIST |  | 1 | site | SHU | 2024-06-23 | site | 0 | 1 | 1 | 2 | 14.36 | 0 | 14.36 | HITACHI(HE) |  | 1 | 1 | 0 | 1 | Flow 1: Port → Site | SHU | HITACHI
1670 | PRL-SHU-015-O1 | HVDC-ADOPT-HE-0125 | SHU | EQ-009 | 190025 | 1 | Outdoor covered | Corona shield - 1ZSC001635-AAL | 120 | 120 | 112 | 1.6128 | 95 | 145 | Not stackable | 85446010 | SEK | 398093.9 | Maersk Hamburg | Sweden | Gothenburg | Khalifa port | 2024-05-02 | 2024-06-09 | [11 empty] | 2024-06-21 |  |  | CASE_LIST |  | 1 | site | SHU | 2024-06-21 | site | 0 | 1 | 1 | 2 | 1.44 | 0 | 1.44 | HITACHI(HE) |  | 1 | 1 | 0 | 1 | Flow 1: Port → Site | SHU | HITACHI
1671 | PRL-SHU-015-O1 | HVDC-ADOPT-HE-0125 | SHU | EQ-009 | 190026 | 1 | Outdoor covered | Corona shield - 1ZSC001635-AAF | 131 | 131 | 107 | 1.8362 | 50 | 125 | Not stackable | 85446010 | SEK | 398093.9 | Maersk Hamburg | Sweden | Gothenburg | Khalifa port | 2024-05-02 | 2024-06-09 | [11 empty] | 2024-06-23 |  |  | CASE_LIST |  | 1 | site | SHU | 2024-06-23 | site | 0 | 1 | 1 | 2 | 1.72 | 0 | 1.72 | HITACHI(HE) |  | 1 | 1 | 0 | 1 | Flow 1: Port → Site | SHU | HITACHI
1672 | PRL-SHU-015-O1 | HVDC-ADOPT-HE-0125 | SHU | EQ-009 | 190027 | 1 | Outdoor covered | GGFL 1300 Wallbushing | 1140 | 126 | 131 | 18.8168 | 1635 | 2720 | Not stackable | 85446010 | SEK | 398093.9 | Maersk Hamburg | Sweden | Gothenburg | Khalifa port | 2024-05-02 | 2024-06-09 | [11 empty] | 2024-06-21 |  |  | CASE_LIST |  | 1 | site | SHU | 2024-06-21 | site | 0 | 1 | 1 | 2 | 14.36 | 0 | 14.36 | HITACHI(HE) |  | 1 | 1 | 0 | 1 | Flow 1: Port → Site | SHU | HITACHI
1673 | PRL-SHU-015-O1 | HVDC-ADOPT-HE-0125 | SHU | EQ-009 | 190028 | 1 | Outdoor covered | Corona shield - 1ZSC001635-AAL | 120 | 120 | 112 | 1.6128 | 95 | 145 | Not stackable | 85446010 | SEK | 398093.9 | Maersk Hamburg | Sweden | Gothenburg | Khalifa port | 2024-05-02 | 2024-06-09 | [11 empty] | 2024-06-21 |  |  | CASE_LIST |  | 1 | site | SHU | 2024-06-21 | site | 0 | 1 | 1 | 2 | 1.44 | 0 | 1.44 | HITACHI(HE) |  | 1 | 1 | 0 | 1 | Flow 1: Port → Site | SHU | HITACHI
1674 | PRL-SHU-015-O1 | HVDC-ADOPT-HE-0125 | SHU | EQ-009 | 190029 | 1 | Outdoor covered | Corona shield - 1ZSC001635-AAF | 131 | 131 | 107 | 1.8362 | 50 | 125 | Not stackable | 85446010 | SEK | 398093.9 | Maersk Hamburg | Sweden | Gothenburg | Khalifa port | 2024-05-02 | 2024-06-09 | [11 empty] | 2024-06-25 |  |  | CASE_LIST |  | 1 | site | SHU | 2024-06-25 | site | 0 | 1 | 1 | 2 | 1.72 | 0 | 1.72 | HITACHI(HE) |  | 1 | 1 | 0 | 1 | Flow 1: Port → Site | SHU | HITACHI
1675 | PRL-SHU-015-O1 | HVDC-ADOPT-HE-0125 | SHU | EQ-009 | 190030 | 1 | Outdoor covered | GSA 52-AA/4000 Wallbushing | 252 | 64 | 71 | 1.1451 | 110 | 200 | Not stackable | 85446010 | SEK | 398093.9 | Maersk Hamburg | Sweden | Gothenburg | Khalifa port | 2024-05-02 | 2024-06-09 | [11 empty] | 2024-06-23 |  |  | CASE_LIST |  | 1 | site | SHU | 2024-06-23 | site | 0 | 1 | 1 | 2 | 1.61 | 0 | 1.61 | HITACHI(HE) |  | 1 | 1 | 0 | 1 | Flow 1: Port → Site | SHU | HITACHI
1676 | PRL-SHU-015-O1 | HVDC-ADOPT-HE-0125 | SHU | EQ-009 | 190031 | 1 | Outdoor covered | GSA 52-AA/4000 Wallbushing | 252 | 64 | 71 | 1.1451 | 110 | 200 | Not stackable | 85446010 | SEK | 398093.9 | Maersk Hamburg | Sweden | Gothenburg | Khalifa port | 2024-05-02 | 2024-06-09 | [11 empty] | 2024-06-21 |  |  | CASE_LIST |  | 1 | site | SHU | 2024-06-21 | site | 0 | 1 | 1 | 2 | 1.61 | 0 | 1.61 | HITACHI(HE) |  | 1 | 1 | 0 | 1 | Flow 1: Port → Site | SHU | HITACHI
1677 | PRL-SHU-015-O1 | HVDC-ADOPT-HE-0125 | SHU | EQ-009 | 190032 | 1 | Outdoor covered | GGFL 1300 Wallbushing | 1140 | 126 | 131 | 18.8168 | 1635 | 2720 | Not stackable | 85446010 | SEK | 398093.9 | Maersk Hamburg | Sweden | Gothenburg | Khalifa port | 2024-05-02 | 2024-06-09 | [11 empty] | 2024-06-23 |  |  | CASE_LIST |  | 1 | site | SHU | 2024-06-23 | site | 0 | 1 | 1 | 2 | 14.36 | 0 | 14.36 | HITACHI(HE) |  | 1 | 1 | 0 | 1 | Flow 1: Port → Site | SHU | HITACHI
1678 | PRL-SHU-015-O1 | HVDC-ADOPT-HE-0125 | SHU | EQ-009 | 190033 | 1 | Outdoor covered | Corona shield - 1ZSC001635-AAL | 120 | 120 | 112 | 1.6128 | 95 | 145 | Not stackable | 85446010 | SEK | 398093.9 | Maersk Hamburg | Sweden | Gothenburg | Khalifa port | 2024-05-02 | 2024-06-09 | [11 empty] | 2024-06-21 |  |  | CASE_LIST |  | 1 | site | SHU | 2024-06-21 | site | 0 | 1 | 1 | 2 | 1.44 | 0 | 1.44 | HITACHI(HE) |  | 1 | 1 | 0 | 1 | Flow 1: Port → Site | SHU | HITACHI
1679 | PRL-SHU-015-O1 | HVDC-ADOPT-HE-0125 | SHU | EQ-009 | 190034 | 1 | Outdoor covered | Corona shield - 1ZSC001635-AAF | 131 | 131 | 107 | 1.8362 | 50 | 125 | Not stackable | 85446010 | SEK | 398093.9 | Maersk Hamburg | Sweden | Gothenburg | Khalifa port | 2024-05-02 | 2024-06-09 | [11 empty] | 2024-06-25 |  |  | CASE_LIST |  | 1 | site | SHU | 2024-06-25 | site | 0 | 1 | 1 | 2 | 1.72 | 0 | 1.72 | HITACHI(HE) |  | 1 | 1 | 0 | 1 | Flow 1: Port → Site | SHU | HITACHI
1680 | PRL-SHU-015-O1 | HVDC-ADOPT-HE-0125 | SHU | EQ-009 | 190035 | 1 | Outdoor covered | GGFL 1300 Wallbushing | 1140 | 126 | 131 | 18.8168 | 1635 | 2720 | Not stackable | 85446010 | SEK | 398093.9 | Maersk Hamburg | Sweden | Gothenburg | Khalifa port | 2024-05-02 | 2024-06-09 | [11 empty] | 2024-06-25 |  |  | CASE_LIST |  | 1 | site | SHU | 2024-06-25 | site | 0 | 1 | 1 | 2 | 14.36 | 0 | 14.36 | HITACHI(HE) |  | 1 | 1 | 0 | 1 | Flow 1: Port → Site | SHU | HITACHI
1681 | PRL-SHU-015-O1 | HVDC-ADOPT-HE-0125 | SHU | EQ-009 | 190036 | 1 | Outdoor covered | Corona shield - 1ZSC001635-AAL | 120 | 120 | 112 | 1.6128 | 95 | 145 | Not stackable | 85446010 | SEK | 398093.9 | Maersk Hamburg | Sweden | Gothenburg | Khalifa port | 2024-05-02 | 2024-06-09 | [11 empty] | 2024-06-25 |  |  | CASE_LIST |  | 1 | site | SHU | 2024-06-25 | site | 0 | 1 | 1 | 2 | 1.44 | 0 | 1.44 | HITACHI(HE) |  | 1 | 1 | 0 | 1 | Flow 1: Port → Site | SHU | HITACHI
1682 | PRL-SHU-015-O1 | HVDC-ADOPT-HE-0125 | SHU | EQ-009 | 190037 | 1 | Outdoor covered | Corona shield - 1ZSC001635-AAF | 131 | 131 | 107 | 1.8362 | 50 | 125 | Not stackable | 85446010 | SEK | 398093.9 | Maersk Hamburg | Sweden | Gothenburg | Khalifa port | 2024-05-02 | 2024-06-09 | [11 empty] | 2024-06-23 |  |  | CASE_LIST |  | 1 | site | SHU | 2024-06-23 | site | 0 | 1 | 1 | 2 | 1.72 | 0 | 1.72 | HITACHI(HE) |  | 1 | 1 | 0 | 1 | Flow 1: Port → Site | SHU | HITACHI
1429 | PRL-SHU-006-O1 | HVDC-ADOPT-HE-0124 | SHU | EQ-098 | 191086 | 1 | Outdoor Covered | Commutating DC Switches | 118 | 163 | 52 | 1.0002 | 15 | 83 | Not stackable | 85352900 | EUR | 7397.31 | MSC Luciana | Sweden | Antwerpen | Khalifa port | 2024-03-27 | 2024-05-04 | [11 empty] | 2024-06-15 |  |  | CASE_LIST |  | 1 | site | SHU | 2024-06-15 | site | 0 | 1 | 1 | 2 | 1.92 | 0 | 1.92 | HITACHI(HE) |  | 1 | 1 | 0 | 1 | Flow 1: Port → Site | SHU | HITACHI
1430 | PRL-SHU-006-O1 | HVDC-ADOPT-HE-0124 | SHU | EQ-098 | 191087 | 1 | Outdoor Covered | Insulator | 63 | 63 | 39 | 0.155 | 86 | 102 | Not stackable | 85352900 | EUR | 7397.31 | MSC Luciana | Sweden | Antwerpen | Khalifa port | 2024-03-27 | 2024-05-04 | [11 empty] | 2024-06-15 |  |  | CASE_LIST |  | 1 | site | SHU | 2024-06-15 | site | 0 | 1 | 1 | 2 | 0.4 | 0 | 0.4 | HITACHI(HE) |  | 1 | 1 | 0 | 1 | Flow 1: Port → Site | SHU | HITACHI
1419 | PRL-SHU-007-O2 Spare Lot 1 | HVDC-ADOPT-HE-0123 | SHU | EQ-098 | 190958 | 1 | Outdoor Covered | Spare Single Phase Filter reactor | 153 | 153 | 192 | 4.495 | 230 | 395 | Not stackable | 85045000 | EUR | 3486.52 | MSC Luciana | Sweden | Antwerpen | Khalifa port | 2024-03-27 | 2024-05-04 | [11 empty] | 2024-06-15 |  |  | CASE_LIST |  | 1 | site | SHU | 2024-06-15 | site | 0 | 1 | 1 | 2 | 2.34 | 0 | 2.34 | HITACHI(HE) |  | 1 | 1 | 0 | 1 | Flow 1: Port → Site | SHU | HITACHI
1420 | PRL-SHU-007-O2 Spare Lot 1 | HVDC-ADOPT-HE-0123 | SHU | EQ-098 | 190960 | 1 | Outdoor Covered | Spare Insulator | 156 | 43 | 48 | 0.322 | 184 | 214 | Not stackable | 85045000 | EUR | 3486.52 | MSC Luciana | Sweden | Antwerpen | Khalifa port | 2024-03-27 | 2024-05-04 | [11 empty] | 2024-06-15 |  |  | CASE_LIST |  | 1 | site | SHU | 2024-06-15 | site | 0 | 1 | 1 | 2 | 0.67 | 0 | 0.67 | HITACHI(HE) |  | 1 | 1 | 0 | 1 | Flow 1: Port → Site | SHU | HITACHI
1421 | PRL-SHU-007-O1 | HVDC-ADOPT-HE-0122 | SHU | EQ-098 | 190950 | 1 | Outdoor Covered | Single-phase HVDC Filter Reactor | 244 | 230 | 215 | 12.066 | 682 | 1157 | Not stackable | 85045000 | EUR | 18957.29 | MSC Luciana | Sweden | Antwerpen | Khalifa port | 2024-03-27 | 2024-05-04 | [11 empty] | 2024-06-15 |  |  | CASE_LIST |  | 1 | site | SHU | 2024-06-15 | site | 0 | 1 | 1 | 2 | 5.61 | 0 | 5.61 | HITACHI(HE) |  | 1 | 1 | 0 | 1 | Flow 1: Port → Site | SHU | HITACHI
1422 | PRL-SHU-007-O1 | HVDC-ADOPT-HE-0122 | SHU | EQ-098 | 190951 | 1 | Outdoor Covered | Single-phase HVDC Filter Reactor | 244 | 230 | 215 | 12.066 | 682 | 1157 | Not stackable | 85045000 | EUR | 18957.29 | MSC Luciana | Sweden | Antwerpen | Khalifa port | 2024-03-27 | 2024-05-04 | [11 empty] | 2024-06-15 |  |  | CASE_LIST |  | 1 | site | SHU | 2024-06-15 | site | 0 | 1 | 1 | 2 | 5.61 | 0 | 5.61 | HITACHI(HE) |  | 1 | 1 | 0 | 1 | Flow 1: Port → Site | SHU | HITACHI
1423 | PRL-SHU-007-O1 | HVDC-ADOPT-HE-0122 | SHU | EQ-098 | 190952 | 1 | Outdoor Covered | Single-phase HVDC Filter Reactor | 244 | 230 | 215 | 12.066 | 682 | 1157 | Not stackable | 85045000 | EUR | 18957.29 | MSC Luciana | Sweden | Antwerpen | Khalifa port | 2024-03-27 | 2024-05-04 | [11 empty] | 2024-06-15 |  |  | CASE_LIST |  | 1 | site | SHU | 2024-06-15 | site | 0 | 1 | 1 | 2 | 5.61 | 0 | 5.61 | HITACHI(HE) |  | 1 | 1 | 0 | 1 | Flow 1: Port → Site | SHU | HITACHI
1424 | PRL-SHU-007-O1 | HVDC-ADOPT-HE-0122 | SHU | EQ-098 | 190953 | 1 | Outdoor Covered | Single-phase HVDC Filter Reactor | 244 | 230 | 215 | 12.066 | 682 | 1157 | Not stackable | 85045000 | EUR | 18957.29 | MSC Luciana | Sweden | Antwerpen | Khalifa port | 2024-03-27 | 2024-05-04 | [11 empty] | 2024-06-15 |  |  | CASE_LIST |  | 1 | site | SHU | 2024-06-15 | site | 0 | 1 | 1 | 2 | 5.61 | 0 | 5.61 | HITACHI(HE) |  | 1 | 1 | 0 | 1 | Flow 1: Port → Site | SHU | HITACHI
1425 | PRL-SHU-007-O1 | HVDC-ADOPT-HE-0122 | SHU | EQ-098 | 190954 | 1 | Outdoor Covered | Insulator | 124 | 104 | 83 | 1.07 | 588 | 683 | Not stackable | 85045000 | EUR | 18957.29 | MSC Luciana | Sweden | Antwerpen | Khalifa port | 2024-03-27 | 2024-05-04 | [11 empty] | 2024-06-15 |  |  | CASE_LIST |  | 1 | site | SHU | 2024-06-15 | site | 0 | 1 | 1 | 2 | 1.29 | 0 | 1.29 | HITACHI(HE) |  | 1 | 1 | 0 | 1 | Flow 1: Port → Site | SHU | HITACHI
1426 | PRL-SHU-007-O1 | HVDC-ADOPT-HE-0122 | SHU | EQ-098 | 190955 | 1 | Outdoor Covered | Insulator | 124 | 104 | 83 | 1.07 | 588 | 683 | Not stackable | 85045000 | EUR | 18957.29 | MSC Luciana | Sweden | Antwerpen | Khalifa port | 2024-03-27 | 2024-05-04 | [11 empty] | 2024-06-15 |  |  | CASE_LIST |  | 1 | site | SHU | 2024-06-15 | site | 0 | 1 | 1 | 2 | 1.29 | 0 | 1.29 | HITACHI(HE) |  | 1 | 1 | 0 | 1 | Flow 1: Port → Site | SHU | HITACHI
1427 | PRL-SHU-007-O1 | HVDC-ADOPT-HE-0122 | SHU | EQ-098 | 190956 | 1 | Outdoor Covered | Insulator | 161 | 119 | 99 | 1.897 | 1104 | 1237 | Not stackable | 85045000 | EUR | 18957.29 | MSC Luciana | Sweden | Antwerpen | Khalifa port | 2024-03-27 | 2024-05-04 | [11 empty] | 2024-06-15 |  |  | CASE_LIST |  | 1 | site | SHU | 2024-06-15 | site | 0 | 1 | 1 | 2 | 1.92 | 0 | 1.92 | HITACHI(HE) |  | 1 | 1 | 0 | 1 | Flow 1: Port → Site | SHU | HITACHI
1428 | PRL-SHU-007-O1 | HVDC-ADOPT-HE-0122 | SHU | EQ-098 | 190957 | 1 | Outdoor Covered | Insulator | 161 | 119 | 99 | 1.897 | 1104 | 1237 | Not stackable | 85045000 | EUR | 18957.29 | MSC Luciana | Sweden | Antwerpen | Khalifa port | 2024-03-27 | 2024-05-04 | [11 empty] | 2024-06-15 |  |  | CASE_LIST |  | 1 | site | SHU | 2024-06-15 | site | 0 | 1 | 1 | 2 | 1.92 | 0 | 1.92 | HITACHI(HE) |  | 1 | 1 | 0 | 1 | Flow 1: Port → Site | SHU | HITACHI
1416 | PRL-MIR-007-O2 Spare | HVDC-ADOPT-HE-0121 | MIR | EQ-098 | 279979 | 1 | Outdoor Covered | Spare Single Phase Filter reactor | 168 | 168 | 214 | 6.0399 | 257 | 457 | Not stackable | 85045000 | EUR | 2908.44 | MSC Luciana | Sweden | Antwerpen | Khalifa port | 2024-03-27 | 2024-05-04 | [10 empty] | 2024-06-12 |  |  |  | CASE_LIST |  | 1 | site | MIR | 2024-06-12 | site | 0 | 1 | 1 | 2 | 2.82 | 0 | 2.82 | HITACHI(HE) |  | 1 | 1 | 0 | 1 | Flow 1: Port → Site | MIR | HITACHI
1417 | PRL-MIR-007-O2 Spare | HVDC-ADOPT-HE-0121 | MIR | EQ-098 | 279980 | 1 | Outdoor Covered | Spare Insulator | 124 | 39 | 45 | 0.21762 | 98 | 118 | Not stackable | 85045000 | EUR | 2908.44 | MSC Luciana | Sweden | Antwerpen | Khalifa port | 2024-03-27 | 2024-05-04 | [10 empty] | 2024-06-12 |  |  |  | CASE_LIST |  | 1 | site | MIR | 2024-06-12 | site | 0 | 1 | 1 | 2 | 0.48 | 0 | 0.48 | HITACHI(HE) |  | 1 | 1 | 0 | 1 | Flow 1: Port → Site | MIR | HITACHI
1418 | PRL-MIR-007-O2 Spare | HVDC-ADOPT-HE-0121 | MIR | EQ-098 | 279981 | 1 | Outdoor Covered | Spare Insulator | 156 | 43 | 48 | 0.32198 | 184 | 214 | Not stackable | 85045000 | EUR | 2908.44 | MSC Luciana | Sweden | Antwerpen | Khalifa port | 2024-03-27 | 2024-05-04 | [10 empty] | 2024-06-12 |  |  |  | CASE_LIST |  | 1 | site | MIR | 2024-06-12 | site | 0 | 1 | 1 | 2 | 0.67 | 0 | 0.67 | HITACHI(HE) |  | 1 | 1 | 0 | 1 | Flow 1: Port → Site | MIR | HITACHI
1412 | PRL-MIR-007-O1 Lot 2 | HVDC-ADOPT-HE-0120 | MIR | EQ-098 | 279975 | 1 | Outdoor Covered | Insulator | 124 | 104 | 83 | 1.0704 | 588 | 683 | Not stackable | 85045000 | EUR | 14957.75 | MSC Luciana | Sweden | Antwerpen | Khalifa port | 2024-03-27 | 2024-05-04 | [10 empty] | 2024-06-12 |  |  |  | CASE_LIST |  | 1 | site | MIR | 2024-06-12 | site | 0 | 1 | 1 | 2 | 1.29 | 0 | 1.29 | HITACHI(HE) |  | 1 | 1 | 0 | 1 | Flow 1: Port → Site | MIR | HITACHI
1413 | PRL-MIR-007-O1 Lot 2 | HVDC-ADOPT-HE-0120 | MIR | EQ-098 | 279976 | 1 | Outdoor Covered | Insulator | 124 | 104 | 83 | 1.0704 | 588 | 683 | Not stackable | 85045000 | EUR | 14957.75 | MSC Luciana | Sweden | Antwerpen | Khalifa port | 2024-03-27 | 2024-05-04 | [10 empty] | 2024-06-12 |  |  |  | CASE_LIST |  | 1 | site | MIR | 2024-06-12 | site | 0 | 1 | 1 | 2 | 1.29 | 0 | 1.29 | HITACHI(HE) |  | 1 | 1 | 0 | 1 | Flow 1: Port → Site | MIR | HITACHI
1414 | PRL-MIR-007-O1 Lot 2 | HVDC-ADOPT-HE-0120 | MIR | EQ-098 | 279977 | 1 | Outdoor Covered | Insulator | 161 | 119 | 99 | 1.8967 | 1104 | 1237 | Not stackable | 85045000 | EUR | 14957.75 | MSC Luciana | Sweden | Antwerpen | Khalifa port | 2024-03-27 | 2024-05-04 | [10 empty] | 2024-06-12 |  |  |  | CASE_LIST |  | 1 | site | MIR | 2024-06-12 | site | 0 | 1 | 1 | 2 | 1.92 | 0 | 1.92 | HITACHI(HE) |  | 1 | 1 | 0 | 1 | Flow 1: Port → Site | MIR | HITACHI
1415 | PRL-MIR-007-O1 Lot 2 | HVDC-ADOPT-HE-0120 | MIR | EQ-098 | 279978 | 1 | Outdoor Covered | Insulator | 161 | 119 | 99 | 1.8967 | 1104 | 1237 | Not stackable | 85045000 | EUR | 14957.75 | MSC Luciana | Sweden | Antwerpen | Khalifa port | 2024-03-27 | 2024-05-04 | [10 empty] | 2024-06-12 |  |  |  | CASE_LIST |  | 1 | site | MIR | 2024-06-12 | site | 0 | 1 | 1 | 2 | 1.92 | 0 | 1.92 | HITACHI(HE) |  | 1 | 1 | 0 | 1 | Flow 1: Port → Site | MIR | HITACHI
1639 | PRL-CS-007-O2 Spare | HVDC-ADOPT-HE-0119 | DAS | EQ-098 | 208352 | 1 | Outdoor covered | Spare Single-phase HVDC Filter Reactor | 198 | 198 | 252 | 9.879 | 338 | 618 | Not stackable | 85045000 | EUR | 4046.53 | MSC Marie | Germany | Antwerpen | Khalifa port | 2024-04-30 | 2024-06-07 |  |  |  |  | 2024-06-13 | [7 empty] | 2025-04-30 |  | CASE_LIST | 1 | 1 | site | DAS | 2025-04-30 | site | 1 | 2 | 0 | 2 | 3.92 | 0 | 3.92 | HITACHI(HE) |  | 1 | 2 | 1 | 2 | Flow 2: Port → WH → Site | DAS | HITACHI
1640 | PRL-CS-007-O2 Spare | HVDC-ADOPT-HE-0119 | DAS | EQ-098 | 208353 | 1 | Outdoor covered | Spare Insulator | 124 | 39 | 45 | 0.218 | 98 | 118 | Not stackable | 85045000 | EUR | 4046.53 | MSC Marie | Germany | Antwerpen | Khalifa port | 2024-04-30 | 2024-06-07 |  |  |  |  | 2024-06-13 |  | 2025-06-13 | [5 empty] | 2025-06-19 |  | CASE_LIST | 1 | 1 | site | DAS | 2025-06-19 | site | 2 | 3 | -1 | 2 | 0.48 | 0 | 0.48 | HITACHI(HE) |  | 1 | 3 | 2 | 4 | Flow 4: Port → WH → MOSB → Site | DAS | HITACHI
1641 | PRL-CS-007-O2 Spare | HVDC-ADOPT-HE-0119 | DAS | EQ-098 | 208354 | 1 | Outdoor covered | Spare Insulator | 156 | 43 | 48 | 0.322 | 184 | 214 | Not stackable | 85045000 | EUR | 4046.53 | MSC Marie | Germany | Antwerpen | Khalifa port | 2024-04-30 | 2024-06-07 |  |  |  |  | 2024-06-13 |  | 2025-06-18 | [5 empty] | 2025-06-28 |  | CASE_LIST | 1 | 1 | site | DAS | 2025-06-28 | site | 2 | 3 | -1 | 2 | 0.67 | 0 | 0.67 | HITACHI(HE) |  | 1 | 3 | 2 | 4 | Flow 4: Port → WH → MOSB → Site | DAS | HITACHI
1642 | PRL-CS-007-O2 Spare | HVDC-ADOPT-HE-0119 | AGI | EQ-098 | 365400 | 1 | Outdoor covered | Spare Single phase Fliter reactor | 198 | 198 | 252 | 9.88 | 350 | 630 | Not stackable | 85045000 | EUR | 12356.44 | MSC Marie | Germany | Antwerpen | Khalifa port | 2024-04-30 | 2024-06-07 |  |  |  |  | 2024-06-13 | [9 empty] | CASE_LIST | 1 |  | warehouse | DSV Outdoor | 2024-06-13 | warehouse | 1 | 1 | -1 | 0 | 3.92 | 0 | 3.92 | HITACHI(HE) |  | 0 | 1 | 1 | 2 | Flow 2: Port → WH → Site | DSV Outdoor | HITACHI
1643 | PRL-CS-007-O2 Spare | HVDC-ADOPT-HE-0119 | AGI | EQ-098 | 365401 | 1 | Outdoor covered | Spare Insulator | 147 | 43 | 48 | 0.3 | 185 | 215 | Not stackable | 85045000 | EUR | 12356.44 | MSC Marie | Germany | Antwerpen | Khalifa port | 2024-04-30 | 2024-06-07 |  |  |  |  | 2024-06-13 | [9 empty] | CASE_LIST | 1 |  | warehouse | DSV Outdoor | 2024-06-13 | warehouse | 1 | 1 | -1 | 0 | 0.63 | 0 | 0.63 | HITACHI(HE) |  | 0 | 1 | 1 | 2 | Flow 2: Port → WH → Site | DSV Outdoor | HITACHI
1644 | PRL-CS-007-O2 Spare | HVDC-ADOPT-HE-0119 | AGI | EQ-098 | 365402 | 1 | Outdoor covered | Spare Insulator | 147 | 46 | 51 | 0.34 | 275 | 310 | Not stackable | 85045000 | EUR | 12356.44 | MSC Marie | Germany | Antwerpen | Khalifa port | 2024-04-30 | 2024-06-07 |  |  |  |  | 2024-06-13 | [9 empty] | CASE_LIST | 1 |  | warehouse | DSV Outdoor | 2024-06-13 | warehouse | 1 | 1 | -1 | 0 | 0.68 | 0 | 0.68 | HITACHI(HE) |  | 0 | 1 | 1 | 2 | Flow 2: Port → WH → Site | DSV Outdoor | HITACHI
1631 | PRL-CS-007-O1 Lot 2 | HVDC-ADOPT-HE-0118 | DAS | EQ-098 | 208348 | 1 | Outdoor covered | Insulator | 124 | 104 | 83 | 1.07 | 588 | 683 | Not stackable | 85045000 | EUR | 17233.9 | MSC Marie | Germany | Antwerpen | Khalifa port | 2024-04-30 | 2024-06-07 |  |  |  |  | 2024-06-13 |  | 2025-06-13 | [5 empty] | 2025-06-17 |  | CASE_LIST | 1 | 1 | site | DAS | 2025-06-17 | site | 2 | 3 | -1 | 2 | 1.29 | 0 | 1.29 | HITACHI(HE) |  | 1 | 3 | 2 | 4 | Flow 4: Port → WH → MOSB → Site | DAS | HITACHI
1632 | PRL-CS-007-O1 Lot 2 | HVDC-ADOPT-HE-0118 | DAS | EQ-098 | 208349 | 1 | Outdoor covered | Insulator | 124 | 104 | 83 | 1.07 | 588 | 683 | Not stackable | 85045000 | EUR | 17233.9 | MSC Marie | Germany | Antwerpen | Khalifa port | 2024-04-30 | 2024-06-07 |  |  |  |  | 2024-06-13 |  | 2025-06-13 | [5 empty] | 2025-06-17 |  | CASE_LIST | 1 | 1 | site | DAS | 2025-06-17 | site | 2 | 3 | -1 | 2 | 1.29 | 0 | 1.29 | HITACHI(HE) |  | 1 | 3 | 2 | 4 | Flow 4: Port → WH → MOSB → Site | DAS | HITACHI
1633 | PRL-CS-007-O1 Lot 2 | HVDC-ADOPT-HE-0118 | DAS | EQ-098 | 208350 | 1 | Outdoor covered | Insulator | 161 | 119 | 99 | 1.897 | 1104 | 1237 | Not stackable | 85045000 | EUR | 17233.9 | MSC Marie | Germany | Antwerpen | Khalifa port | 2024-04-30 | 2024-06-07 |  |  |  |  | 2024-06-13 |  | 2025-07-10 | [5 empty] | 2025-07-27 |  | CASE_LIST | 1 | 1 | site | DAS | 2025-07-27 | site | 2 | 3 | -1 | 2 | 1.92 | 0 | 1.92 | HITACHI(HE) |  | 1 | 3 | 2 | 4 | Flow 4: Port → WH → MOSB → Site | DAS | HITACHI
1634 | PRL-CS-007-O1 Lot 2 | HVDC-ADOPT-HE-0118 | DAS | EQ-098 | 208351 | 1 | Outdoor covered | Insulator | 161 | 119 | 99 | 1.897 | 1104 | 1237 | Not stackable | 85045000 | EUR | 17233.9 | MSC Marie | Germany | Antwerpen | Khalifa port | 2024-04-30 | 2024-06-07 |  |  |  |  | 2024-06-13 |  | 2025-07-10 | [5 empty] | 2025-07-27 |  | CASE_LIST | 1 | 1 | site | DAS | 2025-07-27 | site | 2 | 3 | -1 | 2 | 1.92 | 0 | 1.92 | HITACHI(HE) |  | 1 | 3 | 2 | 4 | Flow 4: Port → WH → MOSB → Site | DAS | HITACHI
1635 | PRL-CS-007-O1 Lot 2 | HVDC-ADOPT-HE-0118 | AGI | EQ-098 | 365396 | 1 | Outdoor covered | Insulator | 153 | 118 | 98 | 1.7693 | 1110 | 1240 | Not stackable | 85045000 | EUR | 12770.23 | MSC Marie | Germany | Antwerpen | Khalifa port | 2024-04-30 | 2024-06-07 |  |  |  |  | 2024-06-13 | [9 empty] | CASE_LIST | 1 |  | warehouse | DSV Outdoor | 2024-06-13 | warehouse | 1 | 1 | -1 | 0 | 1.81 | 0 | 1.81 | HITACHI(HE) |  | 0 | 1 | 1 | 2 | Flow 2: Port → WH → Site | DSV Outdoor | HITACHI
1636 | PRL-CS-007-O1 Lot 2 | HVDC-ADOPT-HE-0118 | AGI | EQ-098 | 365397 | 1 | Outdoor covered | Insulator | 153 | 118 | 98 | 1.7693 | 1110 | 1240 | Not stackable | 85045000 | EUR | 12770.23 | MSC Marie | Germany | Antwerpen | Khalifa port | 2024-04-30 | 2024-06-07 |  |  |  |  | 2024-06-13 | [9 empty] | CASE_LIST | 1 |  | warehouse | DSV Outdoor | 2024-06-13 | warehouse | 1 | 1 | -1 | 0 | 1.81 | 0 | 1.81 | HITACHI(HE) |  | 0 | 1 | 1 | 2 | Flow 2: Port → WH → Site | DSV Outdoor | HITACHI
1637 | PRL-CS-007-O1 Lot 2 | HVDC-ADOPT-HE-0118 | AGI | EQ-098 | 365398 | 1 | Outdoor covered | Insulator | 153 | 125 | 107 | 2.0464 | 1650 | 1795 | Not stackable | 85045000 | EUR | 12770.23 | MSC Marie | Germany | Antwerpen | Khalifa port | 2024-04-30 | 2024-06-07 |  |  |  |  | 2024-06-13 | [9 empty] | CASE_LIST | 1 |  | warehouse | DSV Outdoor | 2024-06-13 | warehouse | 1 | 1 | -1 | 0 | 1.91 | 0 | 1.91 | HITACHI(HE) |  | 0 | 1 | 1 | 2 | Flow 2: Port → WH → Site | DSV Outdoor | HITACHI
1638 | PRL-CS-007-O1 Lot 2 | HVDC-ADOPT-HE-0118 | AGI | EQ-098 | 365399 | 1 | Outdoor covered | Insulator | 153 | 125 | 107 | 2.0464 | 1650 | 1795 | Not stackable | 85045000 | EUR | 12770.23 | MSC Marie | Germany | Antwerpen | Khalifa port | 2024-04-30 | 2024-06-07 |  |  |  |  | 2024-06-13 | [9 empty] | CASE_LIST | 1 |  | warehouse | DSV Outdoor | 2024-06-13 | warehouse | 1 | 1 | -1 | 0 | 1.91 | 0 | 1.91 | HITACHI(HE) |  | 0 | 1 | 1 | 2 | Flow 2: Port → WH → Site | DSV Outdoor | HITACHI
1411 | PRL-SHU-007-O2 Spare | HVDC-ADOPT-HE-0117 | SHU | EQ-098 | 190959 | 1 | Outdoor Covered | Spare Insulator | 124 | 39 | 45 | 0.218 | 98 | 118 | Not stackable | 85045000 | EUR | 3486.52 | MSC Luciana | Sweden | Antwerpen | Khalifa port | 2024-03-27 | 2024-05-04 | [11 empty] | 2024-06-15 |  |  | CASE_LIST |  | 1 | site | SHU | 2024-06-15 | site | 0 | 1 | 1 | 2 | 0.48 | 0 | 0.48 | HITACHI(HE) |  | 1 | 1 | 0 | 1 | Flow 1: Port → Site | SHU | HITACHI
1281 | PRL-SHU-010-OS | HVDC-ADOPT-HE-0116 | SHU | EQ-002 | 190073 | 1 | Outdoor Covered | Transformator 8721323 | 757 | 413 | 466 | 145.691 | 198000 | 198000 | Not Satckable | 85042300 | SEK | 31298760 | BBC Africa | Sweden | Uddevalla | Mugharraq | 2024-04-02 | 2024-05-23 | [11 empty] | 2024-06-11 |  |  | CASE_LIST |  | 1 | site | SHU | 2024-06-11 | site | 0 | 1 | 1 | 2 | 31.26 | 0 | 31.26 | HITACHI(HE) |  | 1 | 1 | 0 | 1 | Flow 1: Port → Site | SHU | HITACHI
1282 | PRL-SHU-010-OS | HVDC-ADOPT-HE-0116 | SHU | EQ-002 | 190074 | 1 | Outdoor Covered | Transformer Accessories 8721323 | 80 | 60 | 53 | 0.254 | 47 | 60 | Stackability 600kg/m2 | 85042300 | SEK | 474223.6 | BBC Africa | Sweden | Uddevalla | Mugharraq | 2024-04-02 | 2024-05-23 | [11 empty] | 2024-06-10 |  |  | CASE_LIST |  | 1 | site | SHU | 2024-06-10 | site | 0 | 1 | 1 | 2 | 0.48 | 1 | 0.48 | HITACHI(HE) |  | 1 | 1 | 0 | 1 | Flow 1: Port → Site | SHU | HITACHI
1283 | PRL-SHU-010-OS | HVDC-ADOPT-HE-0116 | SHU | EQ-002 | 190075 | 1 | Indoor | Transformer Accessories 8721323 (DGD) | 40 | 30 | 40 | 0.048 | 10 | 12 | Stackability 600kg/m2 | 85042300 | SEK | 474223.6 | BBC Africa | Sweden | Uddevalla | Mugharraq | 2024-04-02 | 2024-05-23 | [6 empty] | 2024-06-11 |  |  |  |  | 2024-10-18 |  |  | CASE_LIST | 1 | 1 | site | SHU | 2024-10-18 | site | 1 | 2 | 0 | 2 | 0.12 | 1 | 0.12 | HITACHI(HE) |  | 1 | 2 | 1 | 3 | Flow 3: Port → MOSB → Site | SHU | HITACHI
1284 | PRL-SHU-010-OS | HVDC-ADOPT-HE-0116 | SHU | EQ-002 | 190076 | 1 | Outdoor Covered | Transformer Accessories 8721323 | 930 | 99 | 133 | 12.245 | 2740 | 3640 | Stackability 600kg/m2 | 85042300 | SEK | 474223.6 | BBC Africa | Sweden | Uddevalla | Mugharraq | 2024-04-02 | 2024-05-23 | [11 empty] | 2024-06-10 |  |  | CASE_LIST |  | 1 | site | SHU | 2024-06-10 | site | 0 | 1 | 1 | 2 | 9.21 | 1 | 9.21 | HITACHI(HE) |  | 1 | 1 | 0 | 1 | Flow 1: Port → Site | SHU | HITACHI
1285 | PRL-SHU-010-OS | HVDC-ADOPT-HE-0116 | SHU | EQ-002 | 190077 | 1 | Outdoor Covered | Transformer Accessories 8721323 | 930 | 99 | 133 | 12.245 | 2740 | 3640 | Stackability 600kg/m2 | 85042300 | SEK | 474223.6 | BBC Africa | Sweden | Uddevalla | Mugharraq | 2024-04-02 | 2024-05-23 | [11 empty] | 2024-06-10 |  |  | CASE_LIST |  | 1 | site | SHU | 2024-06-10 | site | 0 | 1 | 1 | 2 | 9.21 | 1 | 9.21 | HITACHI(HE) |  | 1 | 1 | 0 | 1 | Flow 1: Port → Site | SHU | HITACHI
1286 | PRL-SHU-010-OS | HVDC-ADOPT-HE-0116 | SHU | EQ-002 | 190078 | 1 | Outdoor Covered | Transformer Accessories 8721323 | 630 | 76 | 83 | 3.974 | 665 | 930 | Stackability 600kg/m2 | 85042300 | SEK | 474223.6 | BBC Africa | Sweden | Uddevalla | Mugharraq | 2024-04-02 | 2024-05-23 | [11 empty] | 2024-06-10 |  |  | CASE_LIST |  | 1 | site | SHU | 2024-06-10 | site | 0 | 1 | 1 | 2 | 4.79 | 1 | 4.79 | HITACHI(HE) |  | 1 | 1 | 0 | 1 | Flow 1: Port → Site | SHU | HITACHI
1287 | PRL-SHU-010-OS | HVDC-ADOPT-HE-0116 | SHU | EQ-002 | 190079 | 1 | Outdoor Covered | Transformer Accessories 8721323 | 176 | 36 | 43 | 0.272 | 40 | 80 | Stackability 600kg/m2 | 85042300 | SEK | 474223.6 | BBC Africa | Sweden | Uddevalla | Mugharraq | 2024-04-02 | 2024-05-23 | [11 empty] | 2024-06-10 |  |  | CASE_LIST |  | 1 | site | SHU | 2024-06-10 | site | 0 | 1 | 1 | 2 | 0.63 | 1 | 0.63 | HITACHI(HE) |  | 1 | 1 | 0 | 1 | Flow 1: Port → Site | SHU | HITACHI
1288 | PRL-SHU-010-OS | HVDC-ADOPT-HE-0116 | SHU | EQ-002 | 190080 | 1 | Outdoor Covered | Transformer Accessories 8721323 | 479 | 176 | 198 | 16.692 | 1400 | 2000 | Stackability 600kg/m2 | 85042300 | SEK | 474223.6 | BBC Africa | Sweden | Uddevalla | Mugharraq | 2024-04-02 | 2024-05-23 | [11 empty] | 2024-06-10 |  |  | CASE_LIST |  | 1 | site | SHU | 2024-06-10 | site | 0 | 1 | 1 | 2 | 8.43 | 1 | 8.43 | HITACHI(HE) |  | 1 | 1 | 0 | 1 | Flow 1: Port → Site | SHU | HITACHI
1289 | PRL-SHU-010-OS | HVDC-ADOPT-HE-0116 | SHU | EQ-002 | 190081 | 1 | Outdoor Covered | Transformer Accessories 8721323 | 479 | 176 | 198 | 16.692 | 1400 | 2000 | Stackability 600kg/m2 | 85042300 | SEK | 474223.6 | BBC Africa | Sweden | Uddevalla | Mugharraq | 2024-04-02 | 2024-05-23 | [11 empty] | 2024-06-10 |  |  | CASE_LIST |  | 1 | site | SHU | 2024-06-10 | site | 0 | 1 | 1 | 2 | 8.43 | 1 | 8.43 | HITACHI(HE) |  | 1 | 1 | 0 | 1 | Flow 1: Port → Site | SHU | HITACHI
1290 | PRL-SHU-010-OS | HVDC-ADOPT-HE-0116 | SHU | EQ-002 | 190082 | 1 | Outdoor Covered | Transformer Accessories 8721323 | 479 | 176 | 198 | 16.692 | 1400 | 2200 | Stackability 600kg/m2 | 85042300 | SEK | 474223.6 | BBC Africa | Sweden | Uddevalla | Mugharraq | 2024-04-02 | 2024-05-23 | [11 empty] | 2024-06-10 |  |  | CASE_LIST |  | 1 | site | SHU | 2024-06-10 | site | 0 | 1 | 1 | 2 | 8.43 | 1 | 8.43 | HITACHI(HE) |  | 1 | 1 | 0 | 1 | Flow 1: Port → Site | SHU | HITACHI
1291 | PRL-SHU-010-OS | HVDC-ADOPT-HE-0116 | SHU | EQ-002 | 190083 | 1 | Outdoor Covered | Transformer Accessories 8721323 | 479 | 176 | 198 | 16.692 | 1400 | 2000 | Stackability 600kg/m2 | 85042300 | SEK | 474223.6 | BBC Africa | Sweden | Uddevalla | Mugharraq | 2024-04-02 | 2024-05-23 | [11 empty] | 2024-06-10 |  |  | CASE_LIST |  | 1 | site | SHU | 2024-06-10 | site | 0 | 1 | 1 | 2 | 8.43 | 1 | 8.43 | HITACHI(HE) |  | 1 | 1 | 0 | 1 | Flow 1: Port → Site | SHU | HITACHI
1292 | PRL-SHU-010-OS | HVDC-ADOPT-HE-0116 | SHU | EQ-002 | 190084 | 1 | Outdoor Covered | Transformer Accessories 8721323 | 412 | 227 | 240 | 22.446 | 2700 | 3200 | Stackability 600kg/m2 | 85042300 | SEK | 474223.6 | BBC Africa | Sweden | Uddevalla | Mugharraq | 2024-04-02 | 2024-05-23 | [11 empty] | 2024-06-10 |  |  | CASE_LIST |  | 1 | site | SHU | 2024-06-10 | site | 0 | 1 | 1 | 2 | 9.35 | 1 | 9.35 | HITACHI(HE) |  | 1 | 1 | 0 | 1 | Flow 1: Port → Site | SHU | HITACHI
1293 | PRL-SHU-010-OS | HVDC-ADOPT-HE-0116 | SHU | EQ-002 | 190085 | 1 | Outdoor Covered | Transformer Accessories 8721323 | 365 | 240 | 183 | 16.031 | 1855 | 2363 | Stackability 600kg/m2 | 85042300 | SEK | 474223.6 | BBC Africa | Sweden | Uddevalla | Mugharraq | 2024-04-02 | 2024-05-23 | [11 empty] | 2024-06-10 |  |  | CASE_LIST |  | 1 | site | SHU | 2024-06-10 | site | 0 | 1 | 1 | 2 | 8.76 | 1 | 8.76 | HITACHI(HE) |  | 1 | 1 | 0 | 1 | Flow 1: Port → Site | SHU | HITACHI
1294 | PRL-SHU-010-OS | HVDC-ADOPT-HE-0116 | SHU | EQ-002 | 190086 | 1 | Indoor | Transformer Accessories 8721323 | 402 | 203 | 255 | 20.81 | 1600 | 2000 | Stackability 600kg/m2 | 85042300 | SEK | 474223.6 | BBC Africa | Sweden | Uddevalla | Mugharraq | 2024-04-02 | 2024-05-23 |  | 2024-06-11 | 2024-06-11 | [8 empty] | 2024-11-21 |  |  | CASE_LIST | 1 | 1 | site | SHU | 2024-11-21 | site | 2 | 3 | -1 | 2 | 8.16 | 1 | 8.16 | HITACHI(HE) |  | 1 | 3 | 2 | 5 | Flow 5: Mixed / Waiting / Incomplete leg | SHU | HITACHI
1295 | PRL-SHU-010-OS | HVDC-ADOPT-HE-0116 | SHU | EQ-002 | 190087 | 1 | Outdoor Covered | Transformer Accessories 8721323 | 170 | 170 | 111 | 3.208 | 353 | 523 | Stackability 600kg/m2 | 85042300 | SEK | 474223.6 | BBC Africa | Sweden | Uddevalla | Mugharraq | 2024-04-02 | 2024-05-23 | [11 empty] | 2024-06-10 |  |  | CASE_LIST |  | 1 | site | SHU | 2024-06-10 | site | 0 | 1 | 1 | 2 | 2.89 | 1 | 2.89 | HITACHI(HE) |  | 1 | 1 | 0 | 1 | Flow 1: Port → Site | SHU | HITACHI
1296 | PRL-SHU-010-OS | HVDC-ADOPT-HE-0116 | SHU | EQ-002 | 190088 | 1 | Outdoor Covered | Transformer Accessories 8721323 | 300 | 160 | 182 | 8.736 | 1725 | 2025 | Stackability 600kg/m2 | 85042300 | SEK | 474223.6 | BBC Africa | Sweden | Uddevalla | Mugharraq | 2024-04-02 | 2024-05-23 | [11 empty] | 2024-06-10 |  |  | CASE_LIST |  | 1 | site | SHU | 2024-06-10 | site | 0 | 1 | 1 | 2 | 4.8 | 1 | 4.8 | HITACHI(HE) |  | 1 | 1 | 0 | 1 | Flow 1: Port → Site | SHU | HITACHI
1297 | PRL-SHU-010-OS | HVDC-ADOPT-HE-0116 | SHU | EQ-002 | 190089 | 1 | Outdoor Covered | Transformer Accessories 8721323 | 301 | 159 | 183 | 8.758 | 1666 | 2000 | Stackability 600kg/m2 | 85042300 | SEK | 474223.6 | BBC Africa | Sweden | Uddevalla | Mugharraq | 2024-04-02 | 2024-05-23 | [11 empty] | 2024-06-10 |  |  | CASE_LIST |  | 1 | site | SHU | 2024-06-10 | site | 0 | 1 | 1 | 2 | 4.79 | 1 | 4.79 | HITACHI(HE) |  | 1 | 1 | 0 | 1 | Flow 1: Port → Site | SHU | HITACHI
1298 | PRL-SHU-010-OS | HVDC-ADOPT-HE-0116 | SHU | EQ-002 | 190090 | 1 | Outdoor Covered | Transformer Accessories 8721323 | 204 | 152 | 175 | 5.426 | 700 | 1000 | Stackability 600kg/m2 | 85042300 | SEK | 474223.6 | BBC Africa | Sweden | Uddevalla | Mugharraq | 2024-04-02 | 2024-05-23 | [11 empty] | 2024-06-10 |  |  | CASE_LIST |  | 1 | site | SHU | 2024-06-10 | site | 0 | 1 | 1 | 2 | 3.1 | 1 | 3.1 | HITACHI(HE) |  | 1 | 1 | 0 | 1 | Flow 1: Port → Site | SHU | HITACHI
1299 | PRL-SHU-010-OS | HVDC-ADOPT-HE-0116 | SHU | EQ-002 | 190091 | 1 | Outdoor Covered | Transformer Accessories 8721323 | 660 | 210 | 142 | 19.681 | 1000 | 1900 | Stackability 600kg/m2 | 85042300 | SEK | 474223.6 | BBC Africa | Sweden | Uddevalla | Mugharraq | 2024-04-02 | 2024-05-23 | [11 empty] | 2024-06-10 |  |  | CASE_LIST |  | 1 | site | SHU | 2024-06-10 | site | 0 | 1 | 1 | 2 | 13.86 | 1 | 13.86 | HITACHI(HE) |  | 1 | 1 | 0 | 1 | Flow 1: Port → Site | SHU | HITACHI
1300 | PRL-SHU-010-OS | HVDC-ADOPT-HE-0116 | SHU | EQ-002 | 190092 | 1 | Outdoor Covered | Transformer Accessories 8721323 | 136 | 136 | 111 | 2.053 | 50 | 145 | Stackability 600kg/m2 | 85042300 | SEK | 474223.6 | BBC Africa | Sweden | Uddevalla | Mugharraq | 2024-04-02 | 2024-05-23 | [11 empty] | 2024-06-10 |  |  | CASE_LIST |  | 1 | site | SHU | 2024-06-10 | site | 0 | 1 | 1 | 2 | 1.85 | 1 | 1.85 | HITACHI(HE) |  | 1 | 1 | 0 | 1 | Flow 1: Port → Site | SHU | HITACHI
1301 | PRL-SHU-010-OS | HVDC-ADOPT-HE-0116 | SHU | EQ-002 | 190093 | 1 | Outdoor Covered | Transformer Accessories 8721323 | 136 | 136 | 111 | 2.053 | 50 | 145 | Stackability 600kg/m2 | 85042300 | SEK | 474223.6 | BBC Africa | Sweden | Uddevalla | Mugharraq | 2024-04-02 | 2024-05-23 | [11 empty] | 2024-06-10 |  |  | CASE_LIST |  | 1 | site | SHU | 2024-06-10 | site | 0 | 1 | 1 | 2 | 1.85 | 1 | 1.85 | HITACHI(HE) |  | 1 | 1 | 0 | 1 | Flow 1: Port → Site | SHU | HITACHI
1302 | PRL-SHU-010-OS | HVDC-ADOPT-HE-0116 | SHU | EQ-002 | 190094 | 1 | Outdoor Covered | Transformer Accessories 8721323 | 132 | 62 | 73 | 0.597 | 28 | 61 | Stackability 600kg/m2 | 85042300 | SEK | 474223.6 | BBC Africa | Sweden | Uddevalla | Mugharraq | 2024-04-02 | 2024-05-23 | [11 empty] | 2024-06-10 |  |  | CASE_LIST |  | 1 | site | SHU | 2024-06-10 | site | 0 | 1 | 1 | 2 | 0.82 | 1 | 0.82 | HITACHI(HE) |  | 1 | 1 | 0 | 1 | Flow 1: Port → Site | SHU | HITACHI
1303 | PRL-SHU-010-OS | HVDC-ADOPT-HE-0116 | SHU | EQ-002 | 190095 | 1 | Outdoor Covered | Transformer Accessories 8721323 | 71 | 71 | 33 | 0.166 | 20 | 25 | Stackability 600kg/m2 | 85042300 | SEK | 474223.6 | BBC Africa | Sweden | Uddevalla | Mugharraq | 2024-04-02 | 2024-05-23 | [11 empty] | 2024-06-10 |  |  | CASE_LIST |  | 1 | site | SHU | 2024-06-10 | site | 0 | 1 | 1 | 2 | 0.5 | 1 | 0.5 | HITACHI(HE) |  | 1 | 1 | 0 | 1 | Flow 1: Port → Site | SHU | HITACHI
1304 | PRL-SHU-010-OS | HVDC-ADOPT-HE-0116 | SHU | EQ-002 | 190099 | 1 | Outdoor Covered | Transformator 8721324 | 757 | 413 | 466 | 145.691 | 198000 | 198000 | Not Satckable | 85042300 | SEK | 31298760 | BBC Africa | Sweden | Uddevalla | Mugharraq | 2024-04-02 | 2024-05-23 | [11 empty] | 2024-06-11 |  |  | CASE_LIST |  | 1 | site | SHU | 2024-06-11 | site | 0 | 1 | 1 | 2 | 31.26 | 0 | 31.26 | HITACHI(HE) |  | 1 | 1 | 0 | 1 | Flow 1: Port → Site | SHU | HITACHI
1305 | PRL-SHU-010-OS | HVDC-ADOPT-HE-0116 | SHU | EQ-002 | 190100 | 1 | Outdoor Covered | Transformer Accessories 8721324 | 80 | 60 | 53 | 0.254 | 20 | 33 | Stackability 600kg/m2 | 85042300 | SEK | 521646 | BBC Africa | Sweden | Uddevalla | Mugharraq | 2024-04-02 | 2024-05-23 | [11 empty] | 2024-06-10 |  |  | CASE_LIST |  | 1 | site | SHU | 2024-06-10 | site | 0 | 1 | 1 | 2 | 0.48 | 1 | 0.48 | HITACHI(HE) |  | 1 | 1 | 0 | 1 | Flow 1: Port → Site | SHU | HITACHI
1306 | PRL-SHU-010-OS | HVDC-ADOPT-HE-0116 | SHU | EQ-002 | 190101 | 1 | Indoor | Transformer Accessories 8721324 (DGD) | 40 | 30 | 40 | 0.048 | 10 | 12 | Stackability 600kg/m2 | 85042300 | SEK | 521646 | BBC Africa | Sweden | Uddevalla | Mugharraq | 2024-04-02 | 2024-05-23 | [6 empty] | 2024-06-11 |  |  |  |  | 2024-10-18 |  |  | CASE_LIST | 1 | 1 | site | SHU | 2024-10-18 | site | 1 | 2 | 0 | 2 | 0.12 | 1 | 0.12 | HITACHI(HE) |  | 1 | 2 | 1 | 3 | Flow 3: Port → MOSB → Site | SHU | HITACHI
1307 | PRL-SHU-010-OS | HVDC-ADOPT-HE-0116 | SHU | EQ-002 | 190102 | 1 | Outdoor Covered | Transformer Accessories 8721324 | 930 | 99 | 133 | 12.245 | 2750 | 3650 | Stackability 600kg/m2 | 85042300 | SEK | 521646 | BBC Africa | Sweden | Uddevalla | Mugharraq | 2024-04-02 | 2024-05-23 | [11 empty] | 2024-06-10 |  |  | CASE_LIST |  | 1 | site | SHU | 2024-06-10 | site | 0 | 1 | 1 | 2 | 9.21 | 1 | 9.21 | HITACHI(HE) |  | 1 | 1 | 0 | 1 | Flow 1: Port → Site | SHU | HITACHI
1308 | PRL-SHU-010-OS | HVDC-ADOPT-HE-0116 | SHU | EQ-002 | 190103 | 1 | Outdoor Covered | Transformer Accessories 8721324 | 930 | 99 | 133 | 12.245 | 2750 | 3650 | Stackability 600kg/m2 | 85042300 | SEK | 521646 | BBC Africa | Sweden | Uddevalla | Mugharraq | 2024-04-02 | 2024-05-23 | [11 empty] | 2024-06-10 |  |  | CASE_LIST |  | 1 | site | SHU | 2024-06-10 | site | 0 | 1 | 1 | 2 | 9.21 | 1 | 9.21 | HITACHI(HE) |  | 1 | 1 | 0 | 1 | Flow 1: Port → Site | SHU | HITACHI
1309 | PRL-SHU-010-OS | HVDC-ADOPT-HE-0116 | SHU | EQ-002 | 190104 | 1 | Outdoor Covered | Transformer Accessories 8721324 | 630 | 76 | 83 | 3.974 | 675 | 945 | Stackability 600kg/m2 | 85042300 | SEK | 521646 | BBC Africa | Sweden | Uddevalla | Mugharraq | 2024-04-02 | 2024-05-23 | [11 empty] | 2024-06-10 |  |  | CASE_LIST |  | 1 | site | SHU | 2024-06-10 | site | 0 | 1 | 1 | 2 | 4.79 | 1 | 4.79 | HITACHI(HE) |  | 1 | 1 | 0 | 1 | Flow 1: Port → Site | SHU | HITACHI
1310 | PRL-SHU-010-OS | HVDC-ADOPT-HE-0116 | SHU | EQ-002 | 190105 | 1 | Outdoor Covered | Transformer Accessories 8721324 | 176 | 46 | 73 | 0.591 | 40 | 80 | Stackability 600kg/m2 | 85042300 | SEK | 521646 | BBC Africa | Sweden | Uddevalla | Mugharraq | 2024-04-02 | 2024-05-23 | [11 empty] | 2024-06-10 |  |  | CASE_LIST |  | 1 | site | SHU | 2024-06-10 | site | 0 | 1 | 1 | 2 | 0.81 | 1 | 0.81 | HITACHI(HE) |  | 1 | 1 | 0 | 1 | Flow 1: Port → Site | SHU | HITACHI
1311 | PRL-SHU-010-OS | HVDC-ADOPT-HE-0116 | SHU | EQ-002 | 190106 | 1 | Outdoor Covered | Transformer Accessories 8721324 | 479 | 176 | 198 | 16.692 | 1400 | 2000 | Stackability 600kg/m2 | 85042300 | SEK | 521646 | BBC Africa | Sweden | Uddevalla | Mugharraq | 2024-04-02 | 2024-05-23 | [11 empty] | 2024-06-10 |  |  | CASE_LIST |  | 1 | site | SHU | 2024-06-10 | site | 0 | 1 | 1 | 2 | 8.43 | 1 | 8.43 | HITACHI(HE) |  | 1 | 1 | 0 | 1 | Flow 1: Port → Site | SHU | HITACHI
1312 | PRL-SHU-010-OS | HVDC-ADOPT-HE-0116 | SHU | EQ-002 | 190107 | 1 | Outdoor Covered | Transformer Accessories 8721324 | 479 | 176 | 198 | 16.692 | 1400 | 2200 | Stackability 600kg/m2 | 85042300 | SEK | 521646 | BBC Africa | Sweden | Uddevalla | Mugharraq | 2024-04-02 | 2024-05-23 | [11 empty] | 2024-06-10 |  |  | CASE_LIST |  | 1 | site | SHU | 2024-06-10 | site | 0 | 1 | 1 | 2 | 8.43 | 1 | 8.43 | HITACHI(HE) |  | 1 | 1 | 0 | 1 | Flow 1: Port → Site | SHU | HITACHI
1313 | PRL-SHU-010-OS | HVDC-ADOPT-HE-0116 | SHU | EQ-002 | 190108 | 1 | Outdoor Covered | Transformer Accessories 8721324 | 479 | 176 | 198 | 16.692 | 1400 | 2200 | Stackability 600kg/m2 | 85042300 | SEK | 521646 | BBC Africa | Sweden | Uddevalla | Mugharraq | 2024-04-02 | 2024-05-23 | [11 empty] | 2024-06-10 |  |  | CASE_LIST |  | 1 | site | SHU | 2024-06-10 | site | 0 | 1 | 1 | 2 | 8.43 | 1 | 8.43 | HITACHI(HE) |  | 1 | 1 | 0 | 1 | Flow 1: Port → Site | SHU | HITACHI
1314 | PRL-SHU-010-OS | HVDC-ADOPT-HE-0116 | SHU | EQ-002 | 190109 | 1 | Outdoor Covered | Transformer Accessories 8721324 | 479 | 176 | 198 | 16.692 | 1400 | 2000 | Stackability 600kg/m2 | 85042300 | SEK | 521646 | BBC Africa | Sweden | Uddevalla | Mugharraq | 2024-04-02 | 2024-05-23 | [11 empty] | 2024-06-10 |  |  | CASE_LIST |  | 1 | site | SHU | 2024-06-10 | site | 0 | 1 | 1 | 2 | 8.43 | 1 | 8.43 | HITACHI(HE) |  | 1 | 1 | 0 | 1 | Flow 1: Port → Site | SHU | HITACHI
1315 | PRL-SHU-010-OS | HVDC-ADOPT-HE-0116 | SHU | EQ-002 | 190110 | 1 | Outdoor Covered | Transformer Accessories 8721324 | 412 | 227 | 240 | 22.446 | 2700 | 3200 | Stackability 600kg/m2 | 85042300 | SEK | 521646 | BBC Africa | Sweden | Uddevalla | Mugharraq | 2024-04-02 | 2024-05-23 | [11 empty] | 2024-06-10 |  |  | CASE_LIST |  | 1 | site | SHU | 2024-06-10 | site | 0 | 1 | 1 | 2 | 9.35 | 1 | 9.35 | HITACHI(HE) |  | 1 | 1 | 0 | 1 | Flow 1: Port → Site | SHU | HITACHI
1316 | PRL-SHU-010-OS | HVDC-ADOPT-HE-0116 | SHU | EQ-002 | 190111 | 1 | Outdoor Covered | Transformer Accessories 8721324 | 365 | 240 | 183 | 16.031 | 1855 | 2363 | Stackability 600kg/m2 | 85042300 | SEK | 521646 | BBC Africa | Sweden | Uddevalla | Mugharraq | 2024-04-02 | 2024-05-23 | [11 empty] | 2024-06-10 |  |  | CASE_LIST |  | 1 | site | SHU | 2024-06-10 | site | 0 | 1 | 1 | 2 | 8.76 | 1 | 8.76 | HITACHI(HE) |  | 1 | 1 | 0 | 1 | Flow 1: Port → Site | SHU | HITACHI
1317 | PRL-SHU-010-OS | HVDC-ADOPT-HE-0116 | SHU | EQ-002 | 190112 | 1 | Indoor | Transformer Accessories 8721324 | 402 | 203 | 255 | 20.81 | 1600 | 2000 | Stackability 600kg/m2 | 85042300 | SEK | 521646 | BBC Africa | Sweden | Uddevalla | Mugharraq | 2024-04-02 | 2024-05-23 |  | 2024-06-11 | 2024-06-11 | [8 empty] | 2024-11-21 |  |  | CASE_LIST | 1 | 1 | site | SHU | 2024-11-21 | site | 2 | 3 | -1 | 2 | 8.16 | 1 | 8.16 | HITACHI(HE) |  | 1 | 3 | 2 | 5 | Flow 5: Mixed / Waiting / Incomplete leg | SHU | HITACHI
1318 | PRL-SHU-010-OS | HVDC-ADOPT-HE-0116 | SHU | EQ-002 | 190113 | 1 | Outdoor Covered | Transformer Accessories 8721324 | 170 | 170 | 111 | 3.208 | 353 | 523 | Stackability 600kg/m2 | 85042300 | SEK | 521646 | BBC Africa | Sweden | Uddevalla | Mugharraq | 2024-04-02 | 2024-05-23 | [11 empty] | 2024-06-10 |  |  | CASE_LIST |  | 1 | site | SHU | 2024-06-10 | site | 0 | 1 | 1 | 2 | 2.89 | 1 | 2.89 | HITACHI(HE) |  | 1 | 1 | 0 | 1 | Flow 1: Port → Site | SHU | HITACHI
1319 | PRL-SHU-010-OS | HVDC-ADOPT-HE-0116 | SHU | EQ-002 | 190114 | 1 | Outdoor Covered | Transformer Accessories 8721324 | 300 | 160 | 181 | 8.688 | 1617 | 1951 | Stackability 600kg/m2 | 85042300 | SEK | 521646 | BBC Africa | Sweden | Uddevalla | Mugharraq | 2024-04-02 | 2024-05-23 | [11 empty] | 2024-06-10 |  |  | CASE_LIST |  | 1 | site | SHU | 2024-06-10 | site | 0 | 1 | 1 | 2 | 4.8 | 1 | 4.8 | HITACHI(HE) |  | 1 | 1 | 0 | 1 | Flow 1: Port → Site | SHU | HITACHI
1320 | PRL-SHU-010-OS | HVDC-ADOPT-HE-0116 | SHU | EQ-002 | 190115 | 1 | Outdoor Covered | Transformer Accessories 8721324 | 300 | 160 | 181 | 8.688 | 1617 | 1951 | Stackability 600kg/m2 | 85042300 | SEK | 521646 | BBC Africa | Sweden | Uddevalla | Mugharraq | 2024-04-02 | 2024-05-23 | [11 empty] | 2024-06-10 |  |  | CASE_LIST |  | 1 | site | SHU | 2024-06-10 | site | 0 | 1 | 1 | 2 | 4.8 | 1 | 4.8 | HITACHI(HE) |  | 1 | 1 | 0 | 1 | Flow 1: Port → Site | SHU | HITACHI
1321 | PRL-SHU-010-OS | HVDC-ADOPT-HE-0116 | SHU | EQ-002 | 190116 | 1 | Outdoor Covered | Transformer Accessories 8721324 | 204 | 152 | 175 | 5.426 | 700 | 1000 | Stackability 600kg/m2 | 85042300 | SEK | 521646 | BBC Africa | Sweden | Uddevalla | Mugharraq | 2024-04-02 | 2024-05-23 | [11 empty] | 2024-06-10 |  |  | CASE_LIST |  | 1 | site | SHU | 2024-06-10 | site | 0 | 1 | 1 | 2 | 3.1 | 1 | 3.1 | HITACHI(HE) |  | 1 | 1 | 0 | 1 | Flow 1: Port → Site | SHU | HITACHI
1322 | PRL-SHU-010-OS | HVDC-ADOPT-HE-0116 | SHU | EQ-002 | 190117 | 1 | Outdoor Covered | Transformer Accessories 8721324 | 660 | 210 | 142 | 19.681 | 1000 | 1900 | Stackability 600kg/m2 | 85042300 | SEK | 521646 | BBC Africa | Sweden | Uddevalla | Mugharraq | 2024-04-02 | 2024-05-23 | [11 empty] | 2024-06-10 |  |  | CASE_LIST |  | 1 | site | SHU | 2024-06-10 | site | 0 | 1 | 1 | 2 | 13.86 | 1 | 13.86 | HITACHI(HE) |  | 1 | 1 | 0 | 1 | Flow 1: Port → Site | SHU | HITACHI
1323 | PRL-SHU-010-OS | HVDC-ADOPT-HE-0116 | SHU | EQ-002 | 190118 | 1 | Outdoor Covered | Transformer Accessories 8721324 | 136 | 136 | 111 | 2.053 | 50 | 145 | Stackability 600kg/m2 | 85042300 | SEK | 521646 | BBC Africa | Sweden | Uddevalla | Mugharraq | 2024-04-02 | 2024-05-23 | [11 empty] | 2024-06-10 |  |  | CASE_LIST |  | 1 | site | SHU | 2024-06-10 | site | 0 | 1 | 1 | 2 | 1.85 | 1 | 1.85 | HITACHI(HE) |  | 1 | 1 | 0 | 1 | Flow 1: Port → Site | SHU | HITACHI
1324 | PRL-SHU-010-OS | HVDC-ADOPT-HE-0116 | SHU | EQ-002 | 190119 | 1 | Outdoor Covered | Transformer Accessories 8721324 | 136 | 136 | 111 | 2.053 | 50 | 145 | Stackability 600kg/m2 | 85042300 | SEK | 521646 | BBC Africa | Sweden | Uddevalla | Mugharraq | 2024-04-02 | 2024-05-23 | [11 empty] | 2024-06-10 |  |  | CASE_LIST |  | 1 | site | SHU | 2024-06-10 | site | 0 | 1 | 1 | 2 | 1.85 | 1 | 1.85 | HITACHI(HE) |  | 1 | 1 | 0 | 1 | Flow 1: Port → Site | SHU | HITACHI
1325 | PRL-SHU-010-OS | HVDC-ADOPT-HE-0116 | SHU | EQ-002 | 190125 | 1 | Outdoor Covered | Transformator 8721325 | 757 | 413 | 466 | 145.6907 | 198000 | 198000 | Not Satckable | 85042300 | SEK | 31298760 | BBC Africa | Sweden | Uddevalla | Mugharraq | 2024-04-02 | 2024-05-23 | [11 empty] | 2024-06-13 |  |  | CASE_LIST |  | 1 | site | SHU | 2024-06-13 | site | 0 | 1 | 1 | 2 | 31.26 | 0 | 31.26 | HITACHI(HE) |  | 1 | 1 | 0 | 1 | Flow 1: Port → Site | SHU | HITACHI
1326 | PRL-SHU-010-OS | HVDC-ADOPT-HE-0116 | SHU | EQ-002 | 190126 | 1 | Outdoor Covered | Transformer Accessories 8721325 | 80 | 60 | 53 | 0.2544 | 37 | 50 | Stackability 600kg/m2 | 85042300 | SEK | 521646 | BBC Africa | Sweden | Uddevalla | Mugharraq | 2024-04-02 | 2024-05-23 | [11 empty] | 2024-06-10 |  |  | CASE_LIST |  | 1 | site | SHU | 2024-06-10 | site | 0 | 1 | 1 | 2 | 0.48 | 1 | 0.48 | HITACHI(HE) |  | 1 | 1 | 0 | 1 | Flow 1: Port → Site | SHU | HITACHI
1327 | PRL-SHU-010-OS | HVDC-ADOPT-HE-0116 | SHU | EQ-002 | 190127 | 1 | Indoor | Transformer Accessories 8721325 (DGD) | 40 | 30 | 40 | 0.048 | 10 | 12 | Stackability 600kg/m2 | 85042300 | SEK | 521646 | BBC Africa | Sweden | Uddevalla | Mugharraq | 2024-04-02 | 2024-05-23 | [6 empty] | 2024-06-11 |  |  |  |  | 2024-10-18 |  |  | CASE_LIST | 1 | 1 | site | SHU | 2024-10-18 | site | 1 | 2 | 0 | 2 | 0.12 | 1 | 0.12 | HITACHI(HE) |  | 1 | 2 | 1 | 3 | Flow 3: Port → MOSB → Site | SHU | HITACHI
1328 | PRL-SHU-010-OS | HVDC-ADOPT-HE-0116 | SHU | EQ-002 | 190128 | 1 | Outdoor Covered | Transformer Accessories 8721325 | 930 | 99 | 133 | 12.2453 | 2750 | 3650 | Stackability 600kg/m2 | 85042300 | SEK | 521646 | BBC Africa | Sweden | Uddevalla | Mugharraq | 2024-04-02 | 2024-05-23 | [11 empty] | 2024-06-10 |  |  | CASE_LIST |  | 1 | site | SHU | 2024-06-10 | site | 0 | 1 | 1 | 2 | 9.21 | 1 | 9.21 | HITACHI(HE) |  | 1 | 1 | 0 | 1 | Flow 1: Port → Site | SHU | HITACHI
1329 | PRL-SHU-010-OS | HVDC-ADOPT-HE-0116 | SHU | EQ-002 | 190129 | 1 | Outdoor Covered | Transformer Accessories 8721325 | 930 | 99 | 133 | 12.2453 | 2750 | 3650 | Stackability 600kg/m2 | 85042300 | SEK | 521646 | BBC Africa | Sweden | Uddevalla | Mugharraq | 2024-04-02 | 2024-05-23 | [11 empty] | 2024-06-10 |  |  | CASE_LIST |  | 1 | site | SHU | 2024-06-10 | site | 0 | 1 | 1 | 2 | 9.21 | 1 | 9.21 | HITACHI(HE) |  | 1 | 1 | 0 | 1 | Flow 1: Port → Site | SHU | HITACHI
1330 | PRL-SHU-010-OS | HVDC-ADOPT-HE-0116 | SHU | EQ-002 | 190130 | 1 | Outdoor Covered | Transformer Accessories 8721325 | 630 | 76 | 83 | 3.974 | 550 | 805 | Stackability 600kg/m2 | 85042300 | SEK | 521646 | BBC Africa | Sweden | Uddevalla | Mugharraq | 2024-04-02 | 2024-05-23 | [11 empty] | 2024-06-10 |  |  | CASE_LIST |  | 1 | site | SHU | 2024-06-10 | site | 0 | 1 | 1 | 2 | 4.79 | 1 | 4.79 | HITACHI(HE) |  | 1 | 1 | 0 | 1 | Flow 1: Port → Site | SHU | HITACHI
1331 | PRL-SHU-010-OS | HVDC-ADOPT-HE-0116 | SHU | EQ-002 | 190131 | 1 | Outdoor Covered | Transformer Accessories 8721325 | 176 | 36 | 43 | 0.27245 | 35 | 78 | Stackability 600kg/m2 | 85042300 | SEK | 521646 | BBC Africa | Sweden | Uddevalla | Mugharraq | 2024-04-02 | 2024-05-23 | [11 empty] | 2024-06-10 |  |  | CASE_LIST |  | 1 | site | SHU | 2024-06-10 | site | 0 | 1 | 1 | 2 | 0.63 | 1 | 0.63 | HITACHI(HE) |  | 1 | 1 | 0 | 1 | Flow 1: Port → Site | SHU | HITACHI
1332 | PRL-SHU-010-OS | HVDC-ADOPT-HE-0116 | SHU | EQ-002 | 190132 | 1 | Outdoor Covered | Transformer Accessories 8721325 | 479 | 176 | 198 | 16.6922 | 1400 | 2000 | Stackability 600kg/m2 | 85042300 | SEK | 521646 | BBC Africa | Sweden | Uddevalla | Mugharraq | 2024-04-02 | 2024-05-23 | [11 empty] | 2024-06-10 |  |  | CASE_LIST |  | 1 | site | SHU | 2024-06-10 | site | 0 | 1 | 1 | 2 | 8.43 | 1 | 8.43 | HITACHI(HE) |  | 1 | 1 | 0 | 1 | Flow 1: Port → Site | SHU | HITACHI
1333 | PRL-SHU-010-OS | HVDC-ADOPT-HE-0116 | SHU | EQ-002 | 190133 | 1 | Outdoor Covered | Transformer Accessories 8721325 | 479 | 176 | 198 | 16.6922 | 1600 | 2200 | Stackability 600kg/m2 | 85042300 | SEK | 521646 | BBC Africa | Sweden | Uddevalla | Mugharraq | 2024-04-02 | 2024-05-23 | [11 empty] | 2024-06-10 |  |  | CASE_LIST |  | 1 | site | SHU | 2024-06-10 | site | 0 | 1 | 1 | 2 | 8.43 | 1 | 8.43 | HITACHI(HE) |  | 1 | 1 | 0 | 1 | Flow 1: Port → Site | SHU | HITACHI
1334 | PRL-SHU-010-OS | HVDC-ADOPT-HE-0116 | SHU | EQ-002 | 190134 | 1 | Outdoor Covered | Transformer Accessories 8721325 | 479 | 176 | 198 | 16.6922 | 1600 | 2200 | Stackability 600kg/m2 | 85042300 | SEK | 521646 | BBC Africa | Sweden | Uddevalla | Mugharraq | 2024-04-02 | 2024-05-23 | [11 empty] | 2024-06-10 |  |  | CASE_LIST |  | 1 | site | SHU | 2024-06-10 | site | 0 | 1 | 1 | 2 | 8.43 | 1 | 8.43 | HITACHI(HE) |  | 1 | 1 | 0 | 1 | Flow 1: Port → Site | SHU | HITACHI
1335 | PRL-SHU-010-OS | HVDC-ADOPT-HE-0116 | SHU | EQ-002 | 190135 | 1 | Outdoor Covered | Transformer Accessories 8721325 | 479 | 176 | 198 | 16.6922 | 1400 | 2000 | Stackability 600kg/m2 | 85042300 | SEK | 521646 | BBC Africa | Sweden | Uddevalla | Mugharraq | 2024-04-02 | 2024-05-23 | [11 empty] | 2024-06-10 |  |  | CASE_LIST |  | 1 | site | SHU | 2024-06-10 | site | 0 | 1 | 1 | 2 | 8.43 | 1 | 8.43 | HITACHI(HE) |  | 1 | 1 | 0 | 1 | Flow 1: Port → Site | SHU | HITACHI
1336 | PRL-SHU-010-OS | HVDC-ADOPT-HE-0116 | SHU | EQ-002 | 190136 | 1 | Outdoor Covered | Transformer Accessories 8721325 | 410 | 225 | 237 | 21.8633 | 2324 | 2949 | Stackability 600kg/m2 | 85042300 | SEK | 521646 | BBC Africa | Sweden | Uddevalla | Mugharraq | 2024-04-02 | 2024-05-23 | [11 empty] | 2024-06-10 |  |  | CASE_LIST |  | 1 | site | SHU | 2024-06-10 | site | 0 | 1 | 1 | 2 | 9.22 | 1 | 9.22 | HITACHI(HE) |  | 1 | 1 | 0 | 1 | Flow 1: Port → Site | SHU | HITACHI
1337 | PRL-SHU-010-OS | HVDC-ADOPT-HE-0116 | SHU | EQ-002 | 190137 | 1 | Outdoor Covered | Transformer Accessories 8721325 | 365 | 240 | 181 | 15.8556 | 2000 | 2500 | Stackability 600kg/m2 | 85042300 | SEK | 521646 | BBC Africa | Sweden | Uddevalla | Mugharraq | 2024-04-02 | 2024-05-23 | [11 empty] | 2024-06-10 |  |  | CASE_LIST |  | 1 | site | SHU | 2024-06-10 | site | 0 | 1 | 1 | 2 | 8.76 | 1 | 8.76 | HITACHI(HE) |  | 1 | 1 | 0 | 1 | Flow 1: Port → Site | SHU | HITACHI
1338 | PRL-SHU-010-OS | HVDC-ADOPT-HE-0116 | SHU | EQ-002 | 190138 | 1 | Indoor | Transformer Accessories 8721325 | 402 | 203 | 255 | 20.8095 | 1600 | 2000 | Stackability 600kg/m2 | 85042300 | SEK | 521646 | BBC Africa | Sweden | Uddevalla | Mugharraq | 2024-04-02 | 2024-05-23 |  |  | 2024-06-11 | [8 empty] | 2025-01-16 |  |  | CASE_LIST | 1 | 1 | site | SHU | 2025-01-16 | site | 1 | 2 | 0 | 2 | 8.16 | 1 | 8.16 | HITACHI(HE) |  | 1 | 2 | 1 | 2 | Flow 2: Port → WH → Site | SHU | HITACHI
1339 | PRL-SHU-010-OS | HVDC-ADOPT-HE-0116 | SHU | EQ-002 | 190139 | 1 | Outdoor Covered | Transformer Accessories 8721325 | 170 | 170 | 111 | 3.2079 | 353 | 523 | Stackability 600kg/m2 | 85042300 | SEK | 521646 | BBC Africa | Sweden | Uddevalla | Mugharraq | 2024-04-02 | 2024-05-23 | [11 empty] | 2024-06-10 |  |  | CASE_LIST |  | 1 | site | SHU | 2024-06-10 | site | 0 | 1 | 1 | 2 | 2.89 | 1 | 2.89 | HITACHI(HE) |  | 1 | 1 | 0 | 1 | Flow 1: Port → Site | SHU | HITACHI
1340 | PRL-SHU-010-OS | HVDC-ADOPT-HE-0116 | SHU | EQ-002 | 190140 | 1 | Outdoor Covered | Transformer Accessories 8721325 | 300 | 160 | 182 | 8.736 | 1725 | 2025 | Stackability 600kg/m2 | 85042300 | SEK | 521646 | BBC Africa | Sweden | Uddevalla | Mugharraq | 2024-04-02 | 2024-05-23 | [11 empty] | 2024-06-10 |  |  | CASE_LIST |  | 1 | site | SHU | 2024-06-10 | site | 0 | 1 | 1 | 2 | 4.8 | 1 | 4.8 | HITACHI(HE) |  | 1 | 1 | 0 | 1 | Flow 1: Port → Site | SHU | HITACHI
1341 | PRL-SHU-010-OS | HVDC-ADOPT-HE-0116 | SHU | EQ-002 | 190141 | 1 | Outdoor Covered | Transformer Accessories 8721325 | 300 | 160 | 182 | 8.736 | 1725 | 2025 | Stackability 600kg/m2 | 85042300 | SEK | 521646 | BBC Africa | Sweden | Uddevalla | Mugharraq | 2024-04-02 | 2024-05-23 | [11 empty] | 2024-06-10 |  |  | CASE_LIST |  | 1 | site | SHU | 2024-06-10 | site | 0 | 1 | 1 | 2 | 4.8 | 1 | 4.8 | HITACHI(HE) |  | 1 | 1 | 0 | 1 | Flow 1: Port → Site | SHU | HITACHI
1342 | PRL-SHU-010-OS | HVDC-ADOPT-HE-0116 | SHU | EQ-002 | 190142 | 1 | Outdoor Covered | Transformer Accessories 8721325 | 204 | 152 | 175 | 5.4264 | 700 | 1000 | Stackability 600kg/m2 | 85042300 | SEK | 521646 | BBC Africa | Sweden | Uddevalla | Mugharraq | 2024-04-02 | 2024-05-23 | [11 empty] | 2024-06-10 |  |  | CASE_LIST |  | 1 | site | SHU | 2024-06-10 | site | 0 | 1 | 1 | 2 | 3.1 | 1 | 3.1 | HITACHI(HE) |  | 1 | 1 | 0 | 1 | Flow 1: Port → Site | SHU | HITACHI
1343 | PRL-SHU-010-OS | HVDC-ADOPT-HE-0116 | SHU | EQ-002 | 190143 | 1 | Outdoor Covered | Transformer Accessories 8721325 | 660 | 210 | 142 | 19.6812 | 1000 | 1900 | Stackability 600kg/m2 | 85042300 | SEK | 521646 | BBC Africa | Sweden | Uddevalla | Mugharraq | 2024-04-02 | 2024-05-23 | [11 empty] | 2024-06-10 |  |  | CASE_LIST |  | 1 | site | SHU | 2024-06-10 | site | 0 | 1 | 1 | 2 | 13.86 | 1 | 13.86 | HITACHI(HE) |  | 1 | 1 | 0 | 1 | Flow 1: Port → Site | SHU | HITACHI
1344 | PRL-SHU-010-OS | HVDC-ADOPT-HE-0116 | SHU | EQ-002 | 190144 | 1 | Outdoor Covered | Transformer Accessories 8721325 | 136 | 136 | 111 | 2.0531 | 50 | 145 | Stackability 600kg/m2 | 85042300 | SEK | 521646 | BBC Africa | Sweden | Uddevalla | Mugharraq | 2024-04-02 | 2024-05-23 | [11 empty] | 2024-06-10 |  |  | CASE_LIST |  | 1 | site | SHU | 2024-06-10 | site | 0 | 1 | 1 | 2 | 1.85 | 1 | 1.85 | HITACHI(HE) |  | 1 | 1 | 0 | 1 | Flow 1: Port → Site | SHU | HITACHI
1345 | PRL-SHU-010-OS | HVDC-ADOPT-HE-0116 | SHU | EQ-002 | 190145 | 1 | Outdoor Covered | Transformer Accessories 8721325 | 136 | 136 | 111 | 2.0531 | 50 | 145 | Stackability 600kg/m2 | 85042300 | SEK | 521646 | BBC Africa | Sweden | Uddevalla | Mugharraq | 2024-04-02 | 2024-05-23 | [11 empty] | 2024-06-10 |  |  | CASE_LIST |  | 1 | site | SHU | 2024-06-10 | site | 0 | 1 | 1 | 2 | 1.85 | 1 | 1.85 | HITACHI(HE) |  | 1 | 1 | 0 | 1 | Flow 1: Port → Site | SHU | HITACHI
1346 | PRL-SHU-010-OS | HVDC-ADOPT-HE-0116 | SHU | EQ-002 | 190151 | 1 | Outdoor Covered | Transformator 8721326 | 757 | 413 | 466 | 145.691 | 198000 | 198000 | Not Satckable | 85042300 | SEK | 31298760 | BBC Africa | Sweden | Uddevalla | Mugharraq | 2024-04-02 | 2024-05-23 | [11 empty] | 2024-06-13 |  |  | CASE_LIST |  | 1 | site | SHU | 2024-06-13 | site | 0 | 1 | 1 | 2 | 31.26 | 0 | 31.26 | HITACHI(HE) |  | 1 | 1 | 0 | 1 | Flow 1: Port → Site | SHU | HITACHI
1347 | PRL-SHU-010-OS | HVDC-ADOPT-HE-0116 | SHU | EQ-002 | 190152 | 1 | Outdoor Covered | Transformer Accessories 8721326 | 80 | 60 | 53 | 0.254 | 24 | 37 | Stackability 600kg/m2 | 85042300 | SEK | 496805.7 | BBC Africa | Sweden | Uddevalla | Mugharraq | 2024-04-02 | 2024-05-23 | [11 empty] | 2024-06-10 |  |  | CASE_LIST |  | 1 | site | SHU | 2024-06-10 | site | 0 | 1 | 1 | 2 | 0.48 | 1 | 0.48 | HITACHI(HE) |  | 1 | 1 | 0 | 1 | Flow 1: Port → Site | SHU | HITACHI
1348 | PRL-SHU-010-OS | HVDC-ADOPT-HE-0116 | SHU | EQ-002 | 190153 | 1 | Indoor | Transformer Accessories 8721326 (DGD) | 40 | 30 | 40 | 0.048 | 10 | 12 | Stackability 600kg/m2 | 85042300 | SEK | 496805.7 | BBC Africa | Sweden | Uddevalla | Mugharraq | 2024-04-02 | 2024-05-23 | [6 empty] | 2024-06-11 |  |  |  |  | 2024-10-18 |  |  | CASE_LIST | 1 | 1 | site | SHU | 2024-10-18 | site | 1 | 2 | 0 | 2 | 0.12 | 1 | 0.12 | HITACHI(HE) |  | 1 | 2 | 1 | 3 | Flow 3: Port → MOSB → Site | SHU | HITACHI
1349 | PRL-SHU-010-OS | HVDC-ADOPT-HE-0116 | SHU | EQ-002 | 190154 | 1 | Outdoor Covered | Transformer Accessories 8721326 | 930 | 99 | 133 | 12.245 | 2750 | 3650 | Stackability 600kg/m2 | 85042300 | SEK | 496805.7 | BBC Africa | Sweden | Uddevalla | Mugharraq | 2024-04-02 | 2024-05-23 | [11 empty] | 2024-06-10 |  |  | CASE_LIST |  | 1 | site | SHU | 2024-06-10 | site | 0 | 1 | 1 | 2 | 9.21 | 1 | 9.21 | HITACHI(HE) |  | 1 | 1 | 0 | 1 | Flow 1: Port → Site | SHU | HITACHI
1350 | PRL-SHU-010-OS | HVDC-ADOPT-HE-0116 | SHU | EQ-002 | 190155 | 1 | Outdoor Covered | Transformer Accessories 8721326 | 930 | 99 | 133 | 12.245 | 2750 | 3650 | Stackability 600kg/m2 | 85042300 | SEK | 496805.7 | BBC Africa | Sweden | Uddevalla | Mugharraq | 2024-04-02 | 2024-05-23 | [11 empty] | 2024-06-10 |  |  | CASE_LIST |  | 1 | site | SHU | 2024-06-10 | site | 0 | 1 | 1 | 2 | 9.21 | 1 | 9.21 | HITACHI(HE) |  | 1 | 1 | 0 | 1 | Flow 1: Port → Site | SHU | HITACHI
1351 | PRL-SHU-010-OS | HVDC-ADOPT-HE-0116 | SHU | EQ-002 | 190156 | 1 | Outdoor Covered | Transformer Accessories 8721326 | 630 | 76 | 83 | 3.974 | 750 | 1050 | Stackability 600kg/m2 | 85042300 | SEK | 496805.7 | BBC Africa | Sweden | Uddevalla | Mugharraq | 2024-04-02 | 2024-05-23 | [11 empty] | 2024-06-10 |  |  | CASE_LIST |  | 1 | site | SHU | 2024-06-10 | site | 0 | 1 | 1 | 2 | 4.79 | 1 | 4.79 | HITACHI(HE) |  | 1 | 1 | 0 | 1 | Flow 1: Port → Site | SHU | HITACHI
1352 | PRL-SHU-010-OS | HVDC-ADOPT-HE-0116 | SHU | EQ-002 | 190157 | 1 | Outdoor Covered | Transformer Accessories 8721326 | 176 | 36 | 43 | 0.272 | 35 | 78 | Stackability 600kg/m2 | 85042300 | SEK | 496805.7 | BBC Africa | Sweden | Uddevalla | Mugharraq | 2024-04-02 | 2024-05-23 | [11 empty] | 2024-06-10 |  |  | CASE_LIST |  | 1 | site | SHU | 2024-06-10 | site | 0 | 1 | 1 | 2 | 0.63 | 1 | 0.63 | HITACHI(HE) |  | 1 | 1 | 0 | 1 | Flow 1: Port → Site | SHU | HITACHI
1353 | PRL-SHU-010-OS | HVDC-ADOPT-HE-0116 | SHU | EQ-002 | 190158 | 1 | Outdoor Covered | Transformer Accessories 8721326 | 479 | 176 | 198 | 16.692 | 1400 | 2000 | Stackability 600kg/m2 | 85042300 | SEK | 496805.7 | BBC Africa | Sweden | Uddevalla | Mugharraq | 2024-04-02 | 2024-05-23 | [11 empty] | 2024-06-10 |  |  | CASE_LIST |  | 1 | site | SHU | 2024-06-10 | site | 0 | 1 | 1 | 2 | 8.43 | 1 | 8.43 | HITACHI(HE) |  | 1 | 1 | 0 | 1 | Flow 1: Port → Site | SHU | HITACHI
1354 | PRL-SHU-010-OS | HVDC-ADOPT-HE-0116 | SHU | EQ-002 | 190159 | 1 | Outdoor Covered | Transformer Accessories 8721326 | 479 | 176 | 198 | 16.692 | 1600 | 2200 | Stackability 600kg/m2 | 85042300 | SEK | 496805.7 | BBC Africa | Sweden | Uddevalla | Mugharraq | 2024-04-02 | 2024-05-23 | [11 empty] | 2024-06-10 |  |  | CASE_LIST |  | 1 | site | SHU | 2024-06-10 | site | 0 | 1 | 1 | 2 | 8.43 | 1 | 8.43 | HITACHI(HE) |  | 1 | 1 | 0 | 1 | Flow 1: Port → Site | SHU | HITACHI
1355 | PRL-SHU-010-OS | HVDC-ADOPT-HE-0116 | SHU | EQ-002 | 190160 | 1 | Outdoor Covered | Transformer Accessories 8721326 | 479 | 176 | 198 | 16.692 | 1600 | 2200 | Stackability 600kg/m2 | 85042300 | SEK | 496805.7 | BBC Africa | Sweden | Uddevalla | Mugharraq | 2024-04-02 | 2024-05-23 | [11 empty] | 2024-06-10 |  |  | CASE_LIST |  | 1 | site | SHU | 2024-06-10 | site | 0 | 1 | 1 | 2 | 8.43 | 1 | 8.43 | HITACHI(HE) |  | 1 | 1 | 0 | 1 | Flow 1: Port → Site | SHU | HITACHI
1356 | PRL-SHU-010-OS | HVDC-ADOPT-HE-0116 | SHU | EQ-002 | 190161 | 1 | Outdoor Covered | Transformer Accessories 8721326 | 479 | 176 | 198 | 16.692 | 1400 | 2000 | Stackability 600kg/m2 | 85042300 | SEK | 496805.7 | BBC Africa | Sweden | Uddevalla | Mugharraq | 2024-04-02 | 2024-05-23 | [11 empty] | 2024-06-10 |  |  | CASE_LIST |  | 1 | site | SHU | 2024-06-10 | site | 0 | 1 | 1 | 2 | 8.43 | 1 | 8.43 | HITACHI(HE) |  | 1 | 1 | 0 | 1 | Flow 1: Port → Site | SHU | HITACHI
1357 | PRL-SHU-010-OS | HVDC-ADOPT-HE-0116 | SHU | EQ-002 | 190162 | 1 | Outdoor Covered | Transformer Accessories 8721326 | 412 | 227 | 240 | 22.446 | 2700 | 3200 | Stackability 600kg/m2 | 85042300 | SEK | 496805.7 | BBC Africa | Sweden | Uddevalla | Mugharraq | 2024-04-02 | 2024-05-23 | [11 empty] | 2024-06-10 |  |  | CASE_LIST |  | 1 | site | SHU | 2024-06-10 | site | 0 | 1 | 1 | 2 | 9.35 | 1 | 9.35 | HITACHI(HE) |  | 1 | 1 | 0 | 1 | Flow 1: Port → Site | SHU | HITACHI
1358 | PRL-SHU-010-OS | HVDC-ADOPT-HE-0116 | SHU | EQ-002 | 190163 | 1 | Outdoor Covered | Transformer Accessories 8721326 | 365 | 240 | 181 | 15.856 | 2000 | 2500 | Stackability 600kg/m2 | 85042300 | SEK | 496805.7 | BBC Africa | Sweden | Uddevalla | Mugharraq | 2024-04-02 | 2024-05-23 | [11 empty] | 2024-06-10 |  |  | CASE_LIST |  | 1 | site | SHU | 2024-06-10 | site | 0 | 1 | 1 | 2 | 8.76 | 1 | 8.76 | HITACHI(HE) |  | 1 | 1 | 0 | 1 | Flow 1: Port → Site | SHU | HITACHI
1359 | PRL-SHU-010-OS | HVDC-ADOPT-HE-0116 | SHU | EQ-002 | 190164 | 1 | Indoor | Transformer Accessories 8721326 | 402 | 203 | 255 | 20.81 | 1600 | 2000 | Stackability 600kg/m2 | 85042300 | SEK | 496805.7 | BBC Africa | Sweden | Uddevalla | Mugharraq | 2024-04-02 | 2024-05-23 |  |  | 2024-06-11 | [8 empty] | 2025-01-16 |  |  | CASE_LIST | 1 | 1 | site | SHU | 2025-01-16 | site | 1 | 2 | 0 | 2 | 8.16 | 1 | 8.16 | HITACHI(HE) |  | 1 | 2 | 1 | 2 | Flow 2: Port → WH → Site | SHU | HITACHI
1360 | PRL-SHU-010-OS | HVDC-ADOPT-HE-0116 | SHU | EQ-002 | 190165 | 1 | Outdoor Covered | Transformer Accessories 8721326 | 166 | 161 | 161 | 4.303 | 420 | 620 | Stackability 600kg/m2 | 85042300 | SEK | 496805.7 | BBC Africa | Sweden | Uddevalla | Mugharraq | 2024-04-02 | 2024-05-23 | [11 empty] | 2024-06-10 |  |  | CASE_LIST |  | 1 | site | SHU | 2024-06-10 | site | 0 | 1 | 1 | 2 | 2.67 | 1 | 2.67 | HITACHI(HE) |  | 1 | 1 | 0 | 1 | Flow 1: Port → Site | SHU | HITACHI
1361 | PRL-SHU-010-OS | HVDC-ADOPT-HE-0116 | SHU | EQ-002 | 190166 | 1 | Outdoor Covered | Transformer Accessories 8721326 | 300 | 160 | 181 | 8.688 | 1650 | 2000 | Stackability 600kg/m2 | 85042300 | SEK | 496805.7 | BBC Africa | Sweden | Uddevalla | Mugharraq | 2024-04-02 | 2024-05-23 | [11 empty] | 2024-06-10 |  |  | CASE_LIST |  | 1 | site | SHU | 2024-06-10 | site | 0 | 1 | 1 | 2 | 4.8 | 1 | 4.8 | HITACHI(HE) |  | 1 | 1 | 0 | 1 | Flow 1: Port → Site | SHU | HITACHI
1362 | PRL-SHU-010-OS | HVDC-ADOPT-HE-0116 | SHU | EQ-002 | 190167 | 1 | Outdoor Covered | Transformer Accessories 8721326 | 300 | 160 | 181 | 8.688 | 1650 | 2000 | Stackability 600kg/m2 | 85042300 | SEK | 496805.7 | BBC Africa | Sweden | Uddevalla | Mugharraq | 2024-04-02 | 2024-05-23 | [11 empty] | 2024-06-10 |  |  | CASE_LIST |  | 1 | site | SHU | 2024-06-10 | site | 0 | 1 | 1 | 2 | 4.8 | 1 | 4.8 | HITACHI(HE) |  | 1 | 1 | 0 | 1 | Flow 1: Port → Site | SHU | HITACHI
1363 | PRL-SHU-010-OS | HVDC-ADOPT-HE-0116 | SHU | EQ-002 | 190168 | 1 | Outdoor Covered | Transformer Accessories 8721326 | 204 | 152 | 175 | 5.426 | 700 | 1000 | Stackability 600kg/m2 | 85042300 | SEK | 496805.7 | BBC Africa | Sweden | Uddevalla | Mugharraq | 2024-04-02 | 2024-05-23 | [11 empty] | 2024-06-10 |  |  | CASE_LIST |  | 1 | site | SHU | 2024-06-10 | site | 0 | 1 | 1 | 2 | 3.1 | 1 | 3.1 | HITACHI(HE) |  | 1 | 1 | 0 | 1 | Flow 1: Port → Site | SHU | HITACHI
1364 | PRL-SHU-010-OS | HVDC-ADOPT-HE-0116 | SHU | EQ-002 | 190169 | 1 | Outdoor Covered | Transformer Accessories 8721326 | 660 | 210 | 142 | 19.681 | 1000 | 1900 | Stackability 600kg/m2 | 85042300 | SEK | 496805.7 | BBC Africa | Sweden | Uddevalla | Mugharraq | 2024-04-02 | 2024-05-23 | [11 empty] | 2024-06-10 |  |  | CASE_LIST |  | 1 | site | SHU | 2024-06-10 | site | 0 | 1 | 1 | 2 | 13.86 | 1 | 13.86 | HITACHI(HE) |  | 1 | 1 | 0 | 1 | Flow 1: Port → Site | SHU | HITACHI
1365 | PRL-SHU-010-OS | HVDC-ADOPT-HE-0116 | SHU | EQ-002 | 190170 | 1 | Outdoor Covered | Transformer Accessories 8721326 | 136 | 136 | 111 | 2.053 | 50 | 145 | Stackability 600kg/m2 | 85042300 | SEK | 496805.7 | BBC Africa | Sweden | Uddevalla | Mugharraq | 2024-04-02 | 2024-05-23 | [11 empty] | 2024-06-10 |  |  | CASE_LIST |  | 1 | site | SHU | 2024-06-10 | site | 0 | 1 | 1 | 2 | 1.85 | 1 | 1.85 | HITACHI(HE) |  | 1 | 1 | 0 | 1 | Flow 1: Port → Site | SHU | HITACHI
1366 | PRL-SHU-010-OS | HVDC-ADOPT-HE-0116 | SHU | EQ-002 | 190171 | 1 | Outdoor Covered | Transformer Accessories 8721326 | 136 | 136 | 111 | 2.053 | 50 | 145 | Stackability 600kg/m2 | 85042300 | SEK | 496805.7 | BBC Africa | Sweden | Uddevalla | Mugharraq | 2024-04-02 | 2024-05-23 | [11 empty] | 2024-06-10 |  |  | CASE_LIST |  | 1 | site | SHU | 2024-06-10 | site | 0 | 1 | 1 | 2 | 1.85 | 1 | 1.85 | HITACHI(HE) |  | 1 | 1 | 0 | 1 | Flow 1: Port → Site | SHU | HITACHI
1367 | PRL-SHU-010-OS | HVDC-ADOPT-HE-0116 | SHU | EQ-002 | 190172 | 1 | Outdoor Covered | Transformer Accessories 8721326 | 80 | 60 | 53 | 0.254 | 21 | 34 | Stackability 600kg/m2 | 85042300 | SEK | 496805.7 | BBC Africa | Sweden | Uddevalla | Mugharraq | 2024-04-02 | 2024-05-23 | [11 empty] | 2024-06-10 |  |  | CASE_LIST |  | 1 | site | SHU | 2024-06-10 | site | 0 | 1 | 1 | 2 | 0.48 | 1 | 0.48 | HITACHI(HE) |  | 1 | 1 | 0 | 1 | Flow 1: Port → Site | SHU | HITACHI
1368 | PRL-SHU-010-OS | HVDC-ADOPT-HE-0116 | SHU | EQ-002 | 190274 | 1 | Outdoor Covered | Transformer Accessories Spare | 930 | 99 | 133 | 12.245 | 2740 | 3850 | Stackability 600kg/m2 | 85042300 | SEK | 806625 | BBC Africa | Sweden | Uddevalla | Mugharraq | 2024-04-02 | 2024-05-23 | [11 empty] | 2024-06-10 |  |  | CASE_LIST |  | 1 | site | SHU | 2024-06-10 | site | 0 | 1 | 1 | 2 | 9.21 | 1 | 9.21 | HITACHI(HE) |  | 1 | 1 | 0 | 1 | Flow 1: Port → Site | SHU | HITACHI
1369 | PRL-SHU-010-OS | HVDC-ADOPT-HE-0116 | SHU | EQ-002 | 190275 | 1 | Outdoor Covered | Transformer Accessories Spare | 630 | 76 | 83 | 3.974 | 665 | 945 | Stackability 600kg/m2 | 85042300 | SEK | 806625 | BBC Africa | Sweden | Uddevalla | Mugharraq | 2024-04-02 | 2024-05-23 | [11 empty] | 2024-06-10 |  |  | CASE_LIST |  | 1 | site | SHU | 2024-06-10 | site | 0 | 1 | 1 | 2 | 4.79 | 1 | 4.79 | HITACHI(HE) |  | 1 | 1 | 0 | 1 | Flow 1: Port → Site | SHU | HITACHI
1370 | PRL-SHU-010-OS | HVDC-ADOPT-HE-0116 | SHU | EQ-002 | 190276 | 1 | Outdoor Covered | Transformer Accessories Spare | 176 | 36 | 43 | 0.272 | 44 | 79 | Stackability 600kg/m2 | 85042300 | SEK | 806625 | BBC Africa | Sweden | Uddevalla | Mugharraq | 2024-04-02 | 2024-05-23 | [11 empty] | 2024-06-10 |  |  | CASE_LIST |  | 1 | site | SHU | 2024-06-10 | site | 0 | 1 | 1 | 2 | 0.63 | 1 | 0.63 | HITACHI(HE) |  | 1 | 1 | 0 | 1 | Flow 1: Port → Site | SHU | HITACHI
1371 | PRL-SHU-010-OS | HVDC-ADOPT-HE-0116 | SHU | EQ-002 | 190277 | 1 | Outdoor Covered | Transformer Accessories Spare | 104 | 29 | 54 | 0.163 | 35 | 50 | Stackability 600kg/m2 | 85042300 | SEK | 806625 | BBC Africa | Sweden | Uddevalla | Mugharraq | 2024-04-02 | 2024-05-23 | [11 empty] | 2024-06-10 |  |  | CASE_LIST |  | 1 | site | SHU | 2024-06-10 | site | 0 | 1 | 1 | 2 | 0.3 | 1 | 0.3 | HITACHI(HE) |  | 1 | 1 | 0 | 1 | Flow 1: Port → Site | SHU | HITACHI
1372 | PRL-SHU-010-OS | HVDC-ADOPT-HE-0116 | SHU | EQ-002 | 190278 | 1 | Outdoor Covered | Transformer Accessories Spare | 471 | 166 | 128 | 10.008 | 833 | 1233 | Stackability 600kg/m2 | 85042300 | SEK | 806625 | BBC Africa | Sweden | Uddevalla | Mugharraq | 2024-04-02 | 2024-05-23 | [11 empty] | 2024-06-10 |  |  | CASE_LIST |  | 1 | site | SHU | 2024-06-10 | site | 0 | 1 | 1 | 2 | 7.82 | 1 | 7.82 | HITACHI(HE) |  | 1 | 1 | 0 | 1 | Flow 1: Port → Site | SHU | HITACHI
1373 | PRL-SHU-010-OS | HVDC-ADOPT-HE-0116 | SHU | EQ-002 | 190279 | 1 | Outdoor Covered | Transformer Accessories Spare | 183 | 134 | 143 | 3.507 | 300 | 427 | Stackability 600kg/m2 | 85042300 | SEK | 806625 | BBC Africa | Sweden | Uddevalla | Mugharraq | 2024-04-02 | 2024-05-23 | [11 empty] | 2024-06-10 |  |  | CASE_LIST |  | 1 | site | SHU | 2024-06-10 | site | 0 | 1 | 1 | 2 | 2.45 | 1 | 2.45 | HITACHI(HE) |  | 1 | 1 | 0 | 1 | Flow 1: Port → Site | SHU | HITACHI
1374 | PRL-SHU-010-OS | HVDC-ADOPT-HE-0116 | SHU | EQ-002 | 190280 | 1 | Outdoor Covered | Transformer Accessories Spare | 136 | 136 | 111 | 2.053 | 50 | 145 | Stackability 600kg/m2 | 85042300 | SEK | 806625 | BBC Africa | Sweden | Uddevalla | Mugharraq | 2024-04-02 | 2024-05-23 | [11 empty] | 2024-06-10 |  |  | CASE_LIST |  | 1 | site | SHU | 2024-06-10 | site | 0 | 1 | 1 | 2 | 1.85 | 1 | 1.85 | HITACHI(HE) |  | 1 | 1 | 0 | 1 | Flow 1: Port → Site | SHU | HITACHI
1375 | PRL-SHU-010-OS | HVDC-ADOPT-HE-0116 | SHU | EQ-002 | 190281 | 1 | Outdoor Covered | Transformer Accessories Spare | 400 | 40 | 45 | 0.72 | 26 | 94 | Stackability 600kg/m2 | 85042300 | SEK | 806625 | BBC Africa | Sweden | Uddevalla | Mugharraq | 2024-04-02 | 2024-05-23 | [11 empty] | 2024-06-10 |  |  | CASE_LIST |  | 1 | site | SHU | 2024-06-10 | site | 0 | 1 | 1 | 2 | 1.6 | 1 | 1.6 | HITACHI(HE) |  | 1 | 1 | 0 | 1 | Flow 1: Port → Site | SHU | HITACHI
1407 | PRL-MIR-007-O1 Lot 1 | HVDC-ADOPT-HE-0115 | MIR | EQ-098 | 279971 | 1 | Outdoor Covered | Single Phase Filter reactor | 250 | 240 | 237 | 14.22 | 771 | 1301 | Not stackable | 85045000 | EUR | 14957.75 | MSC Luciana | Sweden | Antwerpen | Khalifa port | 2024-03-27 | 2024-05-04 | [10 empty] | 2024-06-12 |  |  |  | CASE_LIST |  | 1 | site | MIR | 2024-06-12 | site | 0 | 1 | 1 | 2 | 6 | 0 | 6 | HITACHI(HE) |  | 1 | 1 | 0 | 1 | Flow 1: Port → Site | MIR | HITACHI
1408 | PRL-MIR-007-O1 Lot 1 | HVDC-ADOPT-HE-0115 | MIR | EQ-098 | 279972 | 1 | Outdoor Covered | Single Phase Filter reactor | 250 | 240 | 237 | 14.22 | 771 | 1301 | Not stackable | 85045000 | EUR | 14957.75 | MSC Luciana | Sweden | Antwerpen | Khalifa port | 2024-03-27 | 2024-05-04 | [10 empty] | 2024-06-12 |  |  |  | CASE_LIST |  | 1 | site | MIR | 2024-06-12 | site | 0 | 1 | 1 | 2 | 6 | 0 | 6 | HITACHI(HE) |  | 1 | 1 | 0 | 1 | Flow 1: Port → Site | MIR | HITACHI
1409 | PRL-MIR-007-O1 Lot 1 | HVDC-ADOPT-HE-0115 | MIR | EQ-098 | 279973 | 1 | Outdoor Covered | Single Phase Filter reactor | 250 | 240 | 237 | 14.22 | 771 | 1301 | Not stackable | 85045000 | EUR | 14957.75 | MSC Luciana | Sweden | Antwerpen | Khalifa port | 2024-03-27 | 2024-05-04 | [10 empty] | 2024-06-12 |  |  |  | CASE_LIST |  | 1 | site | MIR | 2024-06-12 | site | 0 | 1 | 1 | 2 | 6 | 0 | 6 | HITACHI(HE) |  | 1 | 1 | 0 | 1 | Flow 1: Port → Site | MIR | HITACHI
1410 | PRL-MIR-007-O1 Lot 1 | HVDC-ADOPT-HE-0115 | MIR | EQ-098 | 279974 | 1 | Outdoor Covered | Single Phase Filter reactor | 250 | 240 | 237 | 14.22 | 771 | 1301 | Not stackable | 85045000 | EUR | 14957.75 | MSC Luciana | Sweden | Antwerpen | Khalifa port | 2024-03-27 | 2024-05-04 | [10 empty] | 2024-06-12 |  |  |  | CASE_LIST |  | 1 | site | MIR | 2024-06-12 | site | 0 | 1 | 1 | 2 | 6 | 0 | 6 | HITACHI(HE) |  | 1 | 1 | 0 | 1 | Flow 1: Port → Site | MIR | HITACHI
1623 | PRL-CS-007-O1 Lot 1 | HVDC-ADOPT-HE-0114 | AGI | EQ-098 | 365392 | 1 | Outdoor covered | Single Phase Filter reactor | 275 | 244 | 275 | 18.4525 | 1050 | 1680 | Not stackable | 85045000 | EUR | 17233.9 | MSC Marie | Germany | Antwerpen | Khalifa port | 2024-04-30 | 2024-06-07 |  |  |  |  | 2024-06-14 | [9 empty] | CASE_LIST | 1 |  | warehouse | DSV Outdoor | 2024-06-14 | warehouse | 1 | 1 | -1 | 0 | 6.71 | 0 | 6.71 | HITACHI(HE) |  | 0 | 1 | 1 | 2 | Flow 2: Port → WH → Site | DSV Outdoor | HITACHI
1624 | PRL-CS-007-O1 Lot 1 | HVDC-ADOPT-HE-0114 | AGI | EQ-098 | 365393 | 1 | Outdoor covered | Single Phase Filter reactor | 275 | 244 | 275 | 18.4525 | 1050 | 1680 | Not stackable | 85045000 | EUR | 17233.9 | MSC Marie | Germany | Antwerpen | Khalifa port | 2024-04-30 | 2024-06-07 |  |  |  |  | 2024-06-14 | [9 empty] | CASE_LIST | 1 |  | warehouse | DSV Outdoor | 2024-06-14 | warehouse | 1 | 1 | -1 | 0 | 6.71 | 0 | 6.71 | HITACHI(HE) |  | 0 | 1 | 1 | 2 | Flow 2: Port → WH → Site | DSV Outdoor | HITACHI
1625 | PRL-CS-007-O1 Lot 1 | HVDC-ADOPT-HE-0114 | AGI | EQ-098 | 365394 | 1 | Outdoor covered | Single Phase Filter reactor | 275 | 244 | 275 | 18.4525 | 1050 | 1680 | Not stackable | 85045000 | EUR | 17233.9 | MSC Marie | Germany | Antwerpen | Khalifa port | 2024-04-30 | 2024-06-07 |  |  |  |  | 2024-06-14 | [9 empty] | CASE_LIST | 1 |  | warehouse | DSV Outdoor | 2024-06-14 | warehouse | 1 | 1 | -1 | 0 | 6.71 | 0 | 6.71 | HITACHI(HE) |  | 0 | 1 | 1 | 2 | Flow 2: Port → WH → Site | DSV Outdoor | HITACHI
1626 | PRL-CS-007-O1 Lot 1 | HVDC-ADOPT-HE-0114 | AGI | EQ-098 | 365395 | 1 | Outdoor covered | Single Phase Filter reactor | 275 | 244 | 275 | 18.4525 | 1050 | 1680 | Not stackable | 85045000 | EUR | 17233.9 | MSC Marie | Germany | Antwerpen | Khalifa port | 2024-04-30 | 2024-06-07 |  |  |  |  | 2024-06-14 | [9 empty] | CASE_LIST | 1 |  | warehouse | DSV Outdoor | 2024-06-14 | warehouse | 1 | 1 | -1 | 0 | 6.71 | 0 | 6.71 | HITACHI(HE) |  | 0 | 1 | 1 | 2 | Flow 2: Port → WH → Site | DSV Outdoor | HITACHI
1627 | PRL-CS-007-O1 Lot 1 | HVDC-ADOPT-HE-0114 | DAS | EQ-098 | 208344 | 1 | Outdoor covered | Single Phase Filter reactor | 250 | 240 | 275 | 16.5 | 1012 | 1597 | Not stackable | 85045000 | EUR | 12770.23 | MSC Marie | Germany | Antwerpen | Khalifa port | 2024-04-30 | 2024-06-07 |  |  |  |  | 2024-06-14 | [7 empty] | 2025-05-28 |  | CASE_LIST | 1 | 1 | site | DAS | 2025-05-28 | site | 1 | 2 | 0 | 2 | 6 | 0 | 6 | HITACHI(HE) |  | 1 | 2 | 1 | 2 | Flow 2: Port → WH → Site | DAS | HITACHI
1628 | PRL-CS-007-O1 Lot 1 | HVDC-ADOPT-HE-0114 | DAS | EQ-098 | 208345 | 1 | Outdoor covered | Single Phase Filter reactor | 250 | 240 | 275 | 16.5 | 1012 | 1597 | Not stackable | 85045000 | EUR | 12770.23 | MSC Marie | Germany | Antwerpen | Khalifa port | 2024-04-30 | 2024-06-07 |  |  |  |  | 2024-06-14 | [7 empty] | 2025-05-28 |  | CASE_LIST | 1 | 1 | site | DAS | 2025-05-28 | site | 1 | 2 | 0 | 2 | 6 | 0 | 6 | HITACHI(HE) |  | 1 | 2 | 1 | 2 | Flow 2: Port → WH → Site | DAS | HITACHI
1629 | PRL-CS-007-O1 Lot 1 | HVDC-ADOPT-HE-0114 | DAS | EQ-098 | 208346 | 1 | Outdoor covered | Single Phase Filter reactor | 250 | 240 | 275 | 16.5 | 1012 | 1597 | Not stackable | 85045000 | EUR | 12770.23 | MSC Marie | Germany | Antwerpen | Khalifa port | 2024-04-30 | 2024-06-07 |  |  |  |  | 2024-06-14 | [7 empty] | 2025-05-28 |  | CASE_LIST | 1 | 1 | site | DAS | 2025-05-28 | site | 1 | 2 | 0 | 2 | 6 | 0 | 6 | HITACHI(HE) |  | 1 | 2 | 1 | 2 | Flow 2: Port → WH → Site | DAS | HITACHI
1630 | PRL-CS-007-O1 Lot 1 | HVDC-ADOPT-HE-0114 | DAS | EQ-098 | 208347 | 1 | Outdoor covered | Single Phase Filter reactor | 250 | 240 | 275 | 16.5 | 1012 | 1597 | Not stackable | 85045000 | EUR | 12770.23 | MSC Marie | Germany | Antwerpen | Khalifa port | 2024-04-30 | 2024-06-07 |  |  |  |  | 2024-06-14 | [7 empty] | 2025-05-28 |  | CASE_LIST | 1 | 1 | site | DAS | 2025-05-28 | site | 1 | 2 | 0 | 2 | 6 | 0 | 6 | HITACHI(HE) |  | 1 | 2 | 1 | 2 | Flow 2: Port → WH → Site | DAS | HITACHI
1575 | PRL-MIR-002-O Lot 2 | HVDC-ADOPT-HE-0113 | MIR | EQ-001 | 279440 | 1 | Outdoor covered | Top part installation | 447 | 270 | 108 | 13.0345 | 600 | 1040 | Stackable x3 | 85044083 | SEK | 327582 | Edith Maersk | Sweden | Gothenburg | Khalifa port | 2024-05-09 | 2024-06-18 | [10 empty] | 2024-07-02 |  |  |  | CASE_LIST |  | 1 | site | MIR | 2024-07-02 | site | 0 | 1 | 1 | 2 | 12.07 | 3 | 12.07 | HITACHI(HE) |  | 1 | 1 | 0 | 1 | Flow 1: Port → Site | MIR | HITACHI
1576 | PRL-MIR-002-O Lot 2 | HVDC-ADOPT-HE-0113 | MIR | EQ-001 | 279441 | 1 | Outdoor covered | Top part installation | 447 | 270 | 108 | 13.0345 | 600 | 1040 | Stackable x3 | 85044083 | SEK | 327582 | Edith Maersk | Sweden | Gothenburg | Khalifa port | 2024-05-09 | 2024-06-18 | [10 empty] | 2024-07-02 |  |  |  | CASE_LIST |  | 1 | site | MIR | 2024-07-02 | site | 0 | 1 | 1 | 2 | 12.07 | 3 | 12.07 | HITACHI(HE) |  | 1 | 1 | 0 | 1 | Flow 1: Port → Site | MIR | HITACHI
1577 | PRL-MIR-002-O Lot 2 | HVDC-ADOPT-HE-0113 | MIR | EQ-001 | 279442 | 1 | Outdoor covered | Top part installation | 447 | 270 | 108 | 13.0345 | 600 | 1040 | Stackable x3 | 85044083 | SEK | 327582 | Edith Maersk | Sweden | Gothenburg | Khalifa port | 2024-05-09 | 2024-06-18 | [10 empty] | 2024-07-02 |  |  |  | CASE_LIST |  | 1 | site | MIR | 2024-07-02 | site | 0 | 1 | 1 | 2 | 12.07 | 3 | 12.07 | HITACHI(HE) |  | 1 | 1 | 0 | 1 | Flow 1: Port → Site | MIR | HITACHI
1578 | PRL-MIR-002-O Lot 2 | HVDC-ADOPT-HE-0113 | MIR | EQ-001 | 279443 | 1 | Outdoor covered | Top part installation | 447 | 270 | 108 | 13.0345 | 600 | 1040 | Stackable x3 | 85044083 | SEK | 327582 | Edith Maersk | Sweden | Gothenburg | Khalifa port | 2024-05-09 | 2024-06-18 | [10 empty] | 2024-07-02 |  |  |  | CASE_LIST |  | 1 | site | MIR | 2024-07-02 | site | 0 | 1 | 1 | 2 | 12.07 | 3 | 12.07 | HITACHI(HE) |  | 1 | 1 | 0 | 1 | Flow 1: Port → Site | MIR | HITACHI
1579 | PRL-MIR-002-O Lot 2 | HVDC-ADOPT-HE-0113 | MIR | EQ-001 | 279444 | 1 | Outdoor covered | Top part installation | 447 | 270 | 108 | 13.0345 | 600 | 1040 | Stackable x3 | 85044083 | SEK | 327582 | Edith Maersk | Sweden | Gothenburg | Khalifa port | 2024-05-09 | 2024-06-18 | [10 empty] | 2024-07-02 |  |  |  | CASE_LIST |  | 1 | site | MIR | 2024-07-02 | site | 0 | 1 | 1 | 2 | 12.07 | 3 | 12.07 | HITACHI(HE) |  | 1 | 1 | 0 | 1 | Flow 1: Port → Site | MIR | HITACHI
1580 | PRL-MIR-002-O Lot 2 | HVDC-ADOPT-HE-0113 | MIR | EQ-001 | 279445 | 1 | Outdoor covered | Top part installation | 447 | 270 | 108 | 13.0345 | 600 | 1040 | Stackable x3 | 85044083 | SEK | 327582 | Edith Maersk | Sweden | Gothenburg | Khalifa port | 2024-05-09 | 2024-06-18 | [10 empty] | 2024-07-02 |  |  |  | CASE_LIST |  | 1 | site | MIR | 2024-07-02 | site | 0 | 1 | 1 | 2 | 12.07 | 3 | 12.07 | HITACHI(HE) |  | 1 | 1 | 0 | 1 | Flow 1: Port → Site | MIR | HITACHI
1581 | PRL-MIR-002-O Lot 2 | HVDC-ADOPT-HE-0113 | MIR | EQ-001 | 279446 | 1 | Outdoor covered | Top part installation | 447 | 270 | 108 | 13.0345 | 600 | 1040 | Stackable x3 | 85044083 | SEK | 327582 | Edith Maersk | Sweden | Gothenburg | Khalifa port | 2024-05-09 | 2024-06-18 | [10 empty] | 2024-07-02 |  |  |  | CASE_LIST |  | 1 | site | MIR | 2024-07-02 | site | 0 | 1 | 1 | 2 | 12.07 | 3 | 12.07 | HITACHI(HE) |  | 1 | 1 | 0 | 1 | Flow 1: Port → Site | MIR | HITACHI
1582 | PRL-MIR-002-O Lot 2 | HVDC-ADOPT-HE-0113 | MIR | EQ-001 | 279447 | 1 | Outdoor covered | Top part installation | 447 | 270 | 108 | 13.0345 | 600 | 1040 | Stackable x3 | 85044083 | SEK | 327582 | Edith Maersk | Sweden | Gothenburg | Khalifa port | 2024-05-09 | 2024-06-18 | [10 empty] | 2024-07-02 |  |  |  | CASE_LIST |  | 1 | site | MIR | 2024-07-02 | site | 0 | 1 | 1 | 2 | 12.07 | 3 | 12.07 | HITACHI(HE) |  | 1 | 1 | 0 | 1 | Flow 1: Port → Site | MIR | HITACHI
1583 | PRL-MIR-002-O Lot 2 | HVDC-ADOPT-HE-0113 | MIR | EQ-001 | 279448 | 1 | Outdoor covered | Top part installation | 447 | 270 | 108 | 13.0345 | 600 | 1040 | Stackable x3 | 85044083 | SEK | 327582 | Edith Maersk | Sweden | Gothenburg | Khalifa port | 2024-05-09 | 2024-06-18 | [10 empty] | 2024-07-02 |  |  |  | CASE_LIST |  | 1 | site | MIR | 2024-07-02 | site | 0 | 1 | 1 | 2 | 12.07 | 3 | 12.07 | HITACHI(HE) |  | 1 | 1 | 0 | 1 | Flow 1: Port → Site | MIR | HITACHI
1584 | PRL-MIR-002-O Lot 2 | HVDC-ADOPT-HE-0113 | MIR | EQ-001 | 279449 | 1 | Outdoor covered | Top part installation | 447 | 270 | 108 | 13.0345 | 600 | 1040 | Stackable x3 | 85044083 | SEK | 327582 | Edith Maersk | Sweden | Gothenburg | Khalifa port | 2024-05-09 | 2024-06-18 | [10 empty] | 2024-07-02 |  |  |  | CASE_LIST |  | 1 | site | MIR | 2024-07-02 | site | 0 | 1 | 1 | 2 | 12.07 | 3 | 12.07 | HITACHI(HE) |  | 1 | 1 | 0 | 1 | Flow 1: Port → Site | MIR | HITACHI
1585 | PRL-MIR-002-O Lot 2 | HVDC-ADOPT-HE-0113 | MIR | EQ-001 | 279450 | 1 | Outdoor covered | Top part installation | 447 | 270 | 108 | 13.0345 | 600 | 1040 | Stackable x3 | 85044083 | SEK | 327582 | Edith Maersk | Sweden | Gothenburg | Khalifa port | 2024-05-09 | 2024-06-18 | [10 empty] | 2024-07-02 |  |  |  | CASE_LIST |  | 1 | site | MIR | 2024-07-02 | site | 0 | 1 | 1 | 2 | 12.07 | 3 | 12.07 | HITACHI(HE) |  | 1 | 1 | 0 | 1 | Flow 1: Port → Site | MIR | HITACHI
1586 | PRL-MIR-002-O Lot 2 | HVDC-ADOPT-HE-0113 | MIR | EQ-001 | 279451 | 1 | Outdoor covered | Top part installation | 447 | 270 | 108 | 13.0345 | 600 | 1040 | Stackable x3 | 85044083 | SEK | 327582 | Edith Maersk | Sweden | Gothenburg | Khalifa port | 2024-05-09 | 2024-06-18 | [10 empty] | 2024-07-02 |  |  |  | CASE_LIST |  | 1 | site | MIR | 2024-07-02 | site | 0 | 1 | 1 | 2 | 12.07 | 3 | 12.07 | HITACHI(HE) |  | 1 | 1 | 0 | 1 | Flow 1: Port → Site | MIR | HITACHI
1587 | PRL-MIR-002-O Lot 2 | HVDC-ADOPT-HE-0113 | MIR | EQ-001 | 279452 | 1 | Outdoor covered | Top part installation | 447 | 270 | 108 | 13.0345 | 600 | 1040 | Stackable x3 | 85044083 | SEK | 327582 | Edith Maersk | Sweden | Gothenburg | Khalifa port | 2024-05-09 | 2024-06-18 | [10 empty] | 2024-07-02 |  |  |  | CASE_LIST |  | 1 | site | MIR | 2024-07-02 | site | 0 | 1 | 1 | 2 | 12.07 | 3 | 12.07 | HITACHI(HE) |  | 1 | 1 | 0 | 1 | Flow 1: Port → Site | MIR | HITACHI
1588 | PRL-MIR-002-O Lot 2 | HVDC-ADOPT-HE-0113 | MIR | EQ-001 | 279453 | 1 | Outdoor covered | Top part installation | 447 | 270 | 108 | 13.0345 | 600 | 1040 | Stackable x3 | 85044083 | SEK | 327582 | Edith Maersk | Sweden | Gothenburg | Khalifa port | 2024-05-09 | 2024-06-18 | [10 empty] | 2024-07-02 |  |  |  | CASE_LIST |  | 1 | site | MIR | 2024-07-02 | site | 0 | 1 | 1 | 2 | 12.07 | 3 | 12.07 | HITACHI(HE) |  | 1 | 1 | 0 | 1 | Flow 1: Port → Site | MIR | HITACHI
1589 | PRL-MIR-002-O Lot 2 | HVDC-ADOPT-HE-0113 | MIR | EQ-001 | 279454 | 1 | Outdoor covered | Top part installation | 447 | 270 | 108 | 13.0345 | 600 | 1040 | Stackable x3 | 85044083 | SEK | 327582 | Edith Maersk | Sweden | Gothenburg | Khalifa port | 2024-05-09 | 2024-06-18 | [10 empty] | 2024-07-02 |  |  |  | CASE_LIST |  | 1 | site | MIR | 2024-07-02 | site | 0 | 1 | 1 | 2 | 12.07 | 3 | 12.07 | HITACHI(HE) |  | 1 | 1 | 0 | 1 | Flow 1: Port → Site | MIR | HITACHI
1590 | PRL-MIR-002-O Lot 2 | HVDC-ADOPT-HE-0113 | MIR | EQ-001 | 279455 | 1 | Outdoor covered | Top part installation | 447 | 270 | 108 | 13.0345 | 600 | 1040 | Stackable x3 | 85044083 | SEK | 327582 | Edith Maersk | Sweden | Gothenburg | Khalifa port | 2024-05-09 | 2024-06-18 | [10 empty] | 2024-07-02 |  |  |  | CASE_LIST |  | 1 | site | MIR | 2024-07-02 | site | 0 | 1 | 1 | 2 | 12.07 | 3 | 12.07 | HITACHI(HE) |  | 1 | 1 | 0 | 1 | Flow 1: Port → Site | MIR | HITACHI
1591 | PRL-MIR-002-O Lot 2 | HVDC-ADOPT-HE-0113 | MIR | EQ-001 | 279456 | 1 | Outdoor covered | Top part installation | 447 | 270 | 108 | 13.0345 | 600 | 1040 | Stackable x3 | 85044083 | SEK | 327582 | Edith Maersk | Sweden | Gothenburg | Khalifa port | 2024-05-09 | 2024-06-18 | [10 empty] | 2024-07-02 |  |  |  | CASE_LIST |  | 1 | site | MIR | 2024-07-02 | site | 0 | 1 | 1 | 2 | 12.07 | 3 | 12.07 | HITACHI(HE) |  | 1 | 1 | 0 | 1 | Flow 1: Port → Site | MIR | HITACHI
1592 | PRL-MIR-002-O Lot 2 | HVDC-ADOPT-HE-0113 | MIR | EQ-001 | 279457 | 1 | Outdoor covered | Top part installation | 447 | 270 | 108 | 13.0345 | 600 | 1040 | Stackable x3 | 85044083 | SEK | 327582 | Edith Maersk | Sweden | Gothenburg | Khalifa port | 2024-05-09 | 2024-06-18 | [10 empty] | 2024-07-02 |  |  |  | CASE_LIST |  | 1 | site | MIR | 2024-07-02 | site | 0 | 1 | 1 | 2 | 12.07 | 3 | 12.07 | HITACHI(HE) |  | 1 | 1 | 0 | 1 | Flow 1: Port → Site | MIR | HITACHI
1593 | PRL-MIR-002-O Lot 2 | HVDC-ADOPT-HE-0113 | MIR | EQ-001 | 279458 | 1 | Outdoor covered | Top part installation | 447 | 270 | 108 | 13.0345 | 600 | 1040 | Stackable x3 | 85044083 | SEK | 327582 | Edith Maersk | Sweden | Gothenburg | Khalifa port | 2024-05-09 | 2024-06-18 | [10 empty] | 2024-07-02 |  |  |  | CASE_LIST |  | 1 | site | MIR | 2024-07-02 | site | 0 | 1 | 1 | 2 | 12.07 | 3 | 12.07 | HITACHI(HE) |  | 1 | 1 | 0 | 1 | Flow 1: Port → Site | MIR | HITACHI
1594 | PRL-MIR-002-O Lot 2 | HVDC-ADOPT-HE-0113 | MIR | EQ-001 | 279459 | 1 | Outdoor covered | Top part installation | 447 | 270 | 108 | 13.0345 | 600 | 1040 | Stackable x3 | 85044083 | SEK | 327582 | Edith Maersk | Sweden | Gothenburg | Khalifa port | 2024-05-09 | 2024-06-18 | [10 empty] | 2024-07-02 |  |  |  | CASE_LIST |  | 1 | site | MIR | 2024-07-02 | site | 0 | 1 | 1 | 2 | 12.07 | 3 | 12.07 | HITACHI(HE) |  | 1 | 1 | 0 | 1 | Flow 1: Port → Site | MIR | HITACHI
1595 | PRL-MIR-002-O Lot 2 | HVDC-ADOPT-HE-0113 | MIR | EQ-001 | 279460 | 1 | Outdoor covered | Top part installation | 447 | 270 | 108 | 13.0345 | 600 | 1040 | Stackable x3 | 85044083 | SEK | 327582 | Edith Maersk | Sweden | Gothenburg | Khalifa port | 2024-05-09 | 2024-06-18 | [10 empty] | 2024-07-02 |  |  |  | CASE_LIST |  | 1 | site | MIR | 2024-07-02 | site | 0 | 1 | 1 | 2 | 12.07 | 3 | 12.07 | HITACHI(HE) |  | 1 | 1 | 0 | 1 | Flow 1: Port → Site | MIR | HITACHI
1596 | PRL-MIR-002-O Lot 2 | HVDC-ADOPT-HE-0113 | MIR | EQ-001 | 279461 | 1 | Outdoor covered | Top part installation | 447 | 270 | 108 | 13.0345 | 600 | 1040 | Stackable x3 | 85044083 | SEK | 327582 | Edith Maersk | Sweden | Gothenburg | Khalifa port | 2024-05-09 | 2024-06-18 | [10 empty] | 2024-07-02 |  |  |  | CASE_LIST |  | 1 | site | MIR | 2024-07-02 | site | 0 | 1 | 1 | 2 | 12.07 | 3 | 12.07 | HITACHI(HE) |  | 1 | 1 | 0 | 1 | Flow 1: Port → Site | MIR | HITACHI
1597 | PRL-MIR-002-O Lot 2 | HVDC-ADOPT-HE-0113 | MIR | EQ-001 | 279462 | 1 | Outdoor covered | Top part installation | 447 | 270 | 108 | 13.0345 | 600 | 1040 | Stackable x3 | 85044083 | SEK | 327582 | Edith Maersk | Sweden | Gothenburg | Khalifa port | 2024-05-09 | 2024-06-18 | [10 empty] | 2024-07-02 |  |  |  | CASE_LIST |  | 1 | site | MIR | 2024-07-02 | site | 0 | 1 | 1 | 2 | 12.07 | 3 | 12.07 | HITACHI(HE) |  | 1 | 1 | 0 | 1 | Flow 1: Port → Site | MIR | HITACHI
1598 | PRL-MIR-002-O Lot 2 | HVDC-ADOPT-HE-0113 | MIR | EQ-001 | 279463 | 1 | Outdoor covered | Top part installation | 447 | 270 | 108 | 13.0345 | 600 | 1040 | Stackable x3 | 85044083 | SEK | 327582 | Edith Maersk | Sweden | Gothenburg | Khalifa port | 2024-05-09 | 2024-06-18 | [10 empty] | 2024-07-02 |  |  |  | CASE_LIST |  | 1 | site | MIR | 2024-07-02 | site | 0 | 1 | 1 | 2 | 12.07 | 3 | 12.07 | HITACHI(HE) |  | 1 | 1 | 0 | 1 | Flow 1: Port → Site | MIR | HITACHI
1599 | PRL-MIR-002-O Lot 2 | HVDC-ADOPT-HE-0113 | MIR | EQ-001 | 279464 | 1 | Outdoor covered | Top part installation | 447 | 270 | 108 | 13.0345 | 600 | 1040 | Stackable x3 | 85044083 | SEK | 327582 | Edith Maersk | Sweden | Gothenburg | Khalifa port | 2024-05-09 | 2024-06-18 | [10 empty] | 2024-07-03 |  |  |  | CASE_LIST |  | 1 | site | MIR | 2024-07-03 | site | 0 | 1 | 1 | 2 | 12.07 | 3 | 12.07 | HITACHI(HE) |  | 1 | 1 | 0 | 1 | Flow 1: Port → Site | MIR | HITACHI
1600 | PRL-MIR-002-O Lot 2 | HVDC-ADOPT-HE-0113 | MIR | EQ-001 | 279465 | 1 | Outdoor covered | Top part installation | 447 | 270 | 108 | 13.0345 | 600 | 1040 | Stackable x3 | 85044083 | SEK | 327582 | Edith Maersk | Sweden | Gothenburg | Khalifa port | 2024-05-09 | 2024-06-18 | [10 empty] | 2024-07-03 |  |  |  | CASE_LIST |  | 1 | site | MIR | 2024-07-03 | site | 0 | 1 | 1 | 2 | 12.07 | 3 | 12.07 | HITACHI(HE) |  | 1 | 1 | 0 | 1 | Flow 1: Port → Site | MIR | HITACHI
1601 | PRL-MIR-002-O Lot 2 | HVDC-ADOPT-HE-0113 | MIR | EQ-001 | 279466 | 1 | Outdoor covered | Top part installation | 447 | 270 | 108 | 13.0345 | 600 | 1040 | Stackable x3 | 85044083 | SEK | 327582 | Edith Maersk | Sweden | Gothenburg | Khalifa port | 2024-05-09 | 2024-06-18 | [10 empty] | 2024-07-03 |  |  |  | CASE_LIST |  | 1 | site | MIR | 2024-07-03 | site | 0 | 1 | 1 | 2 | 12.07 | 3 | 12.07 | HITACHI(HE) |  | 1 | 1 | 0 | 1 | Flow 1: Port → Site | MIR | HITACHI
1602 | PRL-MIR-002-O Lot 2 | HVDC-ADOPT-HE-0113 | MIR | EQ-001 | 279467 | 1 | Outdoor covered | Top part installation | 447 | 270 | 108 | 13.0345 | 600 | 1040 | Stackable x3 | 85044083 | SEK | 327582 | Edith Maersk | Sweden | Gothenburg | Khalifa port | 2024-05-09 | 2024-06-18 | [10 empty] | 2024-07-03 |  |  |  | CASE_LIST |  | 1 | site | MIR | 2024-07-03 | site | 0 | 1 | 1 | 2 | 12.07 | 3 | 12.07 | HITACHI(HE) |  | 1 | 1 | 0 | 1 | Flow 1: Port → Site | MIR | HITACHI
1603 | PRL-MIR-002-O Lot 2 | HVDC-ADOPT-HE-0113 | MIR | EQ-001 | 279468 | 1 | Outdoor covered | Top part installation | 447 | 270 | 108 | 13.0345 | 600 | 1040 | Stackable x3 | 85044083 | SEK | 327582 | Edith Maersk | Sweden | Gothenburg | Khalifa port | 2024-05-09 | 2024-06-18 | [10 empty] | 2024-07-03 |  |  |  | CASE_LIST |  | 1 | site | MIR | 2024-07-03 | site | 0 | 1 | 1 | 2 | 12.07 | 3 | 12.07 | HITACHI(HE) |  | 1 | 1 | 0 | 1 | Flow 1: Port → Site | MIR | HITACHI
1604 | PRL-MIR-002-O Lot 2 | HVDC-ADOPT-HE-0113 | MIR | EQ-001 | 279469 | 1 | Outdoor covered | Top part installation | 447 | 270 | 108 | 13.0345 | 600 | 1040 | Stackable x3 | 85044083 | SEK | 327582 | Edith Maersk | Sweden | Gothenburg | Khalifa port | 2024-05-09 | 2024-06-18 | [10 empty] | 2024-07-03 |  |  |  | CASE_LIST |  | 1 | site | MIR | 2024-07-03 | site | 0 | 1 | 1 | 2 | 12.07 | 3 | 12.07 | HITACHI(HE) |  | 1 | 1 | 0 | 1 | Flow 1: Port → Site | MIR | HITACHI
1605 | PRL-MIR-002-O Lot 2 | HVDC-ADOPT-HE-0113 | MIR | EQ-001 | 279470 | 1 | Outdoor covered | Top part installation | 447 | 270 | 108 | 13.0345 | 600 | 1040 | Stackable x3 | 85044083 | SEK | 327582 | Edith Maersk | Sweden | Gothenburg | Khalifa port | 2024-05-09 | 2024-06-18 | [10 empty] | 2024-07-03 |  |  |  | CASE_LIST |  | 1 | site | MIR | 2024-07-03 | site | 0 | 1 | 1 | 2 | 12.07 | 3 | 12.07 | HITACHI(HE) |  | 1 | 1 | 0 | 1 | Flow 1: Port → Site | MIR | HITACHI
1606 | PRL-MIR-002-O Lot 2 | HVDC-ADOPT-HE-0113 | MIR | EQ-001 | 279471 | 1 | Outdoor covered | Top part installation | 447 | 270 | 108 | 13.0345 | 600 | 1040 | Stackable x3 | 85044083 | SEK | 327582 | Edith Maersk | Sweden | Gothenburg | Khalifa port | 2024-05-09 | 2024-06-18 | [10 empty] | 2024-07-03 |  |  |  | CASE_LIST |  | 1 | site | MIR | 2024-07-03 | site | 0 | 1 | 1 | 2 | 12.07 | 3 | 12.07 | HITACHI(HE) |  | 1 | 1 | 0 | 1 | Flow 1: Port → Site | MIR | HITACHI
1607 | PRL-MIR-002-O Lot 2 | HVDC-ADOPT-HE-0113 | MIR | EQ-001 | 279472 | 1 | Outdoor covered | Top part installation | 447 | 270 | 108 | 13.0345 | 600 | 1040 | Stackable x3 | 85044083 | SEK | 327582 | Edith Maersk | Sweden | Gothenburg | Khalifa port | 2024-05-09 | 2024-06-18 | [10 empty] | 2024-07-03 |  |  |  | CASE_LIST |  | 1 | site | MIR | 2024-07-03 | site | 0 | 1 | 1 | 2 | 12.07 | 3 | 12.07 | HITACHI(HE) |  | 1 | 1 | 0 | 1 | Flow 1: Port → Site | MIR | HITACHI
1608 | PRL-MIR-002-O Lot 2 | HVDC-ADOPT-HE-0113 | MIR | EQ-001 | 279473 | 1 | Outdoor covered | Top part installation | 447 | 270 | 108 | 13.0345 | 600 | 1040 | Stackable x3 | 85044083 | SEK | 327582 | Edith Maersk | Sweden | Gothenburg | Khalifa port | 2024-05-09 | 2024-06-18 | [10 empty] | 2024-07-03 |  |  |  | CASE_LIST |  | 1 | site | MIR | 2024-07-03 | site | 0 | 1 | 1 | 2 | 12.07 | 3 | 12.07 | HITACHI(HE) |  | 1 | 1 | 0 | 1 | Flow 1: Port → Site | MIR | HITACHI
1609 | PRL-MIR-002-O Lot 2 | HVDC-ADOPT-HE-0113 | MIR | EQ-001 | 279474 | 1 | Outdoor covered | Top part installation | 447 | 270 | 108 | 13.0345 | 600 | 1040 | Stackable x3 | 85044083 | SEK | 327582 | Edith Maersk | Sweden | Gothenburg | Khalifa port | 2024-05-09 | 2024-06-18 | [10 empty] | 2024-07-03 |  |  |  | CASE_LIST |  | 1 | site | MIR | 2024-07-03 | site | 0 | 1 | 1 | 2 | 12.07 | 3 | 12.07 | HITACHI(HE) |  | 1 | 1 | 0 | 1 | Flow 1: Port → Site | MIR | HITACHI
1610 | PRL-MIR-002-O Lot 2 | HVDC-ADOPT-HE-0113 | MIR | EQ-001 | 279475 | 1 | Outdoor covered | Top part installation | 447 | 270 | 108 | 13.0345 | 600 | 1040 | Stackable x3 | 85044083 | SEK | 327582 | Edith Maersk | Sweden | Gothenburg | Khalifa port | 2024-05-09 | 2024-06-18 | [10 empty] | 2024-07-03 |  |  |  | CASE_LIST |  | 1 | site | MIR | 2024-07-03 | site | 0 | 1 | 1 | 2 | 12.07 | 3 | 12.07 | HITACHI(HE) |  | 1 | 1 | 0 | 1 | Flow 1: Port → Site | MIR | HITACHI
1611 | PRL-MIR-002-O Lot 2 | HVDC-ADOPT-HE-0113 | MIR | EQ-001 | 279476 | 1 | Outdoor covered | Top part installation | 447 | 270 | 108 | 13.0345 | 600 | 1040 | Stackable x3 | 85044083 | SEK | 327582 | Edith Maersk | Sweden | Gothenburg | Khalifa port | 2024-05-09 | 2024-06-18 | [10 empty] | 2024-07-03 |  |  |  | CASE_LIST |  | 1 | site | MIR | 2024-07-03 | site | 0 | 1 | 1 | 2 | 12.07 | 3 | 12.07 | HITACHI(HE) |  | 1 | 1 | 0 | 1 | Flow 1: Port → Site | MIR | HITACHI
1612 | PRL-MIR-002-O Lot 2 | HVDC-ADOPT-HE-0113 | MIR | EQ-001 | 279477 | 1 | Outdoor covered | Top part installation | 447 | 270 | 108 | 13.0345 | 600 | 1040 | Stackable x3 | 85044083 | SEK | 327582 | Edith Maersk | Sweden | Gothenburg | Khalifa port | 2024-05-09 | 2024-06-18 | [10 empty] | 2024-07-03 |  |  |  | CASE_LIST |  | 1 | site | MIR | 2024-07-03 | site | 0 | 1 | 1 | 2 | 12.07 | 3 | 12.07 | HITACHI(HE) |  | 1 | 1 | 0 | 1 | Flow 1: Port → Site | MIR | HITACHI
1613 | PRL-MIR-002-O Lot 2 | HVDC-ADOPT-HE-0113 | MIR | EQ-001 | 279478 | 1 | Outdoor covered | Top part installation | 447 | 270 | 108 | 13.0345 | 600 | 1040 | Stackable x3 | 85044083 | SEK | 327582 | Edith Maersk | Sweden | Gothenburg | Khalifa port | 2024-05-09 | 2024-06-18 | [10 empty] | 2024-07-03 |  |  |  | CASE_LIST |  | 1 | site | MIR | 2024-07-03 | site | 0 | 1 | 1 | 2 | 12.07 | 3 | 12.07 | HITACHI(HE) |  | 1 | 1 | 0 | 1 | Flow 1: Port → Site | MIR | HITACHI
1614 | PRL-MIR-002-O Lot 2 | HVDC-ADOPT-HE-0113 | MIR | EQ-001 | 279479 | 1 | Outdoor covered | Top part installation | 447 | 270 | 108 | 13.0345 | 600 | 1040 | Stackable x3 | 85044083 | SEK | 327582 | Edith Maersk | Sweden | Gothenburg | Khalifa port | 2024-05-09 | 2024-06-18 | [10 empty] | 2024-07-03 |  |  |  | CASE_LIST |  | 1 | site | MIR | 2024-07-03 | site | 0 | 1 | 1 | 2 | 12.07 | 3 | 12.07 | HITACHI(HE) |  | 1 | 1 | 0 | 1 | Flow 1: Port → Site | MIR | HITACHI
1615 | PRL-MIR-002-O Lot 2 | HVDC-ADOPT-HE-0113 | MIR | EQ-001 | 279480 | 1 | Outdoor covered | Top part installation | 447 | 270 | 108 | 13.0345 | 600 | 1040 | Stackable x3 | 85044083 | SEK | 327582 | Edith Maersk | Sweden | Gothenburg | Khalifa port | 2024-05-09 | 2024-06-18 | [10 empty] | 2024-07-03 |  |  |  | CASE_LIST |  | 1 | site | MIR | 2024-07-03 | site | 0 | 1 | 1 | 2 | 12.07 | 3 | 12.07 | HITACHI(HE) |  | 1 | 1 | 0 | 1 | Flow 1: Port → Site | MIR | HITACHI
1616 | PRL-MIR-002-O Lot 2 | HVDC-ADOPT-HE-0113 | MIR | EQ-001 | 279481 | 1 | Outdoor covered | Top part installation | 447 | 270 | 108 | 13.0345 | 600 | 1040 | Stackable x3 | 85044083 | SEK | 327582 | Edith Maersk | Sweden | Gothenburg | Khalifa port | 2024-05-09 | 2024-06-18 | [10 empty] | 2024-07-03 |  |  |  | CASE_LIST |  | 1 | site | MIR | 2024-07-03 | site | 0 | 1 | 1 | 2 | 12.07 | 3 | 12.07 | HITACHI(HE) |  | 1 | 1 | 0 | 1 | Flow 1: Port → Site | MIR | HITACHI
1617 | PRL-MIR-002-O Lot 2 | HVDC-ADOPT-HE-0113 | MIR | EQ-001 | 279482 | 1 | Outdoor covered | Top part installation | 447 | 270 | 108 | 13.0345 | 600 | 1040 | Stackable x3 | 85044083 | SEK | 327582 | Edith Maersk | Sweden | Gothenburg | Khalifa port | 2024-05-09 | 2024-06-18 | [10 empty] | 2024-07-03 |  |  |  | CASE_LIST |  | 1 | site | MIR | 2024-07-03 | site | 0 | 1 | 1 | 2 | 12.07 | 3 | 12.07 | HITACHI(HE) |  | 1 | 1 | 0 | 1 | Flow 1: Port → Site | MIR | HITACHI
1618 | PRL-MIR-002-O Lot 2 | HVDC-ADOPT-HE-0113 | MIR | EQ-001 | 279483 | 1 | Outdoor covered | Top part installation | 447 | 270 | 108 | 13.0345 | 600 | 1040 | Stackable x3 | 85044083 | SEK | 327582 | Edith Maersk | Sweden | Gothenburg | Khalifa port | 2024-05-09 | 2024-06-18 | [10 empty] | 2024-07-03 |  |  |  | CASE_LIST |  | 1 | site | MIR | 2024-07-03 | site | 0 | 1 | 1 | 2 | 12.07 | 3 | 12.07 | HITACHI(HE) |  | 1 | 1 | 0 | 1 | Flow 1: Port → Site | MIR | HITACHI
1619 | PRL-MIR-002-O Lot 2 | HVDC-ADOPT-HE-0113 | MIR | EQ-001 | 279484 | 1 | Outdoor covered | Top part installation | 447 | 270 | 108 | 13.0345 | 600 | 1040 | Stackable x3 | 85044083 | SEK | 327582 | Edith Maersk | Sweden | Gothenburg | Khalifa port | 2024-05-09 | 2024-06-18 | [10 empty] | 2024-07-03 |  |  |  | CASE_LIST |  | 1 | site | MIR | 2024-07-03 | site | 0 | 1 | 1 | 2 | 12.07 | 3 | 12.07 | HITACHI(HE) |  | 1 | 1 | 0 | 1 | Flow 1: Port → Site | MIR | HITACHI
1620 | PRL-MIR-002-O Lot 2 | HVDC-ADOPT-HE-0113 | MIR | EQ-001 | 279485 | 1 | Outdoor covered | Top part installation | 447 | 270 | 108 | 13.0345 | 600 | 1040 | Stackable x3 | 85044083 | SEK | 327582 | Edith Maersk | Sweden | Gothenburg | Khalifa port | 2024-05-09 | 2024-06-18 | [10 empty] | 2024-07-03 |  |  |  | CASE_LIST |  | 1 | site | MIR | 2024-07-03 | site | 0 | 1 | 1 | 2 | 12.07 | 3 | 12.07 | HITACHI(HE) |  | 1 | 1 | 0 | 1 | Flow 1: Port → Site | MIR | HITACHI
1621 | PRL-MIR-002-O Lot 2 | HVDC-ADOPT-HE-0113 | MIR | EQ-001 | 279486 | 1 | Outdoor covered | Top part installation | 447 | 270 | 108 | 13.0345 | 600 | 1040 | Stackable x3 | 85044083 | SEK | 327582 | Edith Maersk | Sweden | Gothenburg | Khalifa port | 2024-05-09 | 2024-06-18 | [10 empty] | 2024-07-03 |  |  |  | CASE_LIST |  | 1 | site | MIR | 2024-07-03 | site | 0 | 1 | 1 | 2 | 12.07 | 3 | 12.07 | HITACHI(HE) |  | 1 | 1 | 0 | 1 | Flow 1: Port → Site | MIR | HITACHI
1622 | PRL-MIR-002-O Lot 2 | HVDC-ADOPT-HE-0113 | MIR | EQ-001 | 279487 | 1 | Outdoor covered | Top part installation | 447 | 270 | 108 | 13.0345 | 600 | 1040 | Stackable x3 | 85044083 | SEK | 327582 | Edith Maersk | Sweden | Gothenburg | Khalifa port | 2024-05-09 | 2024-06-18 | [10 empty] | 2024-07-03 |  |  |  | CASE_LIST |  | 1 | site | MIR | 2024-07-03 | site | 0 | 1 | 1 | 2 | 12.07 | 3 | 12.07 | HITACHI(HE) |  | 1 | 1 | 0 | 1 | Flow 1: Port → Site | MIR | HITACHI
1519 | PRL-MIR-002-O2 Lot 1 | HVDC-ADOPT-HE-0112 | MIR | EQ-001 | 279371 | 1 | Indoor | Serpentine | 424 | 90 | 121 | 4.6174 | 50 | 315 | Stackable x3 | 85044083 | SEK | 327582 | Maersk Hamburg | Sweden | Gothenburg | Khalifa port | 2024-05-02 | 2024-06-09 |  |  | 2024-06-13 | [7 empty] | 2025-08-06 |  |  |  | CASE_LIST | 1 | 1 | site | MIR | 2025-08-06 | site | 1 | 2 | 0 | 2 | 3.82 | 3 | 3.82 | HITACHI(HE) |  | 1 | 2 | 1 | 2 | Flow 2: Port → WH → Site | MIR | HITACHI
1520 | PRL-MIR-002-O2 Lot 1 | HVDC-ADOPT-HE-0112 | MIR | EQ-001 | 279372 | 1 | Indoor | Serpentine | 424 | 90 | 121 | 4.6174 | 50 | 315 | Stackable x3 | 85044083 | SEK | 327582 | Maersk Hamburg | Sweden | Gothenburg | Khalifa port | 2024-05-02 | 2024-06-09 |  |  | 2024-06-13 | [7 empty] | 2025-08-06 |  |  |  | CASE_LIST | 1 | 1 | site | MIR | 2025-08-06 | site | 1 | 2 | 0 | 2 | 3.82 | 3 | 3.82 | HITACHI(HE) |  | 1 | 2 | 1 | 2 | Flow 2: Port → WH → Site | MIR | HITACHI
1521 | PRL-MIR-002-O2 Lot 1 | HVDC-ADOPT-HE-0112 | MIR | EQ-001 | 279373 | 1 | Indoor | Serpentine | 424 | 90 | 121 | 4.6174 | 50 | 315 | Stackable x3 | 85044083 | SEK | 327582 | Maersk Hamburg | Sweden | Gothenburg | Khalifa port | 2024-05-02 | 2024-06-09 |  |  | 2024-06-13 | [7 empty] | 2025-08-06 |  |  |  | CASE_LIST | 1 | 1 | site | MIR | 2025-08-06 | site | 1 | 2 | 0 | 2 | 3.82 | 3 | 3.82 | HITACHI(HE) |  | 1 | 2 | 1 | 2 | Flow 2: Port → WH → Site | MIR | HITACHI
1522 | PRL-MIR-002-O2 Lot 1 | HVDC-ADOPT-HE-0112 | MIR | EQ-001 | 279374 | 1 | Indoor | Serpentine | 424 | 90 | 121 | 4.6174 | 50 | 315 | Stackable x3 | 85044083 | SEK | 327582 | Maersk Hamburg | Sweden | Gothenburg | Khalifa port | 2024-05-02 | 2024-06-09 |  |  | 2024-06-13 | [7 empty] | 2025-08-06 |  |  |  | CASE_LIST | 1 | 1 | site | MIR | 2025-08-06 | site | 1 | 2 | 0 | 2 | 3.82 | 3 | 3.82 | HITACHI(HE) |  | 1 | 2 | 1 | 2 | Flow 2: Port → WH → Site | MIR | HITACHI
1523 | PRL-MIR-002-O2 Lot 1 | HVDC-ADOPT-HE-0112 | MIR | EQ-001 | 279375 | 1 | Indoor | Serpentine | 424 | 90 | 121 | 4.6174 | 50 | 315 | Stackable x3 | 85044083 | SEK | 327582 | Maersk Hamburg | Sweden | Gothenburg | Khalifa port | 2024-05-02 | 2024-06-09 |  |  | 2024-06-13 | [7 empty] | 2025-08-06 |  |  |  | CASE_LIST | 1 | 1 | site | MIR | 2025-08-06 | site | 1 | 2 | 0 | 2 | 3.82 | 3 | 3.82 | HITACHI(HE) |  | 1 | 2 | 1 | 2 | Flow 2: Port → WH → Site | MIR | HITACHI
1524 | PRL-MIR-002-O2 Lot 1 | HVDC-ADOPT-HE-0112 | MIR | EQ-001 | 279376 | 1 | Indoor | Serpentine | 424 | 90 | 121 | 4.6174 | 50 | 315 | Stackable x3 | 85044083 | SEK | 327582 | Maersk Hamburg | Sweden | Gothenburg | Khalifa port | 2024-05-02 | 2024-06-09 |  |  | 2024-06-13 | [7 empty] | 2025-08-06 |  |  |  | CASE_LIST | 1 | 1 | site | MIR | 2025-08-06 | site | 1 | 2 | 0 | 2 | 3.82 | 3 | 3.82 | HITACHI(HE) |  | 1 | 2 | 1 | 2 | Flow 2: Port → WH → Site | MIR | HITACHI
1525 | PRL-MIR-002-O2 Lot 1 | HVDC-ADOPT-HE-0112 | MIR | EQ-001 | 279377 | 1 | Indoor | Serpentine | 424 | 90 | 121 | 4.6174 | 50 | 315 | Stackable x3 | 85044083 | SEK | 327582 | Maersk Hamburg | Sweden | Gothenburg | Khalifa port | 2024-05-02 | 2024-06-09 |  |  | 2024-06-13 | [7 empty] | 2025-08-06 |  |  |  | CASE_LIST | 1 | 1 | site | MIR | 2025-08-06 | site | 1 | 2 | 0 | 2 | 3.82 | 3 | 3.82 | HITACHI(HE) |  | 1 | 2 | 1 | 2 | Flow 2: Port → WH → Site | MIR | HITACHI
1526 | PRL-MIR-002-O2 Lot 1 | HVDC-ADOPT-HE-0112 | MIR | EQ-001 | 279378 | 1 | Indoor | Serpentine | 424 | 90 | 121 | 4.6174 | 50 | 315 | Stackable x3 | 85044083 | SEK | 327582 | Maersk Hamburg | Sweden | Gothenburg | Khalifa port | 2024-05-02 | 2024-06-09 |  |  | 2024-06-13 | [7 empty] | 2025-08-06 |  |  |  | CASE_LIST | 1 | 1 | site | MIR | 2025-08-06 | site | 1 | 2 | 0 | 2 | 3.82 | 3 | 3.82 | HITACHI(HE) |  | 1 | 2 | 1 | 2 | Flow 2: Port → WH → Site | MIR | HITACHI
1527 | PRL-MIR-002-O2 Lot 1 | HVDC-ADOPT-HE-0112 | MIR | EQ-001 | 279379 | 1 | Indoor | Serpentine | 424 | 90 | 121 | 4.6174 | 50 | 315 | Stackable x3 | 85044083 | SEK | 327582 | Maersk Hamburg | Sweden | Gothenburg | Khalifa port | 2024-05-02 | 2024-06-09 |  |  | 2024-06-12 | [7 empty] | 2025-08-06 |  |  |  | CASE_LIST | 1 | 1 | site | MIR | 2025-08-06 | site | 1 | 2 | 0 | 2 | 3.82 | 3 | 3.82 | HITACHI(HE) |  | 1 | 2 | 1 | 2 | Flow 2: Port → WH → Site | MIR | HITACHI
1528 | PRL-MIR-002-O2 Lot 1 | HVDC-ADOPT-HE-0112 | MIR | EQ-001 | 279380 | 1 | Indoor | Serpentine | 424 | 90 | 121 | 4.6174 | 50 | 315 | Stackable x3 | 85044083 | SEK | 327582 | Maersk Hamburg | Sweden | Gothenburg | Khalifa port | 2024-05-02 | 2024-06-09 |  |  | 2024-06-12 | [7 empty] | 2025-08-06 |  |  |  | CASE_LIST | 1 | 1 | site | MIR | 2025-08-06 | site | 1 | 2 | 0 | 2 | 3.82 | 3 | 3.82 | HITACHI(HE) |  | 1 | 2 | 1 | 2 | Flow 2: Port → WH → Site | MIR | HITACHI
1529 | PRL-MIR-002-O2 Lot 1 | HVDC-ADOPT-HE-0112 | MIR | EQ-001 | 279381 | 1 | Indoor | Serpentine | 424 | 90 | 121 | 4.6174 | 50 | 315 | Stackable x3 | 85044083 | SEK | 327582 | Maersk Hamburg | Sweden | Gothenburg | Khalifa port | 2024-05-02 | 2024-06-09 |  |  | 2024-06-12 | [7 empty] | 2025-08-06 |  |  |  | CASE_LIST | 1 | 1 | site | MIR | 2025-08-06 | site | 1 | 2 | 0 | 2 | 3.82 | 3 | 3.82 | HITACHI(HE) |  | 1 | 2 | 1 | 2 | Flow 2: Port → WH → Site | MIR | HITACHI
1530 | PRL-MIR-002-O2 Lot 1 | HVDC-ADOPT-HE-0112 | MIR | EQ-001 | 279382 | 1 | Indoor | Serpentine | 424 | 90 | 121 | 4.6174 | 50 | 315 | Stackable x3 | 85044083 | SEK | 327582 | Maersk Hamburg | Sweden | Gothenburg | Khalifa port | 2024-05-02 | 2024-06-09 |  |  | 2024-06-12 | [7 empty] | 2025-08-06 |  |  |  | CASE_LIST | 1 | 1 | site | MIR | 2025-08-06 | site | 1 | 2 | 0 | 2 | 3.82 | 3 | 3.82 | HITACHI(HE) |  | 1 | 2 | 1 | 2 | Flow 2: Port → WH → Site | MIR | HITACHI
1531 | PRL-MIR-002-O2 Lot 1 | HVDC-ADOPT-HE-0112 | MIR | EQ-001 | 279383 | 1 | Indoor | Serpentine | 424 | 90 | 121 | 4.6174 | 50 | 315 | Stackable x3 | 85044083 | SEK | 327582 | Maersk Hamburg | Sweden | Gothenburg | Khalifa port | 2024-05-02 | 2024-06-09 |  |  | 2024-06-12 | [7 empty] | 2025-08-06 |  |  |  | CASE_LIST | 1 | 1 | site | MIR | 2025-08-06 | site | 1 | 2 | 0 | 2 | 3.82 | 3 | 3.82 | HITACHI(HE) |  | 1 | 2 | 1 | 2 | Flow 2: Port → WH → Site | MIR | HITACHI
1532 | PRL-MIR-002-O2 Lot 1 | HVDC-ADOPT-HE-0112 | MIR | EQ-001 | 279384 | 1 | Indoor | Serpentine | 424 | 90 | 121 | 4.6174 | 50 | 315 | Stackable x3 | 85044083 | SEK | 327582 | Maersk Hamburg | Sweden | Gothenburg | Khalifa port | 2024-05-02 | 2024-06-09 |  |  | 2024-06-12 | [7 empty] | 2025-08-06 |  |  |  | CASE_LIST | 1 | 1 | site | MIR | 2025-08-06 | site | 1 | 2 | 0 | 2 | 3.82 | 3 | 3.82 | HITACHI(HE) |  | 1 | 2 | 1 | 2 | Flow 2: Port → WH → Site | MIR | HITACHI
1533 | PRL-MIR-002-O2 Lot 1 | HVDC-ADOPT-HE-0112 | MIR | EQ-001 | 279385 | 1 | Indoor | Serpentine | 424 | 90 | 121 | 4.6174 | 50 | 315 | Stackable x3 | 85044083 | SEK | 327582 | Maersk Hamburg | Sweden | Gothenburg | Khalifa port | 2024-05-02 | 2024-06-09 |  |  | 2024-06-12 | [7 empty] | 2025-08-06 |  |  |  | CASE_LIST | 1 | 1 | site | MIR | 2025-08-06 | site | 1 | 2 | 0 | 2 | 3.82 | 3 | 3.82 | HITACHI(HE) |  | 1 | 2 | 1 | 2 | Flow 2: Port → WH → Site | MIR | HITACHI
1534 | PRL-MIR-002-O2 Lot 1 | HVDC-ADOPT-HE-0112 | MIR | EQ-001 | 279386 | 1 | Indoor | Serpentine | 424 | 90 | 121 | 4.6174 | 50 | 315 | Stackable x3 | 85044083 | SEK | 327582 | Maersk Hamburg | Sweden | Gothenburg | Khalifa port | 2024-05-02 | 2024-06-09 |  |  | 2024-06-12 | [7 empty] | 2025-08-06 |  |  |  | CASE_LIST | 1 | 1 | site | MIR | 2025-08-06 | site | 1 | 2 | 0 | 2 | 3.82 | 3 | 3.82 | HITACHI(HE) |  | 1 | 2 | 1 | 2 | Flow 2: Port → WH → Site | MIR | HITACHI
1535 | PRL-MIR-002-O2 Lot 1 | HVDC-ADOPT-HE-0112 | MIR | EQ-001 | 279387 | 1 | Indoor | Serpentine | 424 | 90 | 121 | 4.6174 | 50 | 315 | Stackable x3 | 85044083 | SEK | 327582 | Maersk Hamburg | Sweden | Gothenburg | Khalifa port | 2024-05-02 | 2024-06-09 |  |  | 2024-06-12 | [7 empty] | 2025-08-06 |  |  |  | CASE_LIST | 1 | 1 | site | MIR | 2025-08-06 | site | 1 | 2 | 0 | 2 | 3.82 | 3 | 3.82 | HITACHI(HE) |  | 1 | 2 | 1 | 2 | Flow 2: Port → WH → Site | MIR | HITACHI
1536 | PRL-MIR-002-O2 Lot 1 | HVDC-ADOPT-HE-0112 | MIR | EQ-001 | 279388 | 1 | Indoor | Serpentine | 424 | 90 | 121 | 4.6174 | 50 | 315 | Stackable x3 | 85044083 | SEK | 327582 | Maersk Hamburg | Sweden | Gothenburg | Khalifa port | 2024-05-02 | 2024-06-09 |  |  | 2024-06-12 | [7 empty] | 2025-08-06 |  |  |  | CASE_LIST | 1 | 1 | site | MIR | 2025-08-06 | site | 1 | 2 | 0 | 2 | 3.82 | 3 | 3.82 | HITACHI(HE) |  | 1 | 2 | 1 | 2 | Flow 2: Port → WH → Site | MIR | HITACHI
1537 | PRL-MIR-002-O2 Lot 1 | HVDC-ADOPT-HE-0112 | MIR | EQ-001 | 279389 | 1 | Indoor | Serpentine | 424 | 90 | 121 | 4.6174 | 50 | 315 | Stackable x3 | 85044083 | SEK | 327582 | Maersk Hamburg | Sweden | Gothenburg | Khalifa port | 2024-05-02 | 2024-06-09 |  |  | 2024-06-12 | [7 empty] | 2025-08-06 |  |  |  | CASE_LIST | 1 | 1 | site | MIR | 2025-08-06 | site | 1 | 2 | 0 | 2 | 3.82 | 3 | 3.82 | HITACHI(HE) |  | 1 | 2 | 1 | 2 | Flow 2: Port → WH → Site | MIR | HITACHI
1538 | PRL-MIR-002-O2 Lot 1 | HVDC-ADOPT-HE-0112 | MIR | EQ-001 | 279390 | 1 | Indoor | Serpentine | 424 | 90 | 121 | 4.6174 | 50 | 315 | Stackable x3 | 85044083 | SEK | 327582 | Maersk Hamburg | Sweden | Gothenburg | Khalifa port | 2024-05-02 | 2024-06-09 |  |  | 2024-06-13 | [7 empty] | 2025-08-06 |  |  |  | CASE_LIST | 1 | 1 | site | MIR | 2025-08-06 | site | 1 | 2 | 0 | 2 | 3.82 | 3 | 3.82 | HITACHI(HE) |  | 1 | 2 | 1 | 2 | Flow 2: Port → WH → Site | MIR | HITACHI
1539 | PRL-MIR-002-O2 Lot 1 | HVDC-ADOPT-HE-0112 | MIR | EQ-001 | 279391 | 1 | Indoor | Serpentine | 424 | 90 | 121 | 4.6174 | 50 | 315 | Stackable x3 | 85044083 | SEK | 327582 | Maersk Hamburg | Sweden | Gothenburg | Khalifa port | 2024-05-02 | 2024-06-09 |  |  | 2024-06-12 | [7 empty] | 2025-08-06 |  |  |  | CASE_LIST | 1 | 1 | site | MIR | 2025-08-06 | site | 1 | 2 | 0 | 2 | 3.82 | 3 | 3.82 | HITACHI(HE) |  | 1 | 2 | 1 | 2 | Flow 2: Port → WH → Site | MIR | HITACHI
1540 | PRL-MIR-002-O2 Lot 1 | HVDC-ADOPT-HE-0112 | MIR | EQ-001 | 279392 | 1 | Indoor | Serpentine | 424 | 90 | 121 | 4.6174 | 50 | 315 | Stackable x3 | 85044083 | SEK | 327582 | Maersk Hamburg | Sweden | Gothenburg | Khalifa port | 2024-05-02 | 2024-06-09 |  |  | 2024-06-12 | [7 empty] | 2025-08-06 |  |  |  | CASE_LIST | 1 | 1 | site | MIR | 2025-08-06 | site | 1 | 2 | 0 | 2 | 3.82 | 3 | 3.82 | HITACHI(HE) |  | 1 | 2 | 1 | 2 | Flow 2: Port → WH → Site | MIR | HITACHI
1541 | PRL-MIR-002-O2 Lot 1 | HVDC-ADOPT-HE-0112 | MIR | EQ-001 | 279393 | 1 | Indoor | Serpentine | 424 | 90 | 121 | 4.6174 | 50 | 315 | Stackable x3 | 85044083 | SEK | 327582 | Maersk Hamburg | Sweden | Gothenburg | Khalifa port | 2024-05-02 | 2024-06-09 |  |  | 2024-06-12 | [7 empty] | 2025-08-06 |  |  |  | CASE_LIST | 1 | 1 | site | MIR | 2025-08-06 | site | 1 | 2 | 0 | 2 | 3.82 | 3 | 3.82 | HITACHI(HE) |  | 1 | 2 | 1 | 2 | Flow 2: Port → WH → Site | MIR | HITACHI
1542 | PRL-MIR-002-O2 Lot 1 | HVDC-ADOPT-HE-0112 | MIR | EQ-001 | 279394 | 1 | Indoor | Serpentine | 424 | 90 | 121 | 4.6174 | 50 | 315 | Stackable x3 | 85044083 | SEK | 327582 | Maersk Hamburg | Sweden | Gothenburg | Khalifa port | 2024-05-02 | 2024-06-09 |  |  | 2024-06-12 | [7 empty] | 2025-08-06 |  |  |  | CASE_LIST | 1 | 1 | site | MIR | 2025-08-06 | site | 1 | 2 | 0 | 2 | 3.82 | 3 | 3.82 | HITACHI(HE) |  | 1 | 2 | 1 | 2 | Flow 2: Port → WH → Site | MIR | HITACHI
1543 | PRL-MIR-002-O2 Lot 1 | HVDC-ADOPT-HE-0112 | MIR | EQ-001 | 279395 | 1 | Indoor | Serpentine | 424 | 90 | 121 | 4.6174 | 50 | 315 | Stackable x3 | 85044083 | SEK | 327582 | Maersk Hamburg | Sweden | Gothenburg | Khalifa port | 2024-05-02 | 2024-06-09 |  |  | 2024-06-12 | [7 empty] | 2025-08-06 |  |  |  | CASE_LIST | 1 | 1 | site | MIR | 2025-08-06 | site | 1 | 2 | 0 | 2 | 3.82 | 3 | 3.82 | HITACHI(HE) |  | 1 | 2 | 1 | 2 | Flow 2: Port → WH → Site | MIR | HITACHI
1544 | PRL-MIR-002-O2 Lot 1 | HVDC-ADOPT-HE-0112 | MIR | EQ-001 | 279396 | 1 | Indoor | Serpentine | 424 | 90 | 121 | 4.6174 | 50 | 315 | Stackable x3 | 85044083 | SEK | 327582 | Maersk Hamburg | Sweden | Gothenburg | Khalifa port | 2024-05-02 | 2024-06-09 |  |  | 2024-06-12 | [7 empty] | 2025-08-06 |  |  |  | CASE_LIST | 1 | 1 | site | MIR | 2025-08-06 | site | 1 | 2 | 0 | 2 | 3.82 | 3 | 3.82 | HITACHI(HE) |  | 1 | 2 | 1 | 2 | Flow 2: Port → WH → Site | MIR | HITACHI
1545 | PRL-MIR-002-O2 Lot 1 | HVDC-ADOPT-HE-0112 | MIR | EQ-001 | 279397 | 1 | Indoor | Serpentine | 424 | 90 | 121 | 4.6174 | 50 | 315 | Stackable x3 | 85044083 | SEK | 327582 | Maersk Hamburg | Sweden | Gothenburg | Khalifa port | 2024-05-02 | 2024-06-09 |  |  | 2024-06-12 | [7 empty] | 2025-08-06 |  |  |  | CASE_LIST | 1 | 1 | site | MIR | 2025-08-06 | site | 1 | 2 | 0 | 2 | 3.82 | 3 | 3.82 | HITACHI(HE) |  | 1 | 2 | 1 | 2 | Flow 2: Port → WH → Site | MIR | HITACHI
1546 | PRL-MIR-002-O2 Lot 1 | HVDC-ADOPT-HE-0112 | MIR | EQ-001 | 279398 | 1 | Indoor | Serpentine | 424 | 90 | 121 | 4.6174 | 50 | 315 | Stackable x3 | 85044083 | SEK | 327582 | Maersk Hamburg | Sweden | Gothenburg | Khalifa port | 2024-05-02 | 2024-06-09 |  |  | 2024-06-12 | [7 empty] | 2025-08-06 |  |  |  | CASE_LIST | 1 | 1 | site | MIR | 2025-08-06 | site | 1 | 2 | 0 | 2 | 3.82 | 3 | 3.82 | HITACHI(HE) |  | 1 | 2 | 1 | 2 | Flow 2: Port → WH → Site | MIR | HITACHI
1547 | PRL-MIR-002-O2 Lot 1 | HVDC-ADOPT-HE-0112 | MIR | EQ-001 | 279399 | 1 | Indoor | Serpentine | 424 | 90 | 121 | 4.6174 | 50 | 315 | Stackable x3 | 85044083 | SEK | 327582 | Maersk Hamburg | Sweden | Gothenburg | Khalifa port | 2024-05-02 | 2024-06-09 |  |  | 2024-06-12 | [7 empty] | 2025-10-17 |  |  |  | CASE_LIST | 1 | 1 | site | MIR | 2025-10-17 | site | 1 | 2 | 0 | 2 | 3.82 | 3 | 3.82 | HITACHI(HE) |  | 1 | 2 | 1 | 2 | Flow 2: Port → WH → Site | MIR | HITACHI
1548 | PRL-MIR-002-O2 Lot 1 | HVDC-ADOPT-HE-0112 | MIR | EQ-001 | 279400 | 1 | Indoor | Serpentine | 424 | 90 | 121 | 4.6174 | 50 | 315 | Stackable x3 | 85044083 | SEK | 327582 | Maersk Hamburg | Sweden | Gothenburg | Khalifa port | 2024-05-02 | 2024-06-09 |  |  | 2024-06-12 | [7 empty] | 2025-10-17 |  |  |  | CASE_LIST | 1 | 1 | site | MIR | 2025-10-17 | site | 1 | 2 | 0 | 2 | 3.82 | 3 | 3.82 | HITACHI(HE) |  | 1 | 2 | 1 | 2 | Flow 2: Port → WH → Site | MIR | HITACHI
1549 | PRL-MIR-002-O2 Lot 1 | HVDC-ADOPT-HE-0112 | MIR | EQ-001 | 279401 | 1 | Indoor | Serpentine | 424 | 90 | 121 | 4.6174 | 50 | 315 | Stackable x3 | 85044083 | SEK | 327582 | Maersk Hamburg | Sweden | Gothenburg | Khalifa port | 2024-05-02 | 2024-06-09 |  |  | 2024-06-12 | [7 empty] | 2025-10-17 |  |  |  | CASE_LIST | 1 | 1 | site | MIR | 2025-10-17 | site | 1 | 2 | 0 | 2 | 3.82 | 3 | 3.82 | HITACHI(HE) |  | 1 | 2 | 1 | 2 | Flow 2: Port → WH → Site | MIR | HITACHI
1550 | PRL-MIR-002-O2 Lot 1 | HVDC-ADOPT-HE-0112 | MIR | EQ-001 | 279402 | 1 | Indoor | Serpentine | 424 | 90 | 121 | 4.6174 | 50 | 315 | Stackable x3 | 85044083 | SEK | 327582 | Maersk Hamburg | Sweden | Gothenburg | Khalifa port | 2024-05-02 | 2024-06-09 |  |  | 2024-06-12 | [7 empty] | 2025-10-17 |  |  |  | CASE_LIST | 1 | 1 | site | MIR | 2025-10-17 | site | 1 | 2 | 0 | 2 | 3.82 | 3 | 3.82 | HITACHI(HE) |  | 1 | 2 | 1 | 2 | Flow 2: Port → WH → Site | MIR | HITACHI
1551 | PRL-MIR-002-O2 Lot 1 | HVDC-ADOPT-HE-0112 | MIR | EQ-001 | 279403 | 1 | Indoor | Serpentine | 424 | 90 | 121 | 4.6174 | 50 | 315 | Stackable x3 | 85044083 | SEK | 327582 | Maersk Hamburg | Sweden | Gothenburg | Khalifa port | 2024-05-02 | 2024-06-09 |  |  | 2024-06-12 | [7 empty] | 2025-10-17 |  |  |  | CASE_LIST | 1 | 1 | site | MIR | 2025-10-17 | site | 1 | 2 | 0 | 2 | 3.82 | 3 | 3.82 | HITACHI(HE) |  | 1 | 2 | 1 | 2 | Flow 2: Port → WH → Site | MIR | HITACHI
1552 | PRL-MIR-002-O2 Lot 1 | HVDC-ADOPT-HE-0112 | MIR | EQ-001 | 279404 | 1 | Indoor | Serpentine | 424 | 90 | 121 | 4.6174 | 50 | 315 | Stackable x3 | 85044083 | SEK | 327582 | Maersk Hamburg | Sweden | Gothenburg | Khalifa port | 2024-05-02 | 2024-06-09 |  |  | 2024-06-12 | [7 empty] | 2025-10-17 |  |  |  | CASE_LIST | 1 | 1 | site | MIR | 2025-10-17 | site | 1 | 2 | 0 | 2 | 3.82 | 3 | 3.82 | HITACHI(HE) |  | 1 | 2 | 1 | 2 | Flow 2: Port → WH → Site | MIR | HITACHI
1553 | PRL-MIR-002-O2 Lot 1 | HVDC-ADOPT-HE-0112 | MIR | EQ-001 | 279405 | 1 | Indoor | Serpentine | 424 | 90 | 121 | 4.6174 | 50 | 315 | Stackable x3 | 85044083 | SEK | 327582 | Maersk Hamburg | Sweden | Gothenburg | Khalifa port | 2024-05-02 | 2024-06-09 |  |  | 2024-06-12 | [7 empty] | 2025-10-17 |  |  |  | CASE_LIST | 1 | 1 | site | MIR | 2025-10-17 | site | 1 | 2 | 0 | 2 | 3.82 | 3 | 3.82 | HITACHI(HE) |  | 1 | 2 | 1 | 2 | Flow 2: Port → WH → Site | MIR | HITACHI
1554 | PRL-MIR-002-O2 Lot 1 | HVDC-ADOPT-HE-0112 | MIR | EQ-001 | 279406 | 1 | Indoor | Serpentine | 424 | 90 | 121 | 4.6174 | 50 | 315 | Stackable x3 | 85044083 | SEK | 327582 | Maersk Hamburg | Sweden | Gothenburg | Khalifa port | 2024-05-02 | 2024-06-09 |  |  | 2024-06-12 | [7 empty] | 2025-10-17 |  |  |  | CASE_LIST | 1 | 1 | site | MIR | 2025-10-17 | site | 1 | 2 | 0 | 2 | 3.82 | 3 | 3.82 | HITACHI(HE) |  | 1 | 2 | 1 | 2 | Flow 2: Port → WH → Site | MIR | HITACHI
1555 | PRL-MIR-002-O2 Lot 1 | HVDC-ADOPT-HE-0112 | MIR | EQ-001 | 279407 | 1 | Indoor | Serpentine | 424 | 90 | 121 | 4.6174 | 50 | 315 | Stackable x3 | 85044083 | SEK | 327582 | Maersk Hamburg | Sweden | Gothenburg | Khalifa port | 2024-05-02 | 2024-06-09 |  |  | 2024-06-12 | [7 empty] | 2025-10-17 |  |  |  | CASE_LIST | 1 | 1 | site | MIR | 2025-10-17 | site | 1 | 2 | 0 | 2 | 3.82 | 3 | 3.82 | HITACHI(HE) |  | 1 | 2 | 1 | 2 | Flow 2: Port → WH → Site | MIR | HITACHI
1556 | PRL-MIR-002-O2 Lot 1 | HVDC-ADOPT-HE-0112 | MIR | EQ-001 | 279408 | 1 | Indoor | Serpentine | 424 | 90 | 121 | 4.6174 | 50 | 315 | Stackable x3 | 85044083 | SEK | 327582 | Maersk Hamburg | Sweden | Gothenburg | Khalifa port | 2024-05-02 | 2024-06-09 |  |  | 2024-06-12 | [7 empty] | 2025-10-17 |  |  |  | CASE_LIST | 1 | 1 | site | MIR | 2025-10-17 | site | 1 | 2 | 0 | 2 | 3.82 | 3 | 3.82 | HITACHI(HE) |  | 1 | 2 | 1 | 2 | Flow 2: Port → WH → Site | MIR | HITACHI
1557 | PRL-MIR-002-O2 Lot 1 | HVDC-ADOPT-HE-0112 | MIR | EQ-001 | 279409 | 1 | Indoor | Serpentine | 424 | 90 | 121 | 4.6174 | 50 | 315 | Stackable x3 | 85044083 | SEK | 327582 | Maersk Hamburg | Sweden | Gothenburg | Khalifa port | 2024-05-02 | 2024-06-09 |  |  | 2024-06-12 | [7 empty] | 2025-10-17 |  |  |  | CASE_LIST | 1 | 1 | site | MIR | 2025-10-17 | site | 1 | 2 | 0 | 2 | 3.82 | 3 | 3.82 | HITACHI(HE) |  | 1 | 2 | 1 | 2 | Flow 2: Port → WH → Site | MIR | HITACHI
1558 | PRL-MIR-002-O2 Lot 1 | HVDC-ADOPT-HE-0112 | MIR | EQ-001 | 279410 | 1 | Indoor | Serpentine | 424 | 90 | 121 | 4.6174 | 50 | 315 | Stackable x3 | 85044083 | SEK | 327582 | Maersk Hamburg | Sweden | Gothenburg | Khalifa port | 2024-05-02 | 2024-06-09 |  |  | 2024-06-12 | [7 empty] | 2025-10-17 |  |  |  | CASE_LIST | 1 | 1 | site | MIR | 2025-10-17 | site | 1 | 2 | 0 | 2 | 3.82 | 3 | 3.82 | HITACHI(HE) |  | 1 | 2 | 1 | 2 | Flow 2: Port → WH → Site | MIR | HITACHI
1559 | PRL-MIR-002-O2 Lot 1 | HVDC-ADOPT-HE-0112 | MIR | EQ-001 | 279411 | 1 | Indoor | Serpentine | 424 | 90 | 121 | 4.6174 | 50 | 315 | Stackable x3 | 85044083 | SEK | 327582 | Maersk Hamburg | Sweden | Gothenburg | Khalifa port | 2024-05-02 | 2024-06-09 |  |  | 2024-06-12 | [7 empty] | 2025-10-17 |  |  |  | CASE_LIST | 1 | 1 | site | MIR | 2025-10-17 | site | 1 | 2 | 0 | 2 | 3.82 | 3 | 3.82 | HITACHI(HE) |  | 1 | 2 | 1 | 2 | Flow 2: Port → WH → Site | MIR | HITACHI
1560 | PRL-MIR-002-O2 Lot 1 | HVDC-ADOPT-HE-0112 | MIR | EQ-001 | 279412 | 1 | Indoor | Serpentine | 424 | 90 | 121 | 4.6174 | 50 | 315 | Stackable x3 | 85044083 | SEK | 327582 | Maersk Hamburg | Sweden | Gothenburg | Khalifa port | 2024-05-02 | 2024-06-09 |  |  | 2024-06-13 | [7 empty] | 2025-10-17 |  |  |  | CASE_LIST | 1 | 1 | site | MIR | 2025-10-17 | site | 1 | 2 | 0 | 2 | 3.82 | 3 | 3.82 | HITACHI(HE) |  | 1 | 2 | 1 | 2 | Flow 2: Port → WH → Site | MIR | HITACHI
1561 | PRL-MIR-002-O2 Lot 1 | HVDC-ADOPT-HE-0112 | MIR | EQ-001 | 279413 | 1 | Indoor | Serpentine | 424 | 90 | 121 | 4.6174 | 50 | 315 | Stackable x3 | 85044083 | SEK | 327582 | Maersk Hamburg | Sweden | Gothenburg | Khalifa port | 2024-05-02 | 2024-06-09 |  |  | 2024-06-13 | [7 empty] | 2025-10-17 |  |  |  | CASE_LIST | 1 | 1 | site | MIR | 2025-10-17 | site | 1 | 2 | 0 | 2 | 3.82 | 3 | 3.82 | HITACHI(HE) |  | 1 | 2 | 1 | 2 | Flow 2: Port → WH → Site | MIR | HITACHI
1562 | PRL-MIR-002-O2 Lot 1 | HVDC-ADOPT-HE-0112 | MIR | EQ-001 | 279414 | 1 | Indoor | Serpentine | 424 | 90 | 121 | 4.6174 | 50 | 315 | Stackable x3 | 85044083 | SEK | 327582 | Maersk Hamburg | Sweden | Gothenburg | Khalifa port | 2024-05-02 | 2024-06-09 |  |  | 2024-06-13 | [7 empty] | 2025-10-17 |  |  |  | CASE_LIST | 1 | 1 | site | MIR | 2025-10-17 | site | 1 | 2 | 0 | 2 | 3.82 | 3 | 3.82 | HITACHI(HE) |  | 1 | 2 | 1 | 2 | Flow 2: Port → WH → Site | MIR | HITACHI
1563 | PRL-MIR-002-O2 Lot 1 | HVDC-ADOPT-HE-0112 | MIR | EQ-001 | 279415 | 1 | Indoor | Serpentine | 424 | 90 | 121 | 4.6174 | 50 | 315 | Stackable x3 | 85044083 | SEK | 327582 | Maersk Hamburg | Sweden | Gothenburg | Khalifa port | 2024-05-02 | 2024-06-09 |  |  | 2024-06-13 | [7 empty] | 2025-10-17 |  |  |  | CASE_LIST | 1 | 1 | site | MIR | 2025-10-17 | site | 1 | 2 | 0 | 2 | 3.82 | 3 | 3.82 | HITACHI(HE) |  | 1 | 2 | 1 | 2 | Flow 2: Port → WH → Site | MIR | HITACHI
1564 | PRL-MIR-002-O2 Lot 1 | HVDC-ADOPT-HE-0112 | MIR | EQ-001 | 279416 | 1 | Indoor | Serpentine | 424 | 90 | 121 | 4.6174 | 50 | 315 | Stackable x3 | 85044083 | SEK | 327582 | Maersk Hamburg | Sweden | Gothenburg | Khalifa port | 2024-05-02 | 2024-06-09 |  |  | 2024-06-13 | [7 empty] | 2025-10-17 |  |  |  | CASE_LIST | 1 | 1 | site | MIR | 2025-10-17 | site | 1 | 2 | 0 | 2 | 3.82 | 3 | 3.82 | HITACHI(HE) |  | 1 | 2 | 1 | 2 | Flow 2: Port → WH → Site | MIR | HITACHI
1565 | PRL-MIR-002-O2 Lot 1 | HVDC-ADOPT-HE-0112 | MIR | EQ-001 | 279417 | 1 | Indoor | Serpentine | 424 | 90 | 121 | 4.6174 | 50 | 315 | Stackable x3 | 85044083 | SEK | 327582 | Maersk Hamburg | Sweden | Gothenburg | Khalifa port | 2024-05-02 | 2024-06-09 |  |  | 2024-06-13 | [7 empty] | 2025-10-17 |  |  |  | CASE_LIST | 1 | 1 | site | MIR | 2025-10-17 | site | 1 | 2 | 0 | 2 | 3.82 | 3 | 3.82 | HITACHI(HE) |  | 1 | 2 | 1 | 2 | Flow 2: Port → WH → Site | MIR | HITACHI
1566 | PRL-MIR-002-O2 Lot 1 | HVDC-ADOPT-HE-0112 | MIR | EQ-001 | 279418 | 1 | Indoor | Serpentine | 424 | 90 | 121 | 4.6174 | 50 | 315 | Stackable x3 | 85044083 | SEK | 327582 | Maersk Hamburg | Sweden | Gothenburg | Khalifa port | 2024-05-02 | 2024-06-09 |  |  | 2024-06-13 | [7 empty] | 2025-10-17 |  |  |  | CASE_LIST | 1 | 1 | site | MIR | 2025-10-17 | site | 1 | 2 | 0 | 2 | 3.82 | 3 | 3.82 | HITACHI(HE) |  | 1 | 2 | 1 | 2 | Flow 2: Port → WH → Site | MIR | HITACHI
1567 | PRL-MIR-002-O2 Lot 1 | HVDC-ADOPT-HE-0112 | MIR | EQ-001 | 279432 | 1 | Indoor | Light guides | 120 | 79 | 76 | 0.72048 | 38 | 48 | Stackable x4 | 85044083 | SEK | 327582 | Maersk Hamburg | Sweden | Gothenburg | Khalifa port | 2024-05-02 | 2024-06-09 |  |  | 2024-06-13 | [7 empty] | 2025-08-08 |  |  |  | CASE_LIST | 1 | 1 | site | MIR | 2025-08-08 | site | 1 | 2 | 0 | 2 | 0.95 | 4 | 0.95 | HITACHI(HE) |  | 1 | 2 | 1 | 2 | Flow 2: Port → WH → Site | MIR | HITACHI
1568 | PRL-MIR-002-O2 Lot 1 | HVDC-ADOPT-HE-0112 | MIR | EQ-001 | 279433 | 1 | Indoor | Light guides | 120 | 79 | 76 | 0.72048 | 38 | 48 | Stackable x4 | 85044083 | SEK | 327582 | Maersk Hamburg | Sweden | Gothenburg | Khalifa port | 2024-05-02 | 2024-06-09 |  |  | 2024-06-13 | [7 empty] | 2025-08-08 |  |  |  | CASE_LIST | 1 | 1 | site | MIR | 2025-08-08 | site | 1 | 2 | 0 | 2 | 0.95 | 4 | 0.95 | HITACHI(HE) |  | 1 | 2 | 1 | 2 | Flow 2: Port → WH → Site | MIR | HITACHI
1569 | PRL-MIR-002-O2 Lot 1 | HVDC-ADOPT-HE-0112 | MIR | EQ-001 | 279434 | 1 | Indoor | Light guides | 120 | 79 | 76 | 0.72048 | 38 | 48 | Stackable x4 | 85044083 | SEK | 327582 | Maersk Hamburg | Sweden | Gothenburg | Khalifa port | 2024-05-02 | 2024-06-09 |  |  | 2024-06-13 | [7 empty] | 2025-08-08 |  |  |  | CASE_LIST | 1 | 1 | site | MIR | 2025-08-08 | site | 1 | 2 | 0 | 2 | 0.95 | 4 | 0.95 | HITACHI(HE) |  | 1 | 2 | 1 | 2 | Flow 2: Port → WH → Site | MIR | HITACHI
1570 | PRL-MIR-002-O2 Lot 1 | HVDC-ADOPT-HE-0112 | MIR | EQ-001 | 279435 | 1 | Indoor | Light guides | 120 | 79 | 76 | 0.72048 | 38 | 48 | Stackable x4 | 85044083 | SEK | 327582 | Maersk Hamburg | Sweden | Gothenburg | Khalifa port | 2024-05-02 | 2024-06-09 |  |  | 2024-06-13 | [7 empty] | 2025-08-08 |  |  |  | CASE_LIST | 1 | 1 | site | MIR | 2025-08-08 | site | 1 | 2 | 0 | 2 | 0.95 | 4 | 0.95 | HITACHI(HE) |  | 1 | 2 | 1 | 2 | Flow 2: Port → WH → Site | MIR | HITACHI
1571 | PRL-MIR-002-O2 Lot 1 | HVDC-ADOPT-HE-0112 | MIR | EQ-001 | 279356 | 1 | Indoor | Cooling media at maintenance | 170 | 120 | 157 | 3.2028 | 190 | 390 | Stackable x4 | 85044083 | SEK | 327582 | Maersk Hamburg | Sweden | Gothenburg | Khalifa port | 2024-05-02 | 2024-06-09 |  |  | 2024-06-12 | [7 empty] | 2025-08-08 |  |  |  | CASE_LIST | 1 | 1 | site | MIR | 2025-08-08 | site | 1 | 2 | 0 | 2 | 2.04 | 4 | 2.04 | HITACHI(HE) |  | 1 | 2 | 1 | 2 | Flow 2: Port → WH → Site | MIR | HITACHI
1572 | PRL-MIR-002-O2 Lot 1 | HVDC-ADOPT-HE-0112 | MIR | EQ-001 | 279357 | 1 | Indoor | Cooling media at maintenance | 170 | 120 | 157 | 3.2028 | 190 | 390 | Stackable x4 | 85044083 | SEK | 327582 | Maersk Hamburg | Sweden | Gothenburg | Khalifa port | 2024-05-02 | 2024-06-09 |  |  | 2024-06-12 | [7 empty] | 2025-08-08 |  |  |  | CASE_LIST | 1 | 1 | site | MIR | 2025-08-08 | site | 1 | 2 | 0 | 2 | 2.04 | 4 | 2.04 | HITACHI(HE) |  | 1 | 2 | 1 | 2 | Flow 2: Port → WH → Site | MIR | HITACHI
1573 | PRL-MIR-002-O2 Lot 1 | HVDC-ADOPT-HE-0112 | MIR | EQ-001 | 279700 | 1 | Indoor | Installation spares | 165 | 50 | 50 | 0.4125 | 55 | 135 | Stackable x4 | 85044083 | SEK | 327582 | Maersk Hamburg | Sweden | Gothenburg | Khalifa port | 2024-05-02 | 2024-06-09 |  |  | 2024-06-12 | [7 empty] | 2025-08-08 |  |  |  | CASE_LIST | 1 | 1 | site | MIR | 2025-08-08 | site | 1 | 2 | 0 | 2 | 0.82 | 4 | 0.82 | HITACHI(HE) |  | 1 | 2 | 1 | 2 | Flow 2: Port → WH → Site | MIR | HITACHI
1574 | PRL-MIR-002-O2 Lot 1 | HVDC-ADOPT-HE-0112 | MIR | EQ-001 | 279705 | 1 | Indoor | Consumables - drain refilling equipment | 57 | 38 | 46 | 0.099636 | 1 | 7 | Stackable only on top | 85044083 | SEK | 327582 | Maersk Hamburg | Sweden | Gothenburg | Khalifa port | 2024-05-02 | 2024-06-09 |  |  | 2024-06-12 | [7 empty] | 2025-08-08 |  |  |  | CASE_LIST | 1 | 1 | site | MIR | 2025-08-08 | site | 1 | 2 | 0 | 2 | 0.22 | 1 | 0.22 | HITACHI(HE) |  | 1 | 2 | 1 | 2 | Flow 2: Port → WH → Site | MIR | HITACHI
1435 | PRL-MIR-002-O1 Lot 1 | HVDC-ADOPT-HE-0111 | MIR | EQ-001 | 279366 | 1 | Outdoor covered | Top x bottom conductors negative | 270 | 105 | 138 | 3.9123 | 294 | 470 | Stackable x3 | 85044083 | SEK | 327582 | Maersk Hamburg | Sweden | Gothenburg | Khalifa port | 2024-05-02 | 2024-06-09 | [10 empty] | 2024-06-23 |  |  |  | CASE_LIST |  | 1 | site | MIR | 2024-06-23 | site | 0 | 1 | 1 | 2 | 2.83 | 3 | 2.83 | HITACHI(HE) |  | 1 | 1 | 0 | 1 | Flow 1: Port → Site | MIR | HITACHI
1436 | PRL-MIR-002-O1 Lot 1 | HVDC-ADOPT-HE-0111 | MIR | EQ-001 | 279367 | 1 | Outdoor covered | Top x bottom conductors negative | 270 | 105 | 138 | 3.9123 | 294 | 470 | Stackable x3 | 85044083 | SEK | 327582 | Maersk Hamburg | Sweden | Gothenburg | Khalifa port | 2024-05-02 | 2024-06-09 | [10 empty] | 2024-06-23 |  |  |  | CASE_LIST |  | 1 | site | MIR | 2024-06-23 | site | 0 | 1 | 1 | 2 | 2.83 | 3 | 2.83 | HITACHI(HE) |  | 1 | 1 | 0 | 1 | Flow 1: Port → Site | MIR | HITACHI
1437 | PRL-MIR-002-O1 Lot 1 | HVDC-ADOPT-HE-0111 | MIR | EQ-001 | 279488 | 1 | Outdoor covered | Top + bottom conductors Pos | 270 | 106 | 137 | 3.9209 | 415 | 595 | Stackable x3 | 85044083 | SEK | 327582 | Maersk Hamburg | Sweden | Gothenburg | Khalifa port | 2024-05-02 | 2024-06-09 | [10 empty] | 2024-06-26 |  |  |  | CASE_LIST |  | 1 | site | MIR | 2024-06-26 | site | 0 | 1 | 1 | 2 | 2.86 | 3 | 2.86 | HITACHI(HE) |  | 1 | 1 | 0 | 1 | Flow 1: Port → Site | MIR | HITACHI
1438 | PRL-MIR-002-O1 Lot 1 | HVDC-ADOPT-HE-0111 | MIR | EQ-001 | 279489 | 1 | Outdoor covered | Top + bottom conductors Pos | 270 | 106 | 137 | 3.9209 | 415 | 595 | Stackable x3 | 85044083 | SEK | 327582 | Maersk Hamburg | Sweden | Gothenburg | Khalifa port | 2024-05-02 | 2024-06-09 | [10 empty] | 2024-06-26 |  |  |  | CASE_LIST |  | 1 | site | MIR | 2024-06-26 | site | 0 | 1 | 1 | 2 | 2.86 | 3 | 2.86 | HITACHI(HE) |  | 1 | 1 | 0 | 1 | Flow 1: Port → Site | MIR | HITACHI
1439 | PRL-MIR-002-O1 Lot 1 | HVDC-ADOPT-HE-0111 | MIR | EQ-001 | 279498 | 1 | Outdoor covered | Side shield holders | 335 | 95 | 99 | 3.1507 | 944 | 1126 | Stackable x2 | 85044083 | SEK | 327582 | Maersk Hamburg | Sweden | Gothenburg | Khalifa port | 2024-05-02 | 2024-06-09 | [10 empty] | 2024-06-27 |  |  |  | CASE_LIST |  | 1 | site | MIR | 2024-06-27 | site | 0 | 1 | 1 | 2 | 3.18 | 2 | 3.18 | HITACHI(HE) |  | 1 | 1 | 0 | 1 | Flow 1: Port → Site | MIR | HITACHI
1440 | PRL-MIR-002-O1 Lot 1 | HVDC-ADOPT-HE-0111 | MIR | EQ-001 | 279499 | 1 | Outdoor covered | Side shield holders | 335 | 95 | 99 | 3.1507 | 944 | 1126 | Stackable x2 | 85044083 | SEK | 327582 | Maersk Hamburg | Sweden | Gothenburg | Khalifa port | 2024-05-02 | 2024-06-09 | [10 empty] | 2024-06-26 |  |  |  | CASE_LIST |  | 1 | site | MIR | 2024-06-26 | site | 0 | 1 | 1 | 2 | 3.18 | 2 | 3.18 | HITACHI(HE) |  | 1 | 1 | 0 | 1 | Flow 1: Port → Site | MIR | HITACHI
1441 | PRL-MIR-002-O1 Lot 1 | HVDC-ADOPT-HE-0111 | MIR | EQ-001 | 279500 | 1 | Outdoor covered | Side shield holders | 335 | 95 | 99 | 3.1507 | 944 | 1126 | Stackable x2 | 85044083 | SEK | 327582 | Maersk Hamburg | Sweden | Gothenburg | Khalifa port | 2024-05-02 | 2024-06-09 | [10 empty] | 2024-06-26 |  |  |  | CASE_LIST |  | 1 | site | MIR | 2024-06-26 | site | 0 | 1 | 1 | 2 | 3.18 | 2 | 3.18 | HITACHI(HE) |  | 1 | 1 | 0 | 1 | Flow 1: Port → Site | MIR | HITACHI
1442 | PRL-MIR-002-O1 Lot 1 | HVDC-ADOPT-HE-0111 | MIR | EQ-001 | 279501 | 1 | Outdoor covered | Side shield holders | 335 | 95 | 99 | 3.1507 | 944 | 1126 | Stackable x2 | 85044083 | SEK | 327582 | Maersk Hamburg | Sweden | Gothenburg | Khalifa port | 2024-05-02 | 2024-06-09 | [10 empty] | 2024-06-26 |  |  |  | CASE_LIST |  | 1 | site | MIR | 2024-06-26 | site | 0 | 1 | 1 | 2 | 3.18 | 2 | 3.18 | HITACHI(HE) |  | 1 | 1 | 0 | 1 | Flow 1: Port → Site | MIR | HITACHI
1443 | PRL-MIR-002-O1 Lot 1 | HVDC-ADOPT-HE-0111 | MIR | EQ-001 | 279502 | 1 | Outdoor covered | Side shield holders | 335 | 95 | 99 | 3.1507 | 944 | 1126 | Stackable x2 | 85044083 | SEK | 327582 | Maersk Hamburg | Sweden | Gothenburg | Khalifa port | 2024-05-02 | 2024-06-09 | [10 empty] | 2024-06-26 |  |  |  | CASE_LIST |  | 1 | site | MIR | 2024-06-26 | site | 0 | 1 | 1 | 2 | 3.18 | 2 | 3.18 | HITACHI(HE) |  | 1 | 1 | 0 | 1 | Flow 1: Port → Site | MIR | HITACHI
1444 | PRL-MIR-002-O1 Lot 1 | HVDC-ADOPT-HE-0111 | MIR | EQ-001 | 279503 | 1 | Outdoor covered | Side shield holders | 335 | 95 | 99 | 3.1507 | 944 | 1126 | Stackable x2 | 85044083 | SEK | 327582 | Maersk Hamburg | Sweden | Gothenburg | Khalifa port | 2024-05-02 | 2024-06-09 | [10 empty] | 2024-06-26 |  |  |  | CASE_LIST |  | 1 | site | MIR | 2024-06-26 | site | 0 | 1 | 1 | 2 | 3.18 | 2 | 3.18 | HITACHI(HE) |  | 1 | 1 | 0 | 1 | Flow 1: Port → Site | MIR | HITACHI
1445 | PRL-MIR-002-O1 Lot 1 | HVDC-ADOPT-HE-0111 | MIR | EQ-001 | 279504 | 1 | Outdoor covered | Side shield holders | 335 | 95 | 99 | 3.1507 | 944 | 1126 | Stackable x2 | 85044083 | SEK | 327582 | Maersk Hamburg | Sweden | Gothenburg | Khalifa port | 2024-05-02 | 2024-06-09 | [10 empty] | 2024-06-26 |  |  |  | CASE_LIST |  | 1 | site | MIR | 2024-06-26 | site | 0 | 1 | 1 | 2 | 3.18 | 2 | 3.18 | HITACHI(HE) |  | 1 | 1 | 0 | 1 | Flow 1: Port → Site | MIR | HITACHI
1446 | PRL-MIR-002-O1 Lot 1 | HVDC-ADOPT-HE-0111 | MIR | EQ-001 | 279505 | 1 | Outdoor covered | Side shield holders | 335 | 95 | 99 | 3.1507 | 944 | 1126 | Stackable x2 | 85044083 | SEK | 327582 | Maersk Hamburg | Sweden | Gothenburg | Khalifa port | 2024-05-02 | 2024-06-09 | [10 empty] | 2024-06-26 |  |  |  | CASE_LIST |  | 1 | site | MIR | 2024-06-26 | site | 0 | 1 | 1 | 2 | 3.18 | 2 | 3.18 | HITACHI(HE) |  | 1 | 1 | 0 | 1 | Flow 1: Port → Site | MIR | HITACHI
1447 | PRL-MIR-002-O1 Lot 1 | HVDC-ADOPT-HE-0111 | MIR | EQ-001 | 279506 | 1 | Outdoor covered | Side shield holders | 335 | 95 | 99 | 3.1507 | 944 | 1126 | Stackable x2 | 85044083 | SEK | 327582 | Maersk Hamburg | Sweden | Gothenburg | Khalifa port | 2024-05-02 | 2024-06-09 | [10 empty] | 2024-06-26 |  |  |  | CASE_LIST |  | 1 | site | MIR | 2024-06-26 | site | 0 | 1 | 1 | 2 | 3.18 | 2 | 3.18 | HITACHI(HE) |  | 1 | 1 | 0 | 1 | Flow 1: Port → Site | MIR | HITACHI
1448 | PRL-MIR-002-O1 Lot 1 | HVDC-ADOPT-HE-0111 | MIR | EQ-001 | 279507 | 1 | Outdoor covered | Side shield holders | 335 | 95 | 99 | 3.1507 | 944 | 1126 | Stackable x2 | 85044083 | SEK | 327582 | Maersk Hamburg | Sweden | Gothenburg | Khalifa port | 2024-05-02 | 2024-06-09 | [10 empty] | 2024-06-26 |  |  |  | CASE_LIST |  | 1 | site | MIR | 2024-06-26 | site | 0 | 1 | 1 | 2 | 3.18 | 2 | 3.18 | HITACHI(HE) |  | 1 | 1 | 0 | 1 | Flow 1: Port → Site | MIR | HITACHI
1449 | PRL-MIR-002-O1 Lot 1 | HVDC-ADOPT-HE-0111 | MIR | EQ-001 | 279508 | 1 | Outdoor covered | Side shield holders | 335 | 95 | 99 | 3.1507 | 944 | 1126 | Stackable x2 | 85044083 | SEK | 327582 | Maersk Hamburg | Sweden | Gothenburg | Khalifa port | 2024-05-02 | 2024-06-09 | [10 empty] | 2024-06-26 |  |  |  | CASE_LIST |  | 1 | site | MIR | 2024-06-26 | site | 0 | 1 | 1 | 2 | 3.18 | 2 | 3.18 | HITACHI(HE) |  | 1 | 1 | 0 | 1 | Flow 1: Port → Site | MIR | HITACHI
1450 | PRL-MIR-002-O1 Lot 1 | HVDC-ADOPT-HE-0111 | MIR | EQ-001 | 279509 | 1 | Outdoor covered | Side shield holders | 335 | 95 | 99 | 3.1507 | 944 | 1126 | Stackable x2 | 85044083 | SEK | 327582 | Maersk Hamburg | Sweden | Gothenburg | Khalifa port | 2024-05-02 | 2024-06-09 | [10 empty] | 2024-06-26 |  |  |  | CASE_LIST |  | 1 | site | MIR | 2024-06-26 | site | 0 | 1 | 1 | 2 | 3.18 | 2 | 3.18 | HITACHI(HE) |  | 1 | 1 | 0 | 1 | Flow 1: Port → Site | MIR | HITACHI
1451 | PRL-MIR-002-O1 Lot 1 | HVDC-ADOPT-HE-0111 | MIR | EQ-001 | 279521 | 1 | Outdoor covered | PVDF pipe type 1 | 238 | 183 | 55 | 2.3955 | 285 | 425 | Stackable x3 | 85044083 | SEK | 327582 | Maersk Hamburg | Sweden | Gothenburg | Khalifa port | 2024-05-02 | 2024-06-09 | [10 empty] | 2024-06-27 |  |  |  | CASE_LIST |  | 1 | site | MIR | 2024-06-27 | site | 0 | 1 | 1 | 2 | 4.36 | 3 | 4.36 | HITACHI(HE) |  | 1 | 1 | 0 | 1 | Flow 1: Port → Site | MIR | HITACHI
1452 | PRL-MIR-002-O1 Lot 1 | HVDC-ADOPT-HE-0111 | MIR | EQ-001 | 279522 | 1 | Outdoor covered | PVDF pipe type 1 | 238 | 183 | 55 | 2.3955 | 285 | 425 | Stackable x3 | 85044083 | SEK | 327582 | Maersk Hamburg | Sweden | Gothenburg | Khalifa port | 2024-05-02 | 2024-06-09 | [10 empty] | 2024-06-26 |  |  |  | CASE_LIST |  | 1 | site | MIR | 2024-06-26 | site | 0 | 1 | 1 | 2 | 4.36 | 3 | 4.36 | HITACHI(HE) |  | 1 | 1 | 0 | 1 | Flow 1: Port → Site | MIR | HITACHI
1453 | PRL-MIR-002-O1 Lot 1 | HVDC-ADOPT-HE-0111 | MIR | EQ-001 | 279523 | 1 | Outdoor covered | PVDF pipe type 1 | 238 | 183 | 55 | 2.3955 | 285 | 425 | Stackable x3 | 85044083 | SEK | 327582 | Maersk Hamburg | Sweden | Gothenburg | Khalifa port | 2024-05-02 | 2024-06-09 | [10 empty] | 2024-06-26 |  |  |  | CASE_LIST |  | 1 | site | MIR | 2024-06-26 | site | 0 | 1 | 1 | 2 | 4.36 | 3 | 4.36 | HITACHI(HE) |  | 1 | 1 | 0 | 1 | Flow 1: Port → Site | MIR | HITACHI
1454 | PRL-MIR-002-O1 Lot 1 | HVDC-ADOPT-HE-0111 | MIR | EQ-001 | 279524 | 1 | Outdoor covered | PVDF pipe type 2 + quick connection | 118 | 68 | 80 | 0.64192 | 77 | 117 | Stackable x3 | 85044083 | SEK | 327582 | Maersk Hamburg | Sweden | Gothenburg | Khalifa port | 2024-05-02 | 2024-06-09 | [10 empty] | 2024-06-23 |  |  |  | CASE_LIST |  | 1 | site | MIR | 2024-06-23 | site | 0 | 1 | 1 | 2 | 0.8 | 3 | 0.8 | HITACHI(HE) |  | 1 | 1 | 0 | 1 | Flow 1: Port → Site | MIR | HITACHI
1455 | PRL-MIR-002-O1 Lot 1 | HVDC-ADOPT-HE-0111 | MIR | EQ-001 | 279525 | 1 | Outdoor covered | PVDF pipe type 2 + quick connection | 118 | 68 | 80 | 0.64192 | 77 | 117 | Stackable x3 | 85044083 | SEK | 327582 | Maersk Hamburg | Sweden | Gothenburg | Khalifa port | 2024-05-02 | 2024-06-09 | [10 empty] | 2024-06-23 |  |  |  | CASE_LIST |  | 1 | site | MIR | 2024-06-23 | site | 0 | 1 | 1 | 2 | 0.8 | 3 | 0.8 | HITACHI(HE) |  | 1 | 1 | 0 | 1 | Flow 1: Port → Site | MIR | HITACHI
1456 | PRL-MIR-002-O1 Lot 1 | HVDC-ADOPT-HE-0111 | MIR | EQ-001 | 279526 | 1 | Outdoor covered | PVDF pipe type 2 + quick connection | 118 | 68 | 80 | 0.64192 | 77 | 117 | Stackable x3 | 85044083 | SEK | 327582 | Maersk Hamburg | Sweden | Gothenburg | Khalifa port | 2024-05-02 | 2024-06-09 | [10 empty] | 2024-06-23 |  |  |  | CASE_LIST |  | 1 | site | MIR | 2024-06-23 | site | 0 | 1 | 1 | 2 | 0.8 | 3 | 0.8 | HITACHI(HE) |  | 1 | 1 | 0 | 1 | Flow 1: Port → Site | MIR | HITACHI
1457 | PRL-MIR-002-O1 Lot 1 | HVDC-ADOPT-HE-0111 | MIR | EQ-001 | 279544 | 1 | Outdoor covered | Bottom shields | 426 | 231 | 255 | 25.0935 | 400 | 1144 | Stackable x1 | 85044083 | SEK | 327582 | Maersk Hamburg | Sweden | Gothenburg | Khalifa port | 2024-05-02 | 2024-06-09 | [10 empty] | 2024-06-26 |  |  |  | CASE_LIST |  | 1 | site | MIR | 2024-06-26 | site | 0 | 1 | 1 | 2 | 9.84 | 1 | 9.84 | HITACHI(HE) |  | 1 | 1 | 0 | 1 | Flow 1: Port → Site | MIR | HITACHI
1458 | PRL-MIR-002-O1 Lot 1 | HVDC-ADOPT-HE-0111 | MIR | EQ-001 | 279545 | 1 | Outdoor covered | Bottom shields | 426 | 231 | 255 | 25.0935 | 400 | 1144 | Stackable x1 | 85044083 | SEK | 327582 | Maersk Hamburg | Sweden | Gothenburg | Khalifa port | 2024-05-02 | 2024-06-09 | [10 empty] | 2024-06-26 |  |  |  | CASE_LIST |  | 1 | site | MIR | 2024-06-26 | site | 0 | 1 | 1 | 2 | 9.84 | 1 | 9.84 | HITACHI(HE) |  | 1 | 1 | 0 | 1 | Flow 1: Port → Site | MIR | HITACHI
1459 | PRL-MIR-002-O1 Lot 1 | HVDC-ADOPT-HE-0111 | MIR | EQ-001 | 279546 | 1 | Outdoor covered | Bottom shields | 426 | 231 | 255 | 25.0935 | 400 | 1144 | Stackable x1 | 85044083 | SEK | 327582 | Maersk Hamburg | Sweden | Gothenburg | Khalifa port | 2024-05-02 | 2024-06-09 | [10 empty] | 2024-06-27 |  |  |  | CASE_LIST |  | 1 | site | MIR | 2024-06-27 | site | 0 | 1 | 1 | 2 | 9.84 | 1 | 9.84 | HITACHI(HE) |  | 1 | 1 | 0 | 1 | Flow 1: Port → Site | MIR | HITACHI
1460 | PRL-MIR-002-O1 Lot 1 | HVDC-ADOPT-HE-0111 | MIR | EQ-001 | 279547 | 1 | Outdoor covered | Bottom shields | 426 | 231 | 255 | 25.0935 | 400 | 1144 | Stackable x1 | 85044083 | SEK | 327582 | Maersk Hamburg | Sweden | Gothenburg | Khalifa port | 2024-05-02 | 2024-06-09 | [10 empty] | 2024-06-26 |  |  |  | CASE_LIST |  | 1 | site | MIR | 2024-06-26 | site | 0 | 1 | 1 | 2 | 9.84 | 1 | 9.84 | HITACHI(HE) |  | 1 | 1 | 0 | 1 | Flow 1: Port → Site | MIR | HITACHI
1461 | PRL-MIR-002-O1 Lot 1 | HVDC-ADOPT-HE-0111 | MIR | EQ-001 | 279548 | 1 | Outdoor covered | Bottom shields | 426 | 231 | 255 | 25.0935 | 400 | 1144 | Stackable x1 | 85044083 | SEK | 327582 | Maersk Hamburg | Sweden | Gothenburg | Khalifa port | 2024-05-02 | 2024-06-09 | [10 empty] | 2024-06-27 |  |  |  | CASE_LIST |  | 1 | site | MIR | 2024-06-27 | site | 0 | 1 | 1 | 2 | 9.84 | 1 | 9.84 | HITACHI(HE) |  | 1 | 1 | 0 | 1 | Flow 1: Port → Site | MIR | HITACHI
1462 | PRL-MIR-002-O1 Lot 1 | HVDC-ADOPT-HE-0111 | MIR | EQ-001 | 279549 | 1 | Outdoor covered | Bottom shields | 426 | 231 | 255 | 25.0935 | 400 | 1144 | Stackable x1 | 85044083 | SEK | 327582 | Maersk Hamburg | Sweden | Gothenburg | Khalifa port | 2024-05-02 | 2024-06-09 | [10 empty] | 2024-06-26 |  |  |  | CASE_LIST |  | 1 | site | MIR | 2024-06-26 | site | 0 | 1 | 1 | 2 | 9.84 | 1 | 9.84 | HITACHI(HE) |  | 1 | 1 | 0 | 1 | Flow 1: Port → Site | MIR | HITACHI
1463 | PRL-MIR-002-O1 Lot 1 | HVDC-ADOPT-HE-0111 | MIR | EQ-001 | 279550 | 1 | Outdoor covered | Bottom shields | 426 | 231 | 255 | 25.0935 | 400 | 1144 | Stackable x1 | 85044083 | SEK | 327582 | Maersk Hamburg | Sweden | Gothenburg | Khalifa port | 2024-05-02 | 2024-06-09 | [10 empty] | 2024-06-27 |  |  |  | CASE_LIST |  | 1 | site | MIR | 2024-06-27 | site | 0 | 1 | 1 | 2 | 9.84 | 1 | 9.84 | HITACHI(HE) |  | 1 | 1 | 0 | 1 | Flow 1: Port → Site | MIR | HITACHI
1464 | PRL-MIR-002-O1 Lot 1 | HVDC-ADOPT-HE-0111 | MIR | EQ-001 | 279551 | 1 | Outdoor covered | Bottom shields | 426 | 231 | 255 | 25.0935 | 400 | 1144 | Stackable x1 | 85044083 | SEK | 327582 | Maersk Hamburg | Sweden | Gothenburg | Khalifa port | 2024-05-02 | 2024-06-09 | [10 empty] | 2024-06-27 |  |  |  | CASE_LIST |  | 1 | site | MIR | 2024-06-27 | site | 0 | 1 | 1 | 2 | 9.84 | 1 | 9.84 | HITACHI(HE) |  | 1 | 1 | 0 | 1 | Flow 1: Port → Site | MIR | HITACHI
1465 | PRL-MIR-002-O1 Lot 1 | HVDC-ADOPT-HE-0111 | MIR | EQ-001 | 279552 | 1 | Outdoor covered | Bottom shields | 426 | 231 | 255 | 25.0935 | 400 | 1144 | Stackable x1 | 85044083 | SEK | 327582 | Maersk Hamburg | Sweden | Gothenburg | Khalifa port | 2024-05-02 | 2024-06-09 | [10 empty] | 2024-06-23 |  |  |  | CASE_LIST |  | 1 | site | MIR | 2024-06-23 | site | 0 | 1 | 1 | 2 | 9.84 | 1 | 9.84 | HITACHI(HE) |  | 1 | 1 | 0 | 1 | Flow 1: Port → Site | MIR | HITACHI
1466 | PRL-MIR-002-O1 Lot 1 | HVDC-ADOPT-HE-0111 | MIR | EQ-001 | 279553 | 1 | Outdoor covered | Bottom shields | 426 | 231 | 255 | 25.0935 | 400 | 1144 | Stackable x1 | 85044083 | SEK | 327582 | Maersk Hamburg | Sweden | Gothenburg | Khalifa port | 2024-05-02 | 2024-06-09 | [10 empty] | 2024-06-27 |  |  |  | CASE_LIST |  | 1 | site | MIR | 2024-06-27 | site | 0 | 1 | 1 | 2 | 9.84 | 1 | 9.84 | HITACHI(HE) |  | 1 | 1 | 0 | 1 | Flow 1: Port → Site | MIR | HITACHI
1467 | PRL-MIR-002-O1 Lot 1 | HVDC-ADOPT-HE-0111 | MIR | EQ-001 | 279554 | 1 | Outdoor covered | Bottom shields | 426 | 231 | 255 | 25.0935 | 400 | 1144 | Stackable x1 | 85044083 | SEK | 327582 | Maersk Hamburg | Sweden | Gothenburg | Khalifa port | 2024-05-02 | 2024-06-09 | [10 empty] | 2024-06-27 |  |  |  | CASE_LIST |  | 1 | site | MIR | 2024-06-27 | site | 0 | 1 | 1 | 2 | 9.84 | 1 | 9.84 | HITACHI(HE) |  | 1 | 1 | 0 | 1 | Flow 1: Port → Site | MIR | HITACHI
1468 | PRL-MIR-002-O1 Lot 1 | HVDC-ADOPT-HE-0111 | MIR | EQ-001 | 279555 | 1 | Outdoor covered | Bottom shields | 426 | 231 | 255 | 25.0935 | 400 | 1144 | Stackable x1 | 85044083 | SEK | 327582 | Maersk Hamburg | Sweden | Gothenburg | Khalifa port | 2024-05-02 | 2024-06-09 | [10 empty] | 2024-06-26 |  |  |  | CASE_LIST |  | 1 | site | MIR | 2024-06-26 | site | 0 | 1 | 1 | 2 | 9.84 | 1 | 9.84 | HITACHI(HE) |  | 1 | 1 | 0 | 1 | Flow 1: Port → Site | MIR | HITACHI
1469 | PRL-MIR-002-O1 Lot 1 | HVDC-ADOPT-HE-0111 | MIR | EQ-001 | 279556 | 1 | Outdoor covered | Bottom shields | 426 | 231 | 255 | 25.0935 | 400 | 1144 | Stackable x1 | 85044083 | SEK | 327582 | Maersk Hamburg | Sweden | Gothenburg | Khalifa port | 2024-05-02 | 2024-06-09 | [10 empty] | 2024-06-23 |  |  |  | CASE_LIST |  | 1 | site | MIR | 2024-06-23 | site | 0 | 1 | 1 | 2 | 9.84 | 1 | 9.84 | HITACHI(HE) |  | 1 | 1 | 0 | 1 | Flow 1: Port → Site | MIR | HITACHI
1470 | PRL-MIR-002-O1 Lot 1 | HVDC-ADOPT-HE-0111 | MIR | EQ-001 | 279557 | 1 | Outdoor covered | Bottom shields | 426 | 231 | 255 | 25.0935 | 400 | 1144 | Stackable x1 | 85044083 | SEK | 327582 | Maersk Hamburg | Sweden | Gothenburg | Khalifa port | 2024-05-02 | 2024-06-09 | [10 empty] | 2024-06-26 |  |  |  | CASE_LIST |  | 1 | site | MIR | 2024-06-26 | site | 0 | 1 | 1 | 2 | 9.84 | 1 | 9.84 | HITACHI(HE) |  | 1 | 1 | 0 | 1 | Flow 1: Port → Site | MIR | HITACHI
1471 | PRL-MIR-002-O1 Lot 1 | HVDC-ADOPT-HE-0111 | MIR | EQ-001 | 279558 | 1 | Outdoor covered | Bottom shields | 426 | 231 | 255 | 25.0935 | 400 | 1144 | Stackable x1 | 85044083 | SEK | 327582 | Maersk Hamburg | Sweden | Gothenburg | Khalifa port | 2024-05-02 | 2024-06-09 | [10 empty] | 2024-06-28 |  |  |  | CASE_LIST |  | 1 | site | MIR | 2024-06-28 | site | 0 | 1 | 1 | 2 | 9.84 | 1 | 9.84 | HITACHI(HE) |  | 1 | 1 | 0 | 1 | Flow 1: Port → Site | MIR | HITACHI
1472 | PRL-MIR-002-O1 Lot 1 | HVDC-ADOPT-HE-0111 | MIR | EQ-001 | 279559 | 1 | Outdoor covered | Bottom shields | 426 | 231 | 255 | 25.0935 | 400 | 1144 | Stackable x1 | 85044083 | SEK | 327582 | Maersk Hamburg | Sweden | Gothenburg | Khalifa port | 2024-05-02 | 2024-06-09 | [10 empty] | 2024-06-26 |  |  |  | CASE_LIST |  | 1 | site | MIR | 2024-06-26 | site | 0 | 1 | 1 | 2 | 9.84 | 1 | 9.84 | HITACHI(HE) |  | 1 | 1 | 0 | 1 | Flow 1: Port → Site | MIR | HITACHI
1473 | PRL-MIR-002-O1 Lot 1 | HVDC-ADOPT-HE-0111 | MIR | EQ-001 | 279560 | 1 | Outdoor covered | Bottom shields | 426 | 231 | 255 | 25.0935 | 400 | 1144 | Stackable x1 | 85044083 | SEK | 327582 | Maersk Hamburg | Sweden | Gothenburg | Khalifa port | 2024-05-02 | 2024-06-09 | [10 empty] | 2024-06-26 |  |  |  | CASE_LIST |  | 1 | site | MIR | 2024-06-26 | site | 0 | 1 | 1 | 2 | 9.84 | 1 | 9.84 | HITACHI(HE) |  | 1 | 1 | 0 | 1 | Flow 1: Port → Site | MIR | HITACHI
1474 | PRL-MIR-002-O1 Lot 1 | HVDC-ADOPT-HE-0111 | MIR | EQ-001 | 279561 | 1 | Outdoor covered | Bottom shields | 426 | 231 | 255 | 25.0935 | 400 | 1144 | Stackable x1 | 85044083 | SEK | 327582 | Maersk Hamburg | Sweden | Gothenburg | Khalifa port | 2024-05-02 | 2024-06-09 | [10 empty] | 2024-06-27 |  |  |  | CASE_LIST |  | 1 | site | MIR | 2024-06-27 | site | 0 | 1 | 1 | 2 | 9.84 | 1 | 9.84 | HITACHI(HE) |  | 1 | 1 | 0 | 1 | Flow 1: Port → Site | MIR | HITACHI
1475 | PRL-MIR-002-O1 Lot 1 | HVDC-ADOPT-HE-0111 | MIR | EQ-001 | 279562 | 1 | Outdoor covered | Bottom shields | 426 | 231 | 255 | 25.0935 | 400 | 1144 | Stackable x1 | 85044083 | SEK | 327582 | Maersk Hamburg | Sweden | Gothenburg | Khalifa port | 2024-05-02 | 2024-06-09 | [10 empty] | 2024-06-26 |  |  |  | CASE_LIST |  | 1 | site | MIR | 2024-06-26 | site | 0 | 1 | 1 | 2 | 9.84 | 1 | 9.84 | HITACHI(HE) |  | 1 | 1 | 0 | 1 | Flow 1: Port → Site | MIR | HITACHI
1476 | PRL-MIR-002-O1 Lot 1 | HVDC-ADOPT-HE-0111 | MIR | EQ-001 | 279563 | 1 | Outdoor covered | Bottom shields | 426 | 231 | 255 | 25.0935 | 400 | 1144 | Stackable x1 | 85044083 | SEK | 327582 | Maersk Hamburg | Sweden | Gothenburg | Khalifa port | 2024-05-02 | 2024-06-09 | [10 empty] | 2024-06-27 |  |  |  | CASE_LIST |  | 1 | site | MIR | 2024-06-27 | site | 0 | 1 | 1 | 2 | 9.84 | 1 | 9.84 | HITACHI(HE) |  | 1 | 1 | 0 | 1 | Flow 1: Port → Site | MIR | HITACHI
1477 | PRL-MIR-002-O1 Lot 1 | HVDC-ADOPT-HE-0111 | MIR | EQ-001 | 279564 | 1 | Outdoor covered | Bottom shields | 426 | 231 | 255 | 25.0935 | 400 | 1144 | Stackable x1 | 85044083 | SEK | 327582 | Maersk Hamburg | Sweden | Gothenburg | Khalifa port | 2024-05-02 | 2024-06-09 | [10 empty] | 2024-06-26 |  |  |  | CASE_LIST |  | 1 | site | MIR | 2024-06-26 | site | 0 | 1 | 1 | 2 | 9.84 | 1 | 9.84 | HITACHI(HE) |  | 1 | 1 | 0 | 1 | Flow 1: Port → Site | MIR | HITACHI
1478 | PRL-MIR-002-O1 Lot 1 | HVDC-ADOPT-HE-0111 | MIR | EQ-001 | 279565 | 1 | Outdoor covered | Bottom shields | 426 | 231 | 255 | 25.0935 | 400 | 1144 | Stackable x1 | 85044083 | SEK | 327582 | Maersk Hamburg | Sweden | Gothenburg | Khalifa port | 2024-05-02 | 2024-06-09 | [10 empty] | 2024-06-27 |  |  |  | CASE_LIST |  | 1 | site | MIR | 2024-06-27 | site | 0 | 1 | 1 | 2 | 9.84 | 1 | 9.84 | HITACHI(HE) |  | 1 | 1 | 0 | 1 | Flow 1: Port → Site | MIR | HITACHI
1479 | PRL-MIR-002-O1 Lot 1 | HVDC-ADOPT-HE-0111 | MIR | EQ-001 | 279566 | 1 | Outdoor covered | Bottom shields | 426 | 231 | 255 | 25.0935 | 400 | 1144 | Stackable x1 | 85044083 | SEK | 327582 | Maersk Hamburg | Sweden | Gothenburg | Khalifa port | 2024-05-02 | 2024-06-09 | [10 empty] | 2024-06-23 |  |  |  | CASE_LIST |  | 1 | site | MIR | 2024-06-23 | site | 0 | 1 | 1 | 2 | 9.84 | 1 | 9.84 | HITACHI(HE) |  | 1 | 1 | 0 | 1 | Flow 1: Port → Site | MIR | HITACHI
1480 | PRL-MIR-002-O1 Lot 1 | HVDC-ADOPT-HE-0111 | MIR | EQ-001 | 279567 | 1 | Outdoor covered | Bottom shields | 426 | 231 | 255 | 25.0935 | 400 | 1144 | Stackable x1 | 85044083 | SEK | 327582 | Maersk Hamburg | Sweden | Gothenburg | Khalifa port | 2024-05-02 | 2024-06-09 | [10 empty] | 2024-06-27 |  |  |  | CASE_LIST |  | 1 | site | MIR | 2024-06-27 | site | 0 | 1 | 1 | 2 | 9.84 | 1 | 9.84 | HITACHI(HE) |  | 1 | 1 | 0 | 1 | Flow 1: Port → Site | MIR | HITACHI
1481 | PRL-MIR-002-O1 Lot 1 | HVDC-ADOPT-HE-0111 | MIR | EQ-001 | 279588 | 1 | Outdoor covered | Side shield pairs pack 1 | 420 | 205 | 140 | 12.054 | 590 | 1031 | Stackable x2 | 85044083 | SEK | 327582 | Maersk Hamburg | Sweden | Gothenburg | Khalifa port | 2024-05-02 | 2024-06-09 | [10 empty] | 2024-06-26 |  |  |  | CASE_LIST |  | 1 | site | MIR | 2024-06-26 | site | 0 | 1 | 1 | 2 | 8.61 | 2 | 8.61 | HITACHI(HE) |  | 1 | 1 | 0 | 1 | Flow 1: Port → Site | MIR | HITACHI
1482 | PRL-MIR-002-O1 Lot 1 | HVDC-ADOPT-HE-0111 | MIR | EQ-001 | 279592 | 1 | Outdoor covered | Side shield pairs pack 1 | 420 | 205 | 140 | 12.054 | 590 | 1031 | Stackable x2 | 85044083 | SEK | 327582 | Maersk Hamburg | Sweden | Gothenburg | Khalifa port | 2024-05-02 | 2024-06-09 | [10 empty] | 2024-06-23 |  |  |  | CASE_LIST |  | 1 | site | MIR | 2024-06-23 | site | 0 | 1 | 1 | 2 | 8.61 | 2 | 8.61 | HITACHI(HE) |  | 1 | 1 | 0 | 1 | Flow 1: Port → Site | MIR | HITACHI
1483 | PRL-MIR-002-O1 Lot 1 | HVDC-ADOPT-HE-0111 | MIR | EQ-001 | 279594 | 1 | Outdoor covered | Side shield pairs pack 1 | 420 | 205 | 140 | 12.054 | 590 | 1031 | Stackable x2 | 85044083 | SEK | 327582 | Maersk Hamburg | Sweden | Gothenburg | Khalifa port | 2024-05-02 | 2024-06-09 | [10 empty] | 2024-06-26 |  |  |  | CASE_LIST |  | 1 | site | MIR | 2024-06-26 | site | 0 | 1 | 1 | 2 | 8.61 | 2 | 8.61 | HITACHI(HE) |  | 1 | 1 | 0 | 1 | Flow 1: Port → Site | MIR | HITACHI
1484 | PRL-MIR-002-O1 Lot 1 | HVDC-ADOPT-HE-0111 | MIR | EQ-001 | 279596 | 1 | Outdoor covered | Side shield pairs pack 1 | 420 | 205 | 140 | 12.054 | 590 | 1031 | Stackable x2 | 85044083 | SEK | 327582 | Maersk Hamburg | Sweden | Gothenburg | Khalifa port | 2024-05-02 | 2024-06-09 | [10 empty] | 2024-06-28 |  |  |  | CASE_LIST |  | 1 | site | MIR | 2024-06-28 | site | 0 | 1 | 1 | 2 | 8.61 | 2 | 8.61 | HITACHI(HE) |  | 1 | 1 | 0 | 1 | Flow 1: Port → Site | MIR | HITACHI
1485 | PRL-MIR-002-O1 Lot 1 | HVDC-ADOPT-HE-0111 | MIR | EQ-001 | 279597 | 1 | Outdoor covered | Side shield pairs pack 1 | 420 | 205 | 140 | 12.054 | 590 | 1031 | Stackable x2 | 85044083 | SEK | 327582 | Maersk Hamburg | Sweden | Gothenburg | Khalifa port | 2024-05-02 | 2024-06-09 | [10 empty] | 2024-06-27 |  |  |  | CASE_LIST |  | 1 | site | MIR | 2024-06-27 | site | 0 | 1 | 1 | 2 | 8.61 | 2 | 8.61 | HITACHI(HE) |  | 1 | 1 | 0 | 1 | Flow 1: Port → Site | MIR | HITACHI
1486 | PRL-MIR-002-O1 Lot 1 | HVDC-ADOPT-HE-0111 | MIR | EQ-001 | 279606 | 1 | Outdoor covered | Side shield pairs pack 1 | 420 | 205 | 140 | 12.054 | 590 | 1031 | Stackable x2 | 85044083 | SEK | 327582 | Maersk Hamburg | Sweden | Gothenburg | Khalifa port | 2024-05-02 | 2024-06-09 | [10 empty] | 2024-06-26 |  |  |  | CASE_LIST |  | 1 | site | MIR | 2024-06-26 | site | 0 | 1 | 1 | 2 | 8.61 | 2 | 8.61 | HITACHI(HE) |  | 1 | 1 | 0 | 1 | Flow 1: Port → Site | MIR | HITACHI
1487 | PRL-MIR-002-O1 Lot 1 | HVDC-ADOPT-HE-0111 | MIR | EQ-001 | 279623 | 1 | Outdoor covered | Side shield pairs pack 1 | 420 | 205 | 140 | 12.054 | 590 | 1031 | Stackable x2 | 85044083 | SEK | 327582 | Maersk Hamburg | Sweden | Gothenburg | Khalifa port | 2024-05-02 | 2024-06-09 | [10 empty] | 2024-06-28 |  |  |  | CASE_LIST |  | 1 | site | MIR | 2024-06-28 | site | 0 | 1 | 1 | 2 | 8.61 | 2 | 8.61 | HITACHI(HE) |  | 1 | 1 | 0 | 1 | Flow 1: Port → Site | MIR | HITACHI
1488 | PRL-MIR-002-O1 Lot 1 | HVDC-ADOPT-HE-0111 | MIR | EQ-001 | 279627 | 1 | Outdoor covered | Side shield pairs pack 1 | 420 | 205 | 140 | 12.054 | 590 | 1031 | Stackable x2 | 85044083 | SEK | 327582 | Maersk Hamburg | Sweden | Gothenburg | Khalifa port | 2024-05-02 | 2024-06-09 | [10 empty] | 2024-06-23 |  |  |  | CASE_LIST |  | 1 | site | MIR | 2024-06-23 | site | 0 | 1 | 1 | 2 | 8.61 | 2 | 8.61 | HITACHI(HE) |  | 1 | 1 | 0 | 1 | Flow 1: Port → Site | MIR | HITACHI
1489 | PRL-MIR-002-O1 Lot 1 | HVDC-ADOPT-HE-0111 | MIR | EQ-001 | 279632 | 1 | Outdoor covered | Side shield pairs pack 1 | 420 | 205 | 140 | 12.054 | 590 | 1031 | Stackable x2 | 85044083 | SEK | 327582 | Maersk Hamburg | Sweden | Gothenburg | Khalifa port | 2024-05-02 | 2024-06-09 | [10 empty] | 2024-06-28 |  |  |  | CASE_LIST |  | 1 | site | MIR | 2024-06-28 | site | 0 | 1 | 1 | 2 | 8.61 | 2 | 8.61 | HITACHI(HE) |  | 1 | 1 | 0 | 1 | Flow 1: Port → Site | MIR | HITACHI
1490 | PRL-MIR-002-O1 Lot 1 | HVDC-ADOPT-HE-0111 | MIR | EQ-001 | 279633 | 1 | Outdoor covered | Side shield pairs pack 1 | 420 | 205 | 140 | 12.054 | 590 | 1031 | Stackable x2 | 85044083 | SEK | 327582 | Maersk Hamburg | Sweden | Gothenburg | Khalifa port | 2024-05-02 | 2024-06-09 | [10 empty] | 2024-06-28 |  |  |  | CASE_LIST |  | 1 | site | MIR | 2024-06-28 | site | 0 | 1 | 1 | 2 | 8.61 | 2 | 8.61 | HITACHI(HE) |  | 1 | 1 | 0 | 1 | Flow 1: Port → Site | MIR | HITACHI
1491 | PRL-MIR-002-O1 Lot 1 | HVDC-ADOPT-HE-0111 | MIR | EQ-001 | 279637 | 1 | Outdoor covered | Side shield pairs pack 1 | 420 | 205 | 140 | 12.054 | 590 | 1031 | Stackable x2 | 85044083 | SEK | 327582 | Maersk Hamburg | Sweden | Gothenburg | Khalifa port | 2024-05-02 | 2024-06-09 | [10 empty] | 2024-06-28 |  |  |  | CASE_LIST |  | 1 | site | MIR | 2024-06-28 | site | 0 | 1 | 1 | 2 | 8.61 | 2 | 8.61 | HITACHI(HE) |  | 1 | 1 | 0 | 1 | Flow 1: Port → Site | MIR | HITACHI
1492 | PRL-MIR-002-O1 Lot 1 | HVDC-ADOPT-HE-0111 | MIR | EQ-001 | 279649 | 1 | Outdoor covered | Side shield pairs pack 1 | 420 | 205 | 140 | 12.054 | 590 | 1031 | Stackable x2 | 85044083 | SEK | 327582 | Maersk Hamburg | Sweden | Gothenburg | Khalifa port | 2024-05-02 | 2024-06-09 | [10 empty] | 2024-06-23 |  |  |  | CASE_LIST |  | 1 | site | MIR | 2024-06-23 | site | 0 | 1 | 1 | 2 | 8.61 | 2 | 8.61 | HITACHI(HE) |  | 1 | 1 | 0 | 1 | Flow 1: Port → Site | MIR | HITACHI
1493 | PRL-MIR-002-O1 Lot 1 | HVDC-ADOPT-HE-0111 | MIR | EQ-001 | 279650 | 1 | Outdoor covered | Side shield pairs pack 1 | 420 | 205 | 140 | 12.054 | 590 | 1031 | Stackable x2 | 85044083 | SEK | 327582 | Maersk Hamburg | Sweden | Gothenburg | Khalifa port | 2024-05-02 | 2024-06-09 | [10 empty] | 2024-06-26 |  |  |  | CASE_LIST |  | 1 | site | MIR | 2024-06-26 | site | 0 | 1 | 1 | 2 | 8.61 | 2 | 8.61 | HITACHI(HE) |  | 1 | 1 | 0 | 1 | Flow 1: Port → Site | MIR | HITACHI
1494 | PRL-MIR-002-O1 Lot 1 | HVDC-ADOPT-HE-0111 | MIR | EQ-001 | 279653 | 1 | Outdoor covered | Side shield pairs pack 1 | 420 | 205 | 140 | 12.054 | 590 | 1031 | Stackable x2 | 85044083 | SEK | 327582 | Maersk Hamburg | Sweden | Gothenburg | Khalifa port | 2024-05-02 | 2024-06-09 | [10 empty] | 2024-06-28 |  |  |  | CASE_LIST |  | 1 | site | MIR | 2024-06-28 | site | 0 | 1 | 1 | 2 | 8.61 | 2 | 8.61 | HITACHI(HE) |  | 1 | 1 | 0 | 1 | Flow 1: Port → Site | MIR | HITACHI
1495 | PRL-MIR-002-O1 Lot 1 | HVDC-ADOPT-HE-0111 | MIR | EQ-001 | 279664 | 1 | Outdoor covered | Composite post insulator - short bottom | 348 | 101 | 105 | 3.6905 | 420 | 620 | Stackable x2 | 85044083 | SEK | 327582 | Maersk Hamburg | Sweden | Gothenburg | Khalifa port | 2024-05-02 | 2024-06-09 | [10 empty] | 2024-06-26 |  |  |  | CASE_LIST |  | 1 | site | MIR | 2024-06-26 | site | 0 | 1 | 1 | 2 | 3.51 | 2 | 3.51 | HITACHI(HE) |  | 1 | 1 | 0 | 1 | Flow 1: Port → Site | MIR | HITACHI
1496 | PRL-MIR-002-O1 Lot 1 | HVDC-ADOPT-HE-0111 | MIR | EQ-001 | 279665 | 1 | Outdoor covered | Composite post insulator - short bottom | 348 | 101 | 105 | 3.6905 | 420 | 620 | Stackable x2 | 85044083 | SEK | 327582 | Maersk Hamburg | Sweden | Gothenburg | Khalifa port | 2024-05-02 | 2024-06-09 | [10 empty] | 2024-06-26 |  |  |  | CASE_LIST |  | 1 | site | MIR | 2024-06-26 | site | 0 | 1 | 1 | 2 | 3.51 | 2 | 3.51 | HITACHI(HE) |  | 1 | 1 | 0 | 1 | Flow 1: Port → Site | MIR | HITACHI
1497 | PRL-MIR-002-O1 Lot 1 | HVDC-ADOPT-HE-0111 | MIR | EQ-001 | 279666 | 1 | Outdoor covered | Composite post insulator - short bottom | 348 | 101 | 105 | 3.6905 | 420 | 620 | Stackable x2 | 85044083 | SEK | 327582 | Maersk Hamburg | Sweden | Gothenburg | Khalifa port | 2024-05-02 | 2024-06-09 | [10 empty] | 2024-06-26 |  |  |  | CASE_LIST |  | 1 | site | MIR | 2024-06-26 | site | 0 | 1 | 1 | 2 | 3.51 | 2 | 3.51 | HITACHI(HE) |  | 1 | 1 | 0 | 1 | Flow 1: Port → Site | MIR | HITACHI
1498 | PRL-MIR-002-O1 Lot 1 | HVDC-ADOPT-HE-0111 | MIR | EQ-001 | 279667 | 1 | Outdoor covered | Composite post insulator - short bottom | 348 | 101 | 105 | 3.6905 | 420 | 620 | Stackable x2 | 85044083 | SEK | 327582 | Maersk Hamburg | Sweden | Gothenburg | Khalifa port | 2024-05-02 | 2024-06-09 | [10 empty] | 2024-06-26 |  |  |  | CASE_LIST |  | 1 | site | MIR | 2024-06-26 | site | 0 | 1 | 1 | 2 | 3.51 | 2 | 3.51 | HITACHI(HE) |  | 1 | 1 | 0 | 1 | Flow 1: Port → Site | MIR | HITACHI
1499 | PRL-MIR-002-O1 Lot 1 | HVDC-ADOPT-HE-0111 | MIR | EQ-001 | 279668 | 1 | Outdoor covered | Composite post insulator - short bottom | 348 | 101 | 105 | 3.6905 | 420 | 620 | Stackable x2 | 85044083 | SEK | 327582 | Maersk Hamburg | Sweden | Gothenburg | Khalifa port | 2024-05-02 | 2024-06-09 | [10 empty] | 2024-06-27 |  |  |  | CASE_LIST |  | 1 | site | MIR | 2024-06-27 | site | 0 | 1 | 1 | 2 | 3.51 | 2 | 3.51 | HITACHI(HE) |  | 1 | 1 | 0 | 1 | Flow 1: Port → Site | MIR | HITACHI
1500 | PRL-MIR-002-O1 Lot 1 | HVDC-ADOPT-HE-0111 | MIR | EQ-001 | 279669 | 1 | Outdoor covered | Composite post insulator - short bottom | 348 | 101 | 105 | 3.6905 | 420 | 620 | Stackable x2 | 85044083 | SEK | 327582 | Maersk Hamburg | Sweden | Gothenburg | Khalifa port | 2024-05-02 | 2024-06-09 | [10 empty] | 2024-06-27 |  |  |  | CASE_LIST |  | 1 | site | MIR | 2024-06-27 | site | 0 | 1 | 1 | 2 | 3.51 | 2 | 3.51 | HITACHI(HE) |  | 1 | 1 | 0 | 1 | Flow 1: Port → Site | MIR | HITACHI
1501 | PRL-MIR-002-O1 Lot 1 | HVDC-ADOPT-HE-0111 | MIR | EQ-001 | 279670 | 1 | Outdoor covered | Composite post insulator - short bottom | 348 | 101 | 105 | 3.6905 | 420 | 620 | Stackable x2 | 85044083 | SEK | 327582 | Maersk Hamburg | Sweden | Gothenburg | Khalifa port | 2024-05-02 | 2024-06-09 | [10 empty] | 2024-06-27 |  |  |  | CASE_LIST |  | 1 | site | MIR | 2024-06-27 | site | 0 | 1 | 1 | 2 | 3.51 | 2 | 3.51 | HITACHI(HE) |  | 1 | 1 | 0 | 1 | Flow 1: Port → Site | MIR | HITACHI
1502 | PRL-MIR-002-O1 Lot 1 | HVDC-ADOPT-HE-0111 | MIR | EQ-001 | 279671 | 1 | Outdoor covered | Composite post insulator - short bottom | 348 | 101 | 105 | 3.6905 | 420 | 620 | Stackable x2 | 85044083 | SEK | 327582 | Maersk Hamburg | Sweden | Gothenburg | Khalifa port | 2024-05-02 | 2024-06-09 | [10 empty] | 2024-06-27 |  |  |  | CASE_LIST |  | 1 | site | MIR | 2024-06-27 | site | 0 | 1 | 1 | 2 | 3.51 | 2 | 3.51 | HITACHI(HE) |  | 1 | 1 | 0 | 1 | Flow 1: Port → Site | MIR | HITACHI
1503 | PRL-MIR-002-O1 Lot 1 | HVDC-ADOPT-HE-0111 | MIR | EQ-001 | 279672 | 1 | Outdoor covered | Composite post insulator - short bottom | 348 | 101 | 105 | 3.6905 | 420 | 620 | Stackable x2 | 85044083 | SEK | 327582 | Maersk Hamburg | Sweden | Gothenburg | Khalifa port | 2024-05-02 | 2024-06-09 | [10 empty] | 2024-06-26 |  |  |  | CASE_LIST |  | 1 | site | MIR | 2024-06-26 | site | 0 | 1 | 1 | 2 | 3.51 | 2 | 3.51 | HITACHI(HE) |  | 1 | 1 | 0 | 1 | Flow 1: Port → Site | MIR | HITACHI
1504 | PRL-MIR-002-O1 Lot 1 | HVDC-ADOPT-HE-0111 | MIR | EQ-001 | 279673 | 1 | Outdoor covered | Composite post insulator - short bottom | 348 | 101 | 105 | 3.6905 | 420 | 620 | Stackable x2 | 85044083 | SEK | 327582 | Maersk Hamburg | Sweden | Gothenburg | Khalifa port | 2024-05-02 | 2024-06-09 | [10 empty] | 2024-06-26 |  |  |  | CASE_LIST |  | 1 | site | MIR | 2024-06-26 | site | 0 | 1 | 1 | 2 | 3.51 | 2 | 3.51 | HITACHI(HE) |  | 1 | 1 | 0 | 1 | Flow 1: Port → Site | MIR | HITACHI
1505 | PRL-MIR-002-O1 Lot 1 | HVDC-ADOPT-HE-0111 | MIR | EQ-001 | 279674 | 1 | Outdoor covered | Composite post insulator - short bottom | 348 | 101 | 105 | 3.6905 | 420 | 620 | Stackable x2 | 85044083 | SEK | 327582 | Maersk Hamburg | Sweden | Gothenburg | Khalifa port | 2024-05-02 | 2024-06-09 | [10 empty] | 2024-06-28 |  |  |  | CASE_LIST |  | 1 | site | MIR | 2024-06-28 | site | 0 | 1 | 1 | 2 | 3.51 | 2 | 3.51 | HITACHI(HE) |  | 1 | 1 | 0 | 1 | Flow 1: Port → Site | MIR | HITACHI
1506 | PRL-MIR-002-O1 Lot 1 | HVDC-ADOPT-HE-0111 | MIR | EQ-001 | 279675 | 1 | Outdoor covered | Composite post insulator - short bottom | 348 | 101 | 105 | 3.6905 | 420 | 620 | Stackable x2 | 85044083 | SEK | 327582 | Maersk Hamburg | Sweden | Gothenburg | Khalifa port | 2024-05-02 | 2024-06-09 | [10 empty] | 2024-06-28 |  |  |  | CASE_LIST |  | 1 | site | MIR | 2024-06-28 | site | 0 | 1 | 1 | 2 | 3.51 | 2 | 3.51 | HITACHI(HE) |  | 1 | 1 | 0 | 1 | Flow 1: Port → Site | MIR | HITACHI
1507 | PRL-MIR-002-O1 Lot 1 | HVDC-ADOPT-HE-0111 | MIR | EQ-001 | 279676 | 1 | Outdoor covered | Composite post insulator - long bottom | 583 | 101 | 105 | 6.1827 | 652 | 852 | Stackable x2 | 85044083 | SEK | 327582 | Maersk Hamburg | Sweden | Gothenburg | Khalifa port | 2024-05-02 | 2024-06-09 | [10 empty] | 2024-06-23 |  |  |  | CASE_LIST |  | 1 | site | MIR | 2024-06-23 | site | 0 | 1 | 1 | 2 | 5.89 | 2 | 5.89 | HITACHI(HE) |  | 1 | 1 | 0 | 1 | Flow 1: Port → Site | MIR | HITACHI
1508 | PRL-MIR-002-O1 Lot 1 | HVDC-ADOPT-HE-0111 | MIR | EQ-001 | 279677 | 1 | Outdoor covered | Composite post insulator - long bottom | 583 | 101 | 105 | 6.1827 | 652 | 852 | Stackable x2 | 85044083 | SEK | 327582 | Maersk Hamburg | Sweden | Gothenburg | Khalifa port | 2024-05-02 | 2024-06-09 | [10 empty] | 2024-06-23 |  |  |  | CASE_LIST |  | 1 | site | MIR | 2024-06-23 | site | 0 | 1 | 1 | 2 | 5.89 | 2 | 5.89 | HITACHI(HE) |  | 1 | 1 | 0 | 1 | Flow 1: Port → Site | MIR | HITACHI
1509 | PRL-MIR-002-O1 Lot 1 | HVDC-ADOPT-HE-0111 | MIR | EQ-001 | 279678 | 1 | Outdoor covered | Composite post insulator - long bottom | 583 | 101 | 105 | 6.1827 | 652 | 852 | Stackable x2 | 85044083 | SEK | 327582 | Maersk Hamburg | Sweden | Gothenburg | Khalifa port | 2024-05-02 | 2024-06-09 | [10 empty] | 2024-06-23 |  |  |  | CASE_LIST |  | 1 | site | MIR | 2024-06-23 | site | 0 | 1 | 1 | 2 | 5.89 | 2 | 5.89 | HITACHI(HE) |  | 1 | 1 | 0 | 1 | Flow 1: Port → Site | MIR | HITACHI
1510 | PRL-MIR-002-O1 Lot 1 | HVDC-ADOPT-HE-0111 | MIR | EQ-001 | 279679 | 1 | Outdoor covered | Composite post insulator - long bottom | 583 | 101 | 105 | 6.1827 | 652 | 852 | Stackable x2 | 85044083 | SEK | 327582 | Maersk Hamburg | Sweden | Gothenburg | Khalifa port | 2024-05-02 | 2024-06-09 | [10 empty] | 2024-06-23 |  |  |  | CASE_LIST |  | 1 | site | MIR | 2024-06-23 | site | 0 | 1 | 1 | 2 | 5.89 | 2 | 5.89 | HITACHI(HE) |  | 1 | 1 | 0 | 1 | Flow 1: Port → Site | MIR | HITACHI
1511 | PRL-MIR-002-O1 Lot 1 | HVDC-ADOPT-HE-0111 | MIR | EQ-001 | 279680 | 1 | Outdoor covered | Composite post insulator - long bottom | 583 | 101 | 105 | 6.1827 | 652 | 852 | Stackable x2 | 85044083 | SEK | 327582 | Maersk Hamburg | Sweden | Gothenburg | Khalifa port | 2024-05-02 | 2024-06-09 | [10 empty] | 2024-06-23 |  |  |  | CASE_LIST |  | 1 | site | MIR | 2024-06-23 | site | 0 | 1 | 1 | 2 | 5.89 | 2 | 5.89 | HITACHI(HE) |  | 1 | 1 | 0 | 1 | Flow 1: Port → Site | MIR | HITACHI
1512 | PRL-MIR-002-O1 Lot 1 | HVDC-ADOPT-HE-0111 | MIR | EQ-001 | 278681 | 1 | Outdoor covered | Composite post insulator - long bottom | 583 | 101 | 105 | 6.1827 | 652 | 852 | Stackable x2 | 85044083 | SEK | 327582 | Maersk Hamburg | Sweden | Gothenburg | Khalifa port | 2024-05-02 | 2024-06-09 | [10 empty] | 2024-06-23 |  |  |  | CASE_LIST |  | 1 | site | MIR | 2024-06-23 | site | 0 | 1 | 1 | 2 | 5.89 | 2 | 5.89 | HITACHI(HE) |  | 1 | 1 | 0 | 1 | Flow 1: Port → Site | MIR | HITACHI
1513 | PRL-MIR-002-O1 Lot 1 | HVDC-ADOPT-HE-0111 | MIR | EQ-001 | 279682 | 1 | Outdoor covered | Composite post insulator - long bottom | 583 | 101 | 105 | 6.1827 | 652 | 852 | Stackable x2 | 85044083 | SEK | 327582 | Maersk Hamburg | Sweden | Gothenburg | Khalifa port | 2024-05-02 | 2024-06-09 | [10 empty] | 2024-06-23 |  |  |  | CASE_LIST |  | 1 | site | MIR | 2024-06-23 | site | 0 | 1 | 1 | 2 | 5.89 | 2 | 5.89 | HITACHI(HE) |  | 1 | 1 | 0 | 1 | Flow 1: Port → Site | MIR | HITACHI
1514 | PRL-MIR-002-O1 Lot 1 | HVDC-ADOPT-HE-0111 | MIR | EQ-001 | 279683 | 1 | Outdoor covered | Composite post insulator - long bottom | 583 | 101 | 105 | 6.1827 | 652 | 852 | Stackable x2 | 85044083 | SEK | 327582 | Maersk Hamburg | Sweden | Gothenburg | Khalifa port | 2024-05-02 | 2024-06-09 | [10 empty] | 2024-06-23 |  |  |  | CASE_LIST |  | 1 | site | MIR | 2024-06-23 | site | 0 | 1 | 1 | 2 | 5.89 | 2 | 5.89 | HITACHI(HE) |  | 1 | 1 | 0 | 1 | Flow 1: Port → Site | MIR | HITACHI
1515 | PRL-MIR-002-O1 Lot 1 | HVDC-ADOPT-HE-0111 | MIR | EQ-001 | 279684 | 1 | Outdoor covered | Composite post insulator - long bottom | 583 | 101 | 105 | 6.1827 | 652 | 852 | Stackable x2 | 85044083 | SEK | 327582 | Maersk Hamburg | Sweden | Gothenburg | Khalifa port | 2024-05-02 | 2024-06-09 | [10 empty] | 2024-06-23 |  |  |  | CASE_LIST |  | 1 | site | MIR | 2024-06-23 | site | 0 | 1 | 1 | 2 | 5.89 | 2 | 5.89 | HITACHI(HE) |  | 1 | 1 | 0 | 1 | Flow 1: Port → Site | MIR | HITACHI
1516 | PRL-MIR-002-O1 Lot 1 | HVDC-ADOPT-HE-0111 | MIR | EQ-001 | 279685 | 1 | Outdoor covered | Composite post insulator - long bottom | 583 | 101 | 105 | 6.1827 | 652 | 852 | Stackable x2 | 85044083 | SEK | 327582 | Maersk Hamburg | Sweden | Gothenburg | Khalifa port | 2024-05-02 | 2024-06-09 | [10 empty] | 2024-06-23 |  |  |  | CASE_LIST |  | 1 | site | MIR | 2024-06-23 | site | 0 | 1 | 1 | 2 | 5.89 | 2 | 5.89 | HITACHI(HE) |  | 1 | 1 | 0 | 1 | Flow 1: Port → Site | MIR | HITACHI
1517 | PRL-MIR-002-O1 Lot 1 | HVDC-ADOPT-HE-0111 | MIR | EQ-001 | 279686 | 1 | Outdoor covered | Composite post insulator - long bottom | 583 | 101 | 105 | 6.1827 | 652 | 852 | Stackable x2 | 85044083 | SEK | 327582 | Maersk Hamburg | Sweden | Gothenburg | Khalifa port | 2024-05-02 | 2024-06-09 | [10 empty] | 2024-06-23 |  |  |  | CASE_LIST |  | 1 | site | MIR | 2024-06-23 | site | 0 | 1 | 1 | 2 | 5.89 | 2 | 5.89 | HITACHI(HE) |  | 1 | 1 | 0 | 1 | Flow 1: Port → Site | MIR | HITACHI
1518 | PRL-MIR-002-O1 Lot 1 | HVDC-ADOPT-HE-0111 | MIR | EQ-001 | 279687 | 1 | Outdoor covered | Composite post insulator - long bottom | 583 | 101 | 105 | 6.1827 | 652 | 852 | Stackable x2 | 85044083 | SEK | 327582 | Maersk Hamburg | Sweden | Gothenburg | Khalifa port | 2024-05-02 | 2024-06-09 | [10 empty] | 2024-06-23 |  |  |  | CASE_LIST |  | 1 | site | MIR | 2024-06-23 | site | 0 | 1 | 1 | 2 | 5.89 | 2 | 5.89 | HITACHI(HE) |  | 1 | 1 | 0 | 1 | Flow 1: Port → Site | MIR | HITACHI
1233 | PRL-MIR-008-O4 | HVDC-ADOPT-HE-0110 | MIR | EQ-002 | 279174 | 1 | Outdoor Covered | Transformer | 925 | 412 | 425 | 161.9675 | 248000 | 248250 | Not Stackable | 85042300 | SEK | 41917339 | BBC Sapphire | Brazil | Itaguai | Mina Zayed | 2024-04-01 | 2024-05-09 | [10 empty] | 2024-06-09 |  |  |  | CASE_LIST |  | 1 | site | MIR | 2024-06-09 | site | 0 | 1 | 1 | 2 | 38.11 | 0 | 38.11 | HITACHI(HE) |  | 1 | 1 | 0 | 1 | Flow 1: Port → Site | MIR | HITACHI
1234 | PRL-MIR-008-O4 | HVDC-ADOPT-HE-0110 | MIR | EQ-002 | 279198 | 1 | Outdoor Covered | Transformer | 925 | 412 | 425 | 161.9675 | 248000 | 248250 | Not Stackable | 85042300 | SEK | 41917339 | BBC Sapphire | Brazil | Itaguai | Mina Zayed | 2024-04-01 | 2024-05-09 | [10 empty] | 2024-06-09 |  |  |  | CASE_LIST |  | 1 | site | MIR | 2024-06-09 | site | 0 | 1 | 1 | 2 | 38.11 | 0 | 38.11 | HITACHI(HE) |  | 1 | 1 | 0 | 1 | Flow 1: Port → Site | MIR | HITACHI
1235 | PRL-MIR-008-O4 | HVDC-ADOPT-HE-0110 | MIR | EQ-002 | 279175 | 1 | Outdoor Covered | Transformer Accessories | 650 | 80 | 110 | 5.72 | 620 | 885 | Stackable x 2 | 85042300 | SEK | 607497.7 | BBC Sapphire | Brazil | Itaguai | Mina Zayed | 2024-04-01 | 2024-05-09 | [10 empty] | 2024-05-27 |  |  |  | CASE_LIST |  | 1 | site | MIR | 2024-05-27 | site | 0 | 1 | 1 | 2 | 5.2 | 2 | 5.2 | HITACHI(HE) |  | 1 | 1 | 0 | 1 | Flow 1: Port → Site | MIR | HITACHI
1236 | PRL-MIR-008-O4 | HVDC-ADOPT-HE-0110 | MIR | EQ-002 | 279176 | 1 | Outdoor Covered | Transformer Accessories | 650 | 80 | 110 | 5.72 | 620 | 885 | Stackable x 2 | 85042300 | SEK | 607497.7 | BBC Sapphire | Brazil | Itaguai | Mina Zayed | 2024-04-01 | 2024-05-09 | [10 empty] | 2024-05-27 |  |  |  | CASE_LIST |  | 1 | site | MIR | 2024-05-27 | site | 0 | 1 | 1 | 2 | 5.2 | 2 | 5.2 | HITACHI(HE) |  | 1 | 1 | 0 | 1 | Flow 1: Port → Site | MIR | HITACHI
1237 | PRL-MIR-008-O4 | HVDC-ADOPT-HE-0110 | MIR | EQ-002 | 279177 | 1 | Outdoor Covered | Transformer Accessories | 600 | 80 | 110 | 5.28 | 620 | 866 | Stackable x 2 | 85042300 | SEK | 607497.7 | BBC Sapphire | Brazil | Itaguai | Mina Zayed | 2024-04-01 | 2024-05-09 | [10 empty] | 2024-05-27 |  |  |  | CASE_LIST |  | 1 | site | MIR | 2024-05-27 | site | 0 | 1 | 1 | 2 | 4.8 | 2 | 4.8 | HITACHI(HE) |  | 1 | 1 | 0 | 1 | Flow 1: Port → Site | MIR | HITACHI
1238 | PRL-MIR-008-O4 | HVDC-ADOPT-HE-0110 | MIR | EQ-002 | 279178 | 1 | Outdoor Covered | Transformer Accessories | 180 | 40 | 50 | 0.36 | 46 | 82 | Stackable x 2 | 85042300 | SEK | 607497.7 | BBC Sapphire | Brazil | Itaguai | Mina Zayed | 2024-04-01 | 2024-05-09 | [10 empty] | 2024-05-26 |  |  |  | CASE_LIST |  | 1 | site | MIR | 2024-05-26 | site | 0 | 1 | 1 | 2 | 0.72 | 2 | 0.72 | HITACHI(HE) |  | 1 | 1 | 0 | 1 | Flow 1: Port → Site | MIR | HITACHI
1239 | PRL-MIR-008-O4 | HVDC-ADOPT-HE-0110 | MIR | EQ-002 | 279179 | 1 | Outdoor Covered | Transformer Accessories | 80 | 60 | 50 | 0.24 | 10 | 34 | Stackable x 2 | 85042300 | SEK | 607497.7 | BBC Sapphire | Brazil | Itaguai | Mina Zayed | 2024-04-01 | 2024-05-09 | [10 empty] | 2024-05-26 |  |  |  | CASE_LIST |  | 1 | site | MIR | 2024-05-26 | site | 0 | 1 | 1 | 2 | 0.48 | 2 | 0.48 | HITACHI(HE) |  | 1 | 1 | 0 | 1 | Flow 1: Port → Site | MIR | HITACHI
1240 | PRL-MIR-008-O4 | HVDC-ADOPT-HE-0110 | MIR | EQ-002 | 279180 | 1 | Outdoor Covered | Transformer Accessories | 80 | 60 | 50 | 0.24 | 10 | 34 | Stackable x 2 | 85042300 | SEK | 607497.7 | BBC Sapphire | Brazil | Itaguai | Mina Zayed | 2024-04-01 | 2024-05-09 | [10 empty] | 2024-05-26 |  |  |  | CASE_LIST |  | 1 | site | MIR | 2024-05-26 | site | 0 | 1 | 1 | 2 | 0.48 | 2 | 0.48 | HITACHI(HE) |  | 1 | 1 | 0 | 1 | Flow 1: Port → Site | MIR | HITACHI
1241 | PRL-MIR-008-O4 | HVDC-ADOPT-HE-0110 | MIR | EQ-002 | 279181 | 1 | Outdoor Covered | Transformer Accessories | 680 | 220 | 130 | 19.448 | 1306 | 1839 | Stackable x 2 | 85042300 | SEK | 607497.7 | BBC Sapphire | Brazil | Itaguai | Mina Zayed | 2024-04-01 | 2024-05-09 | [10 empty] | 2024-05-26 |  |  |  | CASE_LIST |  | 1 | site | MIR | 2024-05-26 | site | 0 | 1 | 1 | 2 | 14.96 | 2 | 14.96 | HITACHI(HE) |  | 1 | 1 | 0 | 1 | Flow 1: Port → Site | MIR | HITACHI
1242 | PRL-MIR-008-O4 | HVDC-ADOPT-HE-0110 | MIR | EQ-002 | 279182 | 1 | Outdoor Covered | Transformer Accessories | 680 | 220 | 130 | 19.448 | 1306 | 1839 | Stackable x 2 | 85042300 | SEK | 607497.7 | BBC Sapphire | Brazil | Itaguai | Mina Zayed | 2024-04-01 | 2024-05-09 | [10 empty] | 2024-05-26 |  |  |  | CASE_LIST |  | 1 | site | MIR | 2024-05-26 | site | 0 | 1 | 1 | 2 | 14.96 | 2 | 14.96 | HITACHI(HE) |  | 1 | 1 | 0 | 1 | Flow 1: Port → Site | MIR | HITACHI
1243 | PRL-MIR-008-O4 | HVDC-ADOPT-HE-0110 | MIR | EQ-002 | 279183 | 1 | Outdoor Covered | Transformer Accessories | 680 | 220 | 130 | 19.448 | 1306 | 1839 | Stackable x 2 | 85042300 | SEK | 607497.7 | BBC Sapphire | Brazil | Itaguai | Mina Zayed | 2024-04-01 | 2024-05-09 | [10 empty] | 2024-05-26 |  |  |  | CASE_LIST |  | 1 | site | MIR | 2024-05-26 | site | 0 | 1 | 1 | 2 | 14.96 | 2 | 14.96 | HITACHI(HE) |  | 1 | 1 | 0 | 1 | Flow 1: Port → Site | MIR | HITACHI
1244 | PRL-MIR-008-O4 | HVDC-ADOPT-HE-0110 | MIR | EQ-002 | 279184 | 1 | Outdoor Covered | Transformer Accessories | 680 | 220 | 130 | 19.448 | 1306 | 1839 | Stackable x 2 | 85042300 | SEK | 607497.7 | BBC Sapphire | Brazil | Itaguai | Mina Zayed | 2024-04-01 | 2024-05-09 | [10 empty] | 2024-05-26 |  |  |  | CASE_LIST |  | 1 | site | MIR | 2024-05-26 | site | 0 | 1 | 1 | 2 | 14.96 | 2 | 14.96 | HITACHI(HE) |  | 1 | 1 | 0 | 1 | Flow 1: Port → Site | MIR | HITACHI
1245 | PRL-MIR-008-O4 | HVDC-ADOPT-HE-0110 | MIR | EQ-002 | 279185 | 1 | Outdoor Covered | Transformer Accessories | 460 | 240 | 200 | 22.08 | 2454 | 2955 | Not Stackable | 85042300 | SEK | 607497.7 | BBC Sapphire | Brazil | Itaguai | Mina Zayed | 2024-04-01 | 2024-05-09 | [10 empty] | 2024-05-26 |  |  |  | CASE_LIST |  | 1 | site | MIR | 2024-05-26 | site | 0 | 1 | 1 | 2 | 11.04 | 0 | 11.04 | HITACHI(HE) |  | 1 | 1 | 0 | 1 | Flow 1: Port → Site | MIR | HITACHI
1246 | PRL-MIR-008-O4 | HVDC-ADOPT-HE-0110 | MIR | EQ-002 | 279186 | 1 | Outdoor Covered | Transformer Accessories | 140 | 80 | 100 | 1.12 | 186 | 252 | Stackable x 2 | 85042300 | SEK | 607497.7 | BBC Sapphire | Brazil | Itaguai | Mina Zayed | 2024-04-01 | 2024-05-09 | [10 empty] | 2024-05-26 |  |  |  | CASE_LIST |  | 1 | site | MIR | 2024-05-26 | site | 0 | 1 | 1 | 2 | 1.12 | 2 | 1.12 | HITACHI(HE) |  | 1 | 1 | 0 | 1 | Flow 1: Port → Site | MIR | HITACHI
1247 | PRL-MIR-008-O4 | HVDC-ADOPT-HE-0110 | MIR | EQ-002 | 279187 | 1 | Outdoor Covered | Transformer Accessories | 420 | 180 | 120 | 9.072 | 1617 | 1912 | Stackable x 2 | 85042300 | SEK | 607497.7 | BBC Sapphire | Brazil | Itaguai | Mina Zayed | 2024-04-01 | 2024-05-09 | [10 empty] | 2024-05-27 |  |  |  | CASE_LIST |  | 1 | site | MIR | 2024-05-27 | site | 0 | 1 | 1 | 2 | 7.56 | 2 | 7.56 | HITACHI(HE) |  | 1 | 1 | 0 | 1 | Flow 1: Port → Site | MIR | HITACHI
1248 | PRL-MIR-008-O4 | HVDC-ADOPT-HE-0110 | MIR | EQ-002 | 279188 | 1 | Outdoor Covered | Transformer Accessories | 320 | 180 | 270 | 15.552 | 2000 | 2385 | Not stackable | 85042300 | SEK | 607497.7 | BBC Sapphire | Brazil | Itaguai | Mina Zayed | 2024-04-01 | 2024-05-09 | [10 empty] | 2024-05-26 |  |  |  | CASE_LIST |  | 1 | site | MIR | 2024-05-26 | site | 0 | 1 | 1 | 2 | 5.76 | 0 | 5.76 | HITACHI(HE) |  | 1 | 1 | 0 | 1 | Flow 1: Port → Site | MIR | HITACHI
1249 | PRL-MIR-008-O4 | HVDC-ADOPT-HE-0110 | MIR | EQ-002 | 279189 | 1 | Outdoor Covered | Transformer Accessories | 360 | 220 | 140 | 11.088 | 1026 | 1347 | Stackable x 2 | 85042300 | SEK | 607497.7 | BBC Sapphire | Brazil | Itaguai | Mina Zayed | 2024-04-01 | 2024-05-09 | [10 empty] | 2024-05-26 |  |  |  | CASE_LIST |  | 1 | site | MIR | 2024-05-26 | site | 0 | 1 | 1 | 2 | 7.92 | 2 | 7.92 | HITACHI(HE) |  | 1 | 1 | 0 | 1 | Flow 1: Port → Site | MIR | HITACHI
1250 | PRL-MIR-008-O4 | HVDC-ADOPT-HE-0110 | MIR | EQ-002 | 279190 | 1 | Outdoor Covered | Transformer Accessories | 360 | 220 | 140 | 11.088 | 1134 | 1455 | Stackable x 2 | 85042300 | SEK | 607497.7 | BBC Sapphire | Brazil | Itaguai | Mina Zayed | 2024-04-01 | 2024-05-09 | [10 empty] | 2024-05-26 |  |  |  | CASE_LIST |  | 1 | site | MIR | 2024-05-26 | site | 0 | 1 | 1 | 2 | 7.92 | 2 | 7.92 | HITACHI(HE) |  | 1 | 1 | 0 | 1 | Flow 1: Port → Site | MIR | HITACHI
1251 | PRL-MIR-008-O4 | HVDC-ADOPT-HE-0110 | MIR | EQ-002 | 279191 | 1 | Outdoor Covered | Transformer Accessories | 100 | 100 | 140 | 1.4 | 216 | 292 | Stackable x 2 | 85042300 | SEK | 607497.7 | BBC Sapphire | Brazil | Itaguai | Mina Zayed | 2024-04-01 | 2024-05-09 | [10 empty] | 2024-05-26 |  |  |  | CASE_LIST |  | 1 | site | MIR | 2024-05-26 | site | 0 | 1 | 1 | 2 | 1 | 2 | 1 | HITACHI(HE) |  | 1 | 1 | 0 | 1 | Flow 1: Port → Site | MIR | HITACHI
1252 | PRL-MIR-008-O4 | HVDC-ADOPT-HE-0110 | MIR | EQ-002 | 279193 | 1 | Outdoor Covered | Transformer Accessories | 260 | 160 | 210 | 8.736 | 836 | 1096 | Not Stackable | 85042300 | SEK | 607497.7 | BBC Sapphire | Brazil | Itaguai | Mina Zayed | 2024-04-01 | 2024-05-09 | [10 empty] | 2024-05-27 |  |  |  | CASE_LIST |  | 1 | site | MIR | 2024-05-27 | site | 0 | 1 | 1 | 2 | 4.16 | 0 | 4.16 | HITACHI(HE) |  | 1 | 1 | 0 | 1 | Flow 1: Port → Site | MIR | HITACHI
1253 | PRL-MIR-008-O4 | HVDC-ADOPT-HE-0110 | MIR | EQ-002 | 279194 | 1 | Outdoor Covered | Transformer Accessories | 240 | 140 | 210 | 7.056 | 660 | 887 | Not Stackable | 85042300 | SEK | 607497.7 | BBC Sapphire | Brazil | Itaguai | Mina Zayed | 2024-04-01 | 2024-05-09 | [10 empty] | 2024-05-26 |  |  |  | CASE_LIST |  | 1 | site | MIR | 2024-05-26 | site | 0 | 1 | 1 | 2 | 3.36 | 0 | 3.36 | HITACHI(HE) |  | 1 | 1 | 0 | 1 | Flow 1: Port → Site | MIR | HITACHI
1254 | PRL-MIR-008-O4 | HVDC-ADOPT-HE-0110 | MIR | EQ-002 | 279195 | 1 | Outdoor Covered | Transformer Accessories | 560 | 100 | 150 | 8.4 | 228 | 538 | Not Stackable | 85042300 | SEK | 607497.7 | BBC Sapphire | Brazil | Itaguai | Mina Zayed | 2024-04-01 | 2024-05-09 | [10 empty] | 2024-05-27 |  |  |  | CASE_LIST |  | 1 | site | MIR | 2024-05-27 | site | 0 | 1 | 1 | 2 | 5.6 | 0 | 5.6 | HITACHI(HE) |  | 1 | 1 | 0 | 1 | Flow 1: Port → Site | MIR | HITACHI
1255 | PRL-MIR-008-O4 | HVDC-ADOPT-HE-0110 | MIR | EQ-002 | 279196 | 1 | Outdoor Covered | Transformer Accessories (DGD) | 160 | 100 | 80 | 1.28 | 471 | 545 | Stackable x2 | 85042300 | SEK | 607497.7 | BBC Sapphire | Brazil | Itaguai | Mina Zayed | 2024-04-01 | 2024-05-09 | [6 empty] | 2024-05-29 |  |  |  | 2024-10-18 |  |  |  | CASE_LIST | 1 | 1 | site | MIR | 2024-10-18 | site | 1 | 2 | 0 | 2 | 1.6 | 2 | 1.6 | HITACHI(HE) |  | 1 | 2 | 1 | 3 | Flow 3: Port → MOSB → Site | MIR | HITACHI
1256 | PRL-MIR-008-O4 | HVDC-ADOPT-HE-0110 | MIR | EQ-002 | 279197 | 1 | Outdoor Covered | Transformer Accessories | 140 | 120 | 80 | 1.344 | 165 | 240 | Stackable x 2 | 85042300 | SEK | 607497.7 | BBC Sapphire | Brazil | Itaguai | Mina Zayed | 2024-04-01 | 2024-05-09 | [10 empty] | 2024-05-26 |  |  |  | CASE_LIST |  | 1 | site | MIR | 2024-05-26 | site | 0 | 1 | 1 | 2 | 1.68 | 2 | 1.68 | HITACHI(HE) |  | 1 | 1 | 0 | 1 | Flow 1: Port → Site | MIR | HITACHI
1257 | PRL-MIR-008-O4 | HVDC-ADOPT-HE-0110 | MIR | EQ-002 | 279199 | 1 | Outdoor Covered | Transformer Accessories | 650 | 80 | 110 | 5.72 | 620 | 885 | Stackable x 2 | 85042300 | SEK | 607497.7 | BBC Sapphire | Brazil | Itaguai | Mina Zayed | 2024-04-01 | 2024-05-09 | [10 empty] | 2024-05-27 |  |  |  | CASE_LIST |  | 1 | site | MIR | 2024-05-27 | site | 0 | 1 | 1 | 2 | 5.2 | 2 | 5.2 | HITACHI(HE) |  | 1 | 1 | 0 | 1 | Flow 1: Port → Site | MIR | HITACHI
1258 | PRL-MIR-008-O4 | HVDC-ADOPT-HE-0110 | MIR | EQ-002 | 279200 | 1 | Outdoor Covered | Transformer Accessories | 650 | 80 | 110 | 5.72 | 620 | 885 | Stackable x 2 | 85042300 | SEK | 607497.7 | BBC Sapphire | Brazil | Itaguai | Mina Zayed | 2024-04-01 | 2024-05-09 | [10 empty] | 2024-05-27 |  |  |  | CASE_LIST |  | 1 | site | MIR | 2024-05-27 | site | 0 | 1 | 1 | 2 | 5.2 | 2 | 5.2 | HITACHI(HE) |  | 1 | 1 | 0 | 1 | Flow 1: Port → Site | MIR | HITACHI
1259 | PRL-MIR-008-O4 | HVDC-ADOPT-HE-0110 | MIR | EQ-002 | 279201 | 1 | Outdoor Covered | Transformer Accessories | 600 | 80 | 110 | 5.28 | 620 | 866 | Stackable x 2 | 85042300 | SEK | 607497.7 | BBC Sapphire | Brazil | Itaguai | Mina Zayed | 2024-04-01 | 2024-05-09 | [10 empty] | 2024-05-27 |  |  |  | CASE_LIST |  | 1 | site | MIR | 2024-05-27 | site | 0 | 1 | 1 | 2 | 4.8 | 2 | 4.8 | HITACHI(HE) |  | 1 | 1 | 0 | 1 | Flow 1: Port → Site | MIR | HITACHI
1260 | PRL-MIR-008-O4 | HVDC-ADOPT-HE-0110 | MIR | EQ-002 | 279202 | 1 | Outdoor Covered | Transformer Accessories | 180 | 40 | 50 | 0.36 | 46 | 82 | Stackable x 2 | 85042300 | SEK | 607497.7 | BBC Sapphire | Brazil | Itaguai | Mina Zayed | 2024-04-01 | 2024-05-09 | [10 empty] | 2024-05-26 |  |  |  | CASE_LIST |  | 1 | site | MIR | 2024-05-26 | site | 0 | 1 | 1 | 2 | 0.72 | 2 | 0.72 | HITACHI(HE) |  | 1 | 1 | 0 | 1 | Flow 1: Port → Site | MIR | HITACHI
1261 | PRL-MIR-008-O4 | HVDC-ADOPT-HE-0110 | MIR | EQ-002 | 279203 | 1 | Outdoor Covered | Transformer Accessories | 80 | 60 | 50 | 0.24 | 10 | 34 | Stackable x 2 | 85042300 | SEK | 607497.7 | BBC Sapphire | Brazil | Itaguai | Mina Zayed | 2024-04-01 | 2024-05-09 | [10 empty] | 2024-05-26 |  |  |  | CASE_LIST |  | 1 | site | MIR | 2024-05-26 | site | 0 | 1 | 1 | 2 | 0.48 | 2 | 0.48 | HITACHI(HE) |  | 1 | 1 | 0 | 1 | Flow 1: Port → Site | MIR | HITACHI
1262 | PRL-MIR-008-O4 | HVDC-ADOPT-HE-0110 | MIR | EQ-002 | 279204 | 1 | Outdoor Covered | Transformer Accessories | 80 | 60 | 50 | 0.24 | 10 | 34 | Stackable x 2 | 85042300 | SEK | 607497.7 | BBC Sapphire | Brazil | Itaguai | Mina Zayed | 2024-04-01 | 2024-05-09 | [10 empty] | 2024-05-26 |  |  |  | CASE_LIST |  | 1 | site | MIR | 2024-05-26 | site | 0 | 1 | 1 | 2 | 0.48 | 2 | 0.48 | HITACHI(HE) |  | 1 | 1 | 0 | 1 | Flow 1: Port → Site | MIR | HITACHI
1263 | PRL-MIR-008-O4 | HVDC-ADOPT-HE-0110 | MIR | EQ-002 | 279205 | 1 | Outdoor Covered | Transformer Accessories | 680 | 220 | 130 | 19.448 | 1306 | 1839 | Stackable x 2 | 85042300 | SEK | 607497.7 | BBC Sapphire | Brazil | Itaguai | Mina Zayed | 2024-04-01 | 2024-05-09 | [10 empty] | 2024-05-26 |  |  |  | CASE_LIST |  | 1 | site | MIR | 2024-05-26 | site | 0 | 1 | 1 | 2 | 14.96 | 2 | 14.96 | HITACHI(HE) |  | 1 | 1 | 0 | 1 | Flow 1: Port → Site | MIR | HITACHI
1264 | PRL-MIR-008-O4 | HVDC-ADOPT-HE-0110 | MIR | EQ-002 | 279206 | 1 | Outdoor Covered | Transformer Accessories | 680 | 220 | 130 | 19.448 | 1306 | 1839 | Stackable x 2 | 85042300 | SEK | 607497.7 | BBC Sapphire | Brazil | Itaguai | Mina Zayed | 2024-04-01 | 2024-05-09 | [10 empty] | 2024-05-26 |  |  |  | CASE_LIST |  | 1 | site | MIR | 2024-05-26 | site | 0 | 1 | 1 | 2 | 14.96 | 2 | 14.96 | HITACHI(HE) |  | 1 | 1 | 0 | 1 | Flow 1: Port → Site | MIR | HITACHI
1265 | PRL-MIR-008-O4 | HVDC-ADOPT-HE-0110 | MIR | EQ-002 | 279207 | 1 | Outdoor Covered | Transformer Accessories | 680 | 220 | 130 | 19.448 | 1306 | 1839 | Stackable x 2 | 85042300 | SEK | 607497.7 | BBC Sapphire | Brazil | Itaguai | Mina Zayed | 2024-04-01 | 2024-05-09 | [10 empty] | 2024-05-26 |  |  |  | CASE_LIST |  | 1 | site | MIR | 2024-05-26 | site | 0 | 1 | 1 | 2 | 14.96 | 2 | 14.96 | HITACHI(HE) |  | 1 | 1 | 0 | 1 | Flow 1: Port → Site | MIR | HITACHI
1266 | PRL-MIR-008-O4 | HVDC-ADOPT-HE-0110 | MIR | EQ-002 | 279208 | 1 | Outdoor Covered | Transformer Accessories | 680 | 220 | 130 | 19.448 | 1306 | 1839 | Stackable x 2 | 85042300 | SEK | 607497.7 | BBC Sapphire | Brazil | Itaguai | Mina Zayed | 2024-04-01 | 2024-05-09 | [10 empty] | 2024-05-26 |  |  |  | CASE_LIST |  | 1 | site | MIR | 2024-05-26 | site | 0 | 1 | 1 | 2 | 14.96 | 2 | 14.96 | HITACHI(HE) |  | 1 | 1 | 0 | 1 | Flow 1: Port → Site | MIR | HITACHI
1267 | PRL-MIR-008-O4 | HVDC-ADOPT-HE-0110 | MIR | EQ-002 | 279209 | 1 | Outdoor Covered | Transformer Accessories | 460 | 240 | 200 | 22.08 | 2454 | 2955 | Not Stackable | 85042300 | SEK | 607497.7 | BBC Sapphire | Brazil | Itaguai | Mina Zayed | 2024-04-01 | 2024-05-09 | [10 empty] | 2024-05-26 |  |  |  | CASE_LIST |  | 1 | site | MIR | 2024-05-26 | site | 0 | 1 | 1 | 2 | 11.04 | 0 | 11.04 | HITACHI(HE) |  | 1 | 1 | 0 | 1 | Flow 1: Port → Site | MIR | HITACHI
1268 | PRL-MIR-008-O4 | HVDC-ADOPT-HE-0110 | MIR | EQ-002 | 279210 | 1 | Outdoor Covered | Transformer Accessories | 140 | 80 | 100 | 1.12 | 186 | 252 | Stackable x 2 | 85042300 | SEK | 607497.7 | BBC Sapphire | Brazil | Itaguai | Mina Zayed | 2024-04-01 | 2024-05-09 | [10 empty] | 2024-05-26 |  |  |  | CASE_LIST |  | 1 | site | MIR | 2024-05-26 | site | 0 | 1 | 1 | 2 | 1.12 | 2 | 1.12 | HITACHI(HE) |  | 1 | 1 | 0 | 1 | Flow 1: Port → Site | MIR | HITACHI
1269 | PRL-MIR-008-O4 | HVDC-ADOPT-HE-0110 | MIR | EQ-002 | 279211 | 1 | Outdoor Covered | Transformer Accessories | 420 | 180 | 120 | 9.072 | 1617 | 1912 | Stackable x 2 | 85042300 | SEK | 607497.7 | BBC Sapphire | Brazil | Itaguai | Mina Zayed | 2024-04-01 | 2024-05-09 | [10 empty] | 2024-05-27 |  |  |  | CASE_LIST |  | 1 | site | MIR | 2024-05-27 | site | 0 | 1 | 1 | 2 | 7.56 | 2 | 7.56 | HITACHI(HE) |  | 1 | 1 | 0 | 1 | Flow 1: Port → Site | MIR | HITACHI
1270 | PRL-MIR-008-O4 | HVDC-ADOPT-HE-0110 | MIR | EQ-002 | 279212 | 1 | Outdoor Covered | Transformer Accessories | 320 | 180 | 270 | 15.552 | 2000 | 2385 | Not Stackable | 85042300 | SEK | 607497.7 | BBC Sapphire | Brazil | Itaguai | Mina Zayed | 2024-04-01 | 2024-05-09 | [10 empty] | 2024-05-26 |  |  |  | CASE_LIST |  | 1 | site | MIR | 2024-05-26 | site | 0 | 1 | 1 | 2 | 5.76 | 0 | 5.76 | HITACHI(HE) |  | 1 | 1 | 0 | 1 | Flow 1: Port → Site | MIR | HITACHI
1271 | PRL-MIR-008-O4 | HVDC-ADOPT-HE-0110 | MIR | EQ-002 | 279213 | 1 | Outdoor Covered | Transformer Accessories | 360 | 220 | 140 | 11.088 | 1026 | 1347 | Stackable x 2 | 85042300 | SEK | 607497.7 | BBC Sapphire | Brazil | Itaguai | Mina Zayed | 2024-04-01 | 2024-05-09 | [10 empty] | 2024-05-26 |  |  |  | CASE_LIST |  | 1 | site | MIR | 2024-05-26 | site | 0 | 1 | 1 | 2 | 7.92 | 2 | 7.92 | HITACHI(HE) |  | 1 | 1 | 0 | 1 | Flow 1: Port → Site | MIR | HITACHI
1272 | PRL-MIR-008-O4 | HVDC-ADOPT-HE-0110 | MIR | EQ-002 | 279214 | 1 | Outdoor Covered | Transformer Accessories | 360 | 220 | 140 | 11.088 | 1134 | 1455 | Stackable x 2 | 85042300 | SEK | 607497.7 | BBC Sapphire | Brazil | Itaguai | Mina Zayed | 2024-04-01 | 2024-05-09 | [10 empty] | 2024-05-26 |  |  |  | CASE_LIST |  | 1 | site | MIR | 2024-05-26 | site | 0 | 1 | 1 | 2 | 7.92 | 2 | 7.92 | HITACHI(HE) |  | 1 | 1 | 0 | 1 | Flow 1: Port → Site | MIR | HITACHI
1273 | PRL-MIR-008-O4 | HVDC-ADOPT-HE-0110 | MIR | EQ-002 | 279215 | 1 | Outdoor Covered | Transformer Accessories | 100 | 100 | 140 | 1.4 | 216 | 292 | Stackable x 2 | 85042300 | SEK | 607497.7 | BBC Sapphire | Brazil | Itaguai | Mina Zayed | 2024-04-01 | 2024-05-09 | [10 empty] | 2024-05-26 |  |  |  | CASE_LIST |  | 1 | site | MIR | 2024-05-26 | site | 0 | 1 | 1 | 2 | 1 | 2 | 1 | HITACHI(HE) |  | 1 | 1 | 0 | 1 | Flow 1: Port → Site | MIR | HITACHI
1274 | PRL-MIR-008-O4 | HVDC-ADOPT-HE-0110 | MIR | EQ-002 | 279217 | 1 | Outdoor Covered | Transformer Accessories | 260 | 160 | 210 | 8.736 | 836 | 1096 | Not stackable | 85042300 | SEK | 607497.7 | BBC Sapphire | Brazil | Itaguai | Mina Zayed | 2024-04-01 | 2024-05-09 | [10 empty] | 2024-05-26 |  |  |  | CASE_LIST |  | 1 | site | MIR | 2024-05-26 | site | 0 | 1 | 1 | 2 | 4.16 | 0 | 4.16 | HITACHI(HE) |  | 1 | 1 | 0 | 1 | Flow 1: Port → Site | MIR | HITACHI
1275 | PRL-MIR-008-O4 | HVDC-ADOPT-HE-0110 | MIR | EQ-002 | 279218 | 1 | Outdoor Covered | Transformer Accessories | 240 | 140 | 210 | 7.056 | 660 | 887 | Not stackable | 85042300 | SEK | 607497.7 | BBC Sapphire | Brazil | Itaguai | Mina Zayed | 2024-04-01 | 2024-05-09 | [10 empty] | 2024-05-26 |  |  |  | CASE_LIST |  | 1 | site | MIR | 2024-05-26 | site | 0 | 1 | 1 | 2 | 3.36 | 0 | 3.36 | HITACHI(HE) |  | 1 | 1 | 0 | 1 | Flow 1: Port → Site | MIR | HITACHI
1276 | PRL-MIR-008-O4 | HVDC-ADOPT-HE-0110 | MIR | EQ-002 | 279219 | 1 | Outdoor Covered | Transformer Accessories | 560 | 100 | 150 | 8.4 | 228 | 538 | Not stackable | 85042300 | SEK | 607497.7 | BBC Sapphire | Brazil | Itaguai | Mina Zayed | 2024-04-01 | 2024-05-09 | [10 empty] | 2024-05-27 |  |  |  | CASE_LIST |  | 1 | site | MIR | 2024-05-27 | site | 0 | 1 | 1 | 2 | 5.6 | 0 | 5.6 | HITACHI(HE) |  | 1 | 1 | 0 | 1 | Flow 1: Port → Site | MIR | HITACHI
1277 | PRL-MIR-008-O4 | HVDC-ADOPT-HE-0110 | MIR | EQ-002 | 279220 | 1 | Outdoor Covered | Transformer Accessories (DGD) | 160 | 100 | 80 | 1.28 | 471 | 545 | Stackable x 2 | 85042300 | SEK | 607497.7 | BBC Sapphire | Brazil | Itaguai | Mina Zayed | 2024-04-01 | 2024-05-09 | [6 empty] | 2024-05-29 |  |  |  | 2024-10-18 |  |  |  | CASE_LIST | 1 | 1 | site | MIR | 2024-10-18 | site | 1 | 2 | 0 | 2 | 1.6 | 2 | 1.6 | HITACHI(HE) |  | 1 | 2 | 1 | 3 | Flow 3: Port → MOSB → Site | MIR | HITACHI
1278 | PRL-MIR-008-O4 | HVDC-ADOPT-HE-0110 | MIR | EQ-002 | 279221 | 1 | Outdoor Covered | Transformer Accessories | 140 | 120 | 80 | 1.344 | 165 | 240 | Stackable x 2 | 85042300 | SEK | 607497.7 | BBC Sapphire | Brazil | Itaguai | Mina Zayed | 2024-04-01 | 2024-05-09 | [10 empty] | 2024-05-26 |  |  |  | CASE_LIST |  | 1 | site | MIR | 2024-05-26 | site | 0 | 1 | 1 | 2 | 1.68 | 2 | 1.68 | HITACHI(HE) |  | 1 | 1 | 0 | 1 | Flow 1: Port → Site | MIR | HITACHI
1279 | PRL-MIR-008-O5 | HVDC-ADOPT-HE-0110 | MIR | EQ-002 | 279192 | 1 | Indoor | Transformer Accessories - Control Cubicle | 300 | 160 | 260 | 12.48 | 475 | 810 | Not stackable | 85042300 | SEK | 607497.7 | BBC Sapphire | Brazil | Itaguai | Mina Zayed | 2024-04-01 | 2024-05-09 |  | 2024-05-29 | 2024-05-29 | [7 empty] | 2025-02-04 |  |  |  | CASE_LIST | 1 | 1 | site | MIR | 2025-02-04 | site | 2 | 3 | -1 | 2 | 4.8 | 0 | 4.8 | HITACHI(HE) |  | 1 | 3 | 2 | 5 | Flow 5: Mixed / Waiting / Incomplete leg | MIR | HITACHI
1280 | PRL-MIR-008-O5 | HVDC-ADOPT-HE-0110 | MIR | EQ-002 | 279216 | 1 | Indoor | Transformer Accessories - Control Cubicle | 300 | 160 | 260 | 12.48 | 475 | 810 | Not stackable | 85042300 | SEK | 607497.7 | BBC Sapphire | Brazil | Itaguai | Mina Zayed | 2024-04-01 | 2024-05-09 |  | 2024-05-29 | 2024-05-29 | [7 empty] | 2025-02-04 |  |  |  | CASE_LIST | 1 | 1 | site | MIR | 2025-02-04 | site | 2 | 3 | -1 | 2 | 4.8 | 0 | 4.8 | HITACHI(HE) |  | 1 | 3 | 2 | 5 | Flow 5: Mixed / Waiting / Incomplete leg | MIR | HITACHI
1224 | PRL-CS-005-O2 Spare | HVDC-ADOPT-HE-0109 | AGI | EQ-075 | 364449 | 1 | Indoor | Spare DC Voltage Divider | 445 | 120 | 140 | 7.476 | 470 | 990 | Stackable x1 | 85043121 | EUR | 39782.11 | MAGLEBY Maersk | Sweden | Gothenburg | Khalifa port | 2024-03-10 | 2024-04-15 |  | 2025-04-23 | [12 empty] | CASE_LIST | 1 |  | warehouse | DSV Indoor | 2025-04-23 | warehouse | 1 | 1 | -1 | 0 | 5.34 | 1 | 5.34 | HITACHI(HE) |  | 0 | 1 | 1 | 2 | Flow 2: Port → WH → Site | DSV Indoor | HITACHI
1225 | PRL-CS-005-O2 Spare | HVDC-ADOPT-HE-0109 | AGI | EQ-075 | 364450 | 1 | Indoor | Spare Corona Ring for Spare DC Voltage Divider | 130 | 130 | 50 | 0.845 | 15 | 50 | Stackable x1 | 85043121 | EUR | 39782.11 | MAGLEBY Maersk | Sweden | Gothenburg | Khalifa port | 2024-03-10 | 2024-04-15 |  | 2025-04-23 | [12 empty] | CASE_LIST | 1 |  | warehouse | DSV Indoor | 2025-04-23 | warehouse | 1 | 1 | -1 | 0 | 1.69 | 1 | 1.69 | HITACHI(HE) |  | 0 | 1 | 1 | 2 | Flow 2: Port → WH → Site | DSV Indoor | HITACHI
1226 | PRL-CS-005-O2 Spare | HVDC-ADOPT-HE-0109 | Das | EQ-075 | 208241 | 1 | Indoor | Spare RC Voltage Divider | 535 | 120 | 140 | 8.988 | 550 | 1170 | Stackable x1 | 85043121 | EUR | 42499.72 | MAGLEBY Maersk | Sweden | Gothenburg | Khalifa port | 2024-03-10 | 2024-04-15 |  | 2025-04-23 | [10 empty] | 2025-07-21 |  | CASE_LIST | 1 | 1 | site | DAS | 2025-07-21 | site | 1 | 2 | 0 | 2 | 6.42 | 1 | 6.42 | HITACHI(HE) |  | 1 | 2 | 1 | 2 | Flow 2: Port → WH → Site | DAS | HITACHI
1227 | PRL-CS-005-O2 Spare | HVDC-ADOPT-HE-0109 | Das | EQ-075 | 208242 | 1 | Indoor | Spare Corona Ring for Spare RC Voltage Divider | 130 | 130 | 50 | 0.845 | 15 | 50 | Stackable x1 | 85043121 | EUR | 42499.72 | MAGLEBY Maersk | Sweden | Gothenburg | Khalifa port | 2024-03-10 | 2024-04-15 |  | 2024-04-22 |  |  |  |  | 2025-05-26 | [5 empty] | 2025-05-30 |  | CASE_LIST | 1 | 1 | site | DAS | 2025-05-30 | site | 2 | 3 | -1 | 2 | 1.69 | 1 | 1.69 | HITACHI(HE) |  | 1 | 3 | 2 | 4 | Flow 4: Port → WH → MOSB → Site | DAS | HITACHI
1228 | PRL-CS-005-O2 Spare | HVDC-ADOPT-HE-0109 | MIR | EQ-075 | 279328 | 1 | Indoor | Spare DC-Voltage Divider | 445 | 120 | 140 | 7.476 | 470 | 990 | Stackable x1 | 85043121 | EUR | 39782.11 | MAGLEBY Maersk | Sweden | Gothenburg | Khalifa port | 2024-03-10 | 2024-04-15 |  | 2025-04-23 | [8 empty] | 2025-10-20 |  |  |  | CASE_LIST | 1 | 1 | site | MIR | 2025-10-20 | site | 1 | 2 | 0 | 2 | 5.34 | 1 | 5.34 | HITACHI(HE) |  | 1 | 2 | 1 | 2 | Flow 2: Port → WH → Site | MIR | HITACHI
1229 | PRL-CS-005-O2 Spare | HVDC-ADOPT-HE-0109 | MIR | EQ-075 | 279329 | 1 | Indoor | Spare Corona Ring for Spare DC-Voltage Divider | 130 | 130 | 50 | 0.845 | 15 | 50 | Stackable x1 | 85043121 | EUR | 39782.11 | MAGLEBY Maersk | Sweden | Gothenburg | Khalifa port | 2024-03-10 | 2024-04-15 |  | 2025-04-23 | [8 empty] | 2025-10-20 |  |  |  | CASE_LIST | 1 | 1 | site | MIR | 2025-10-20 | site | 1 | 2 | 0 | 2 | 1.69 | 1 | 1.69 | HITACHI(HE) |  | 1 | 2 | 1 | 2 | Flow 2: Port → WH → Site | MIR | HITACHI
1230 | PRL-CS-005-O2 Spare | HVDC-ADOPT-HE-0109 | SHU | EQ-075 | 190482 | 1 | Indoor | Spare RC Voltage Divider | 535 | 120 | 140 | 8.988 | 550 | 1170 | Stackable x1 | 8504 31 21 | EUR | 56797.47 | MAGLEBY Maersk | Sweden | Gothenburg | Khalifa port | 2024-03-10 | 2024-04-15 |  | 2025-04-23 | [9 empty] | 2025-06-16 |  |  | CASE_LIST | 1 | 1 | site | SHU | 2025-06-16 | site | 1 | 2 | 0 | 2 | 6.42 | 1 | 6.42 | HITACHI(HE) |  | 1 | 2 | 1 | 2 | Flow 2: Port → WH → Site | SHU | HITACHI
1231 | PRL-CS-005-O2 Spare | HVDC-ADOPT-HE-0109 | SHU | EQ-075 | 190483 | 1 | Indoor | Spare Corona Ring for Spare RC Voltage Divider | 130 | 130 | 50 | 0.845 | 15 | 50 | Stackable x1 | 8504 31 21 | EUR | 56797.47 | MAGLEBY Maersk | Sweden | Gothenburg | Khalifa port | 2024-03-10 | 2024-04-15 |  | 2024-04-22 | [9 empty] | 2024-11-20 |  |  | CASE_LIST | 1 | 1 | site | SHU | 2024-11-20 | site | 1 | 2 | 0 | 2 | 1.69 | 1 | 1.69 | HITACHI(HE) |  | 1 | 2 | 1 | 2 | Flow 2: Port → WH → Site | SHU | HITACHI
1232 | PRL-CS-005-O2 Spare | HVDC-ADOPT-HE-0109 | SHU | EQ-075 | 190486 | 1 | Indoor | Spare Neutral Bus Voltage Divider | 165 | 60 | 80 | 0.792 | 45 | 150 | Stackable x1 | 8504 31 21 | EUR | 56797.47 | MAGLEBY Maersk | Sweden | Gothenburg | Khalifa port | 2024-03-10 | 2024-04-15 |  | 2024-04-22 | [9 empty] | 2024-11-20 |  |  | CASE_LIST | 1 | 1 | site | SHU | 2024-11-20 | site | 1 | 2 | 0 | 2 | 0.99 | 1 | 0.99 | HITACHI(HE) |  | 1 | 2 | 1 | 2 | Flow 2: Port → WH → Site | SHU | HITACHI
1170 | PRL-CS-005-O1 | HVDC-ADOPT-HE-0108 | DAS | EQ-075 | 208227 | 1 | Indoor | RC Voltage Divider | 535 | 120 | 140 | 8.988 | 550 | 1170 | Stackable x1 | 85043121 | EUR | 60713.89 | MAGLEBY Maersk | Sweden | Gothenburg | Khalifa port | 2024-03-10 | 2024-04-15 |  | 2024-04-22 | [10 empty] | 2025-07-21 |  | CASE_LIST | 1 | 1 | site | DAS | 2025-07-21 | site | 1 | 2 | 0 | 2 | 6.42 | 1 | 6.42 | HITACHI(HE) |  | 1 | 2 | 1 | 2 | Flow 2: Port → WH → Site | DAS | HITACHI
1171 | PRL-CS-005-O1 | HVDC-ADOPT-HE-0108 | DAS | EQ-075 | 208228 | 1 | Indoor | RC Voltage Divider | 535 | 120 | 140 | 8.988 | 550 | 1170 | Stackable x1 | 85043121 | EUR | 60713.89 | MAGLEBY Maersk | Sweden | Gothenburg | Khalifa port | 2024-03-10 | 2024-04-15 |  | 2024-04-22 | [10 empty] | 2025-07-21 |  | CASE_LIST | 1 | 1 | site | DAS | 2025-07-21 | site | 1 | 2 | 0 | 2 | 6.42 | 1 | 6.42 | HITACHI(HE) |  | 1 | 2 | 1 | 2 | Flow 2: Port → WH → Site | DAS | HITACHI
1172 | PRL-CS-005-O1 | HVDC-ADOPT-HE-0108 | DAS | EQ-075 | 208229 | 1 | Indoor | RC Voltage Divider | 535 | 120 | 140 | 8.988 | 550 | 1170 | Stackable x1 | 85043121 | EUR | 60713.89 | MAGLEBY Maersk | Sweden | Gothenburg | Khalifa port | 2024-03-10 | 2024-04-15 |  | 2024-04-22 | [10 empty] | 2025-07-21 |  | CASE_LIST | 1 | 1 | site | DAS | 2025-07-21 | site | 1 | 2 | 0 | 2 | 6.42 | 1 | 6.42 | HITACHI(HE) |  | 1 | 2 | 1 | 2 | Flow 2: Port → WH → Site | DAS | HITACHI
1173 | PRL-CS-005-O1 | HVDC-ADOPT-HE-0108 | DAS | EQ-075 | 208230 | 1 | Indoor | RC Voltage Divider | 535 | 120 | 140 | 8.988 | 550 | 1170 | Stackable x1 | 85043121 | EUR | 60713.89 | MAGLEBY Maersk | Sweden | Gothenburg | Khalifa port | 2024-03-10 | 2024-04-15 |  | 2024-04-22 | [10 empty] | 2025-07-21 |  | CASE_LIST | 1 | 1 | site | DAS | 2025-07-21 | site | 1 | 2 | 0 | 2 | 6.42 | 1 | 6.42 | HITACHI(HE) |  | 1 | 2 | 1 | 2 | Flow 2: Port → WH → Site | DAS | HITACHI
1174 | PRL-CS-005-O1 | HVDC-ADOPT-HE-0108 | DAS | EQ-075 | 208231 | 1 | Indoor | RC Voltage Divider | 535 | 120 | 140 | 8.988 | 550 | 1170 | Stackable x1 | 85043121 | EUR | 60713.89 | MAGLEBY Maersk | Sweden | Gothenburg | Khalifa port | 2024-03-10 | 2024-04-15 |  | 2024-04-22 | [10 empty] | 2025-07-21 |  | CASE_LIST | 1 | 1 | site | DAS | 2025-07-21 | site | 1 | 2 | 0 | 2 | 6.42 | 1 | 6.42 | HITACHI(HE) |  | 1 | 2 | 1 | 2 | Flow 2: Port → WH → Site | DAS | HITACHI
1175 | PRL-CS-005-O1 | HVDC-ADOPT-HE-0108 | DAS | EQ-075 | 208232 | 1 | Indoor | RC Voltage Divider | 535 | 120 | 140 | 8.988 | 550 | 1170 | Stackable x1 | 85043121 | EUR | 60713.89 | MAGLEBY Maersk | Sweden | Gothenburg | Khalifa port | 2024-03-10 | 2024-04-15 |  | 2024-04-22 | [10 empty] | 2025-07-21 |  | CASE_LIST | 1 | 1 | site | DAS | 2025-07-21 | site | 1 | 2 | 0 | 2 | 6.42 | 1 | 6.42 | HITACHI(HE) |  | 1 | 2 | 1 | 2 | Flow 2: Port → WH → Site | DAS | HITACHI
1176 | PRL-CS-005-O1 | HVDC-ADOPT-HE-0108 | DAS | EQ-075 | 208233 | 1 | Indoor | Corona Rings for RC Voltage Divider | 130 | 130 | 100 | 1.69 | 45 | 90 | Stackable x1 | 85043121 | EUR | 60713.89 | MAGLEBY Maersk | Sweden | Gothenburg | Khalifa port | 2024-03-10 | 2024-04-15 |  | 2024-04-22 |  |  |  |  | 2025-05-26 | [5 empty] | 2025-05-30 |  | CASE_LIST | 1 | 1 | site | DAS | 2025-05-30 | site | 2 | 3 | -1 | 2 | 1.69 | 1 | 1.69 | HITACHI(HE) |  | 1 | 3 | 2 | 4 | Flow 4: Port → WH → MOSB → Site | DAS | HITACHI
1177 | PRL-CS-005-O1 | HVDC-ADOPT-HE-0108 | DAS | EQ-075 | 208234 | 1 | Indoor | Corona Rings for RC Voltage Divider | 130 | 130 | 100 | 1.69 | 45 | 90 | Stackable x1 | 85043121 | EUR | 60713.89 | MAGLEBY Maersk | Sweden | Gothenburg | Khalifa port | 2024-03-10 | 2024-04-15 |  | 2024-04-22 |  |  |  |  | 2025-05-26 | [5 empty] | 2025-05-30 |  | CASE_LIST | 1 | 1 | site | DAS | 2025-05-30 | site | 2 | 3 | -1 | 2 | 1.69 | 1 | 1.69 | HITACHI(HE) |  | 1 | 3 | 2 | 4 | Flow 4: Port → WH → MOSB → Site | DAS | HITACHI
1178 | PRL-CS-005-O1 | HVDC-ADOPT-HE-0108 | DAS | EQ-075 | 208235 | 1 | Indoor | RC Voltage Divider | 535 | 120 | 140 | 8.988 | 550 | 1170 | Stackable x1 | 85043121 | EUR | 60713.89 | MAGLEBY Maersk | Sweden | Gothenburg | Khalifa port | 2024-03-10 | 2024-04-15 |  | 2024-04-22 | [10 empty] | 2025-07-21 |  | CASE_LIST | 1 | 1 | site | DAS | 2025-07-21 | site | 1 | 2 | 0 | 2 | 6.42 | 1 | 6.42 | HITACHI(HE) |  | 1 | 2 | 1 | 2 | Flow 2: Port → WH → Site | DAS | HITACHI
1179 | PRL-CS-005-O1 | HVDC-ADOPT-HE-0108 | DAS | EQ-075 | 208236 | 1 | Indoor | RC Voltage Divider | 535 | 120 | 140 | 8.988 | 550 | 1170 | Stackable x1 | 85043121 | EUR | 60713.89 | MAGLEBY Maersk | Sweden | Gothenburg | Khalifa port | 2024-03-10 | 2024-04-15 |  | 2024-04-22 | [10 empty] | 2025-07-21 |  | CASE_LIST | 1 | 1 | site | DAS | 2025-07-21 | site | 1 | 2 | 0 | 2 | 6.42 | 1 | 6.42 | HITACHI(HE) |  | 1 | 2 | 1 | 2 | Flow 2: Port → WH → Site | DAS | HITACHI
1180 | PRL-CS-005-O1 | HVDC-ADOPT-HE-0108 | DAS | EQ-075 | 208237 | 1 | Indoor | Corona Rings for RC Voltage Divider | 130 | 130 | 80 | 1.352 | 30 | 70 | Stackable x1 | 85043121 | EUR | 60713.89 | MAGLEBY Maersk | Sweden | Gothenburg | Khalifa port | 2024-03-10 | 2024-04-15 |  | 2024-04-22 |  |  |  |  | 2025-05-26 | [5 empty] | 2025-05-30 |  | CASE_LIST | 1 | 1 | site | DAS | 2025-05-30 | site | 2 | 3 | -1 | 2 | 1.69 | 1 | 1.69 | HITACHI(HE) |  | 1 | 3 | 2 | 4 | Flow 4: Port → WH → MOSB → Site | DAS | HITACHI
1181 | PRL-CS-005-O1 | HVDC-ADOPT-HE-0108 | DAS | EQ-075 | 208238 | 1 | Indoor | RC Voltage Divider | 535 | 120 | 140 | 8.988 | 550 | 1170 | Stackable x1 | 85043121 | EUR | 60713.89 | MAGLEBY Maersk | Sweden | Gothenburg | Khalifa port | 2024-03-10 | 2024-04-15 |  | 2024-04-22 | [10 empty] | 2025-07-21 |  | CASE_LIST | 1 | 1 | site | DAS | 2025-07-21 | site | 1 | 2 | 0 | 2 | 6.42 | 1 | 6.42 | HITACHI(HE) |  | 1 | 2 | 1 | 2 | Flow 2: Port → WH → Site | DAS | HITACHI
1182 | PRL-CS-005-O1 | HVDC-ADOPT-HE-0108 | DAS | EQ-075 | 208239 | 1 | Indoor | RC Voltage Divider | 535 | 120 | 140 | 8.988 | 550 | 1170 | Stackable x1 | 85043121 | EUR | 60713.89 | MAGLEBY Maersk | Sweden | Gothenburg | Khalifa port | 2024-03-10 | 2024-04-15 |  | 2024-04-22 | [10 empty] | 2025-07-21 |  | CASE_LIST | 1 | 1 | site | DAS | 2025-07-21 | site | 1 | 2 | 0 | 2 | 6.42 | 1 | 6.42 | HITACHI(HE) |  | 1 | 2 | 1 | 2 | Flow 2: Port → WH → Site | DAS | HITACHI
1183 | PRL-CS-005-O1 | HVDC-ADOPT-HE-0108 | DAS | EQ-075 | 208240 | 1 | Indoor | Corona Rings for RC Voltage Divider | 130 | 130 | 80 | 1.352 | 30 | 70 | Stackable x1 | 85043121 | EUR | 60713.89 | MAGLEBY Maersk | Sweden | Gothenburg | Khalifa port | 2024-03-10 | 2024-04-15 |  | 2024-04-22 |  |  |  |  | 2025-05-26 | [5 empty] | 2025-05-30 |  | CASE_LIST | 1 | 1 | site | DAS | 2025-05-30 | site | 2 | 3 | -1 | 2 | 1.69 | 1 | 1.69 | HITACHI(HE) |  | 1 | 3 | 2 | 4 | Flow 4: Port → WH → MOSB → Site | DAS | HITACHI
1184 | PRL-CS-005-O1 | HVDC-ADOPT-HE-0108 | AGI | EQ-075 | 364437 | 1 | Indoor | DC Voltage Divider | 445 | 120 | 140 | 7.476 | 470 | 990 | Stackable x1 | 85043121 | EUR | 53042.81 | MAGLEBY Maersk | Sweden | Gothenburg | Khalifa port | 2024-03-10 | 2024-04-15 |  | 2024-07-01 | [12 empty] | CASE_LIST | 1 |  | warehouse | DSV Indoor | 2024-07-01 | warehouse | 1 | 1 | -1 | 0 | 5.34 | 1 | 5.34 | HITACHI(HE) |  | 0 | 1 | 1 | 2 | Flow 2: Port → WH → Site | DSV Indoor | HITACHI
1185 | PRL-CS-005-O1 | HVDC-ADOPT-HE-0108 | AGI | EQ-075 | 364438 | 1 | Indoor | DC Voltage Divider | 445 | 120 | 140 | 7.476 | 470 | 990 | Stackable x1 | 85043121 | EUR | 53042.81 | MAGLEBY Maersk | Sweden | Gothenburg | Khalifa port | 2024-03-10 | 2024-04-15 |  | 2024-07-01 | [12 empty] | CASE_LIST | 1 |  | warehouse | DSV Indoor | 2024-07-01 | warehouse | 1 | 1 | -1 | 0 | 5.34 | 1 | 5.34 | HITACHI(HE) |  | 0 | 1 | 1 | 2 | Flow 2: Port → WH → Site | DSV Indoor | HITACHI
1186 | PRL-CS-005-O1 | HVDC-ADOPT-HE-0108 | AGI | EQ-075 | 364439 | 1 | Indoor | DC Voltage Divider | 445 | 120 | 140 | 7.476 | 470 | 990 | Stackable x1 | 85043121 | EUR | 53042.81 | MAGLEBY Maersk | Sweden | Gothenburg | Khalifa port | 2024-03-10 | 2024-04-15 |  | 2024-07-01 | [12 empty] | CASE_LIST | 1 |  | warehouse | DSV Indoor | 2024-07-01 | warehouse | 1 | 1 | -1 | 0 | 5.34 | 1 | 5.34 | HITACHI(HE) |  | 0 | 1 | 1 | 2 | Flow 2: Port → WH → Site | DSV Indoor | HITACHI
1187 | PRL-CS-005-O1 | HVDC-ADOPT-HE-0108 | AGI | EQ-075 | 364440 | 1 | Indoor | DC Voltage Divider | 445 | 120 | 140 | 7.476 | 470 | 990 | Stackable x1 | 85043121 | EUR | 53042.81 | MAGLEBY Maersk | Sweden | Gothenburg | Khalifa port | 2024-03-10 | 2024-04-15 |  | 2024-07-01 | [12 empty] | CASE_LIST | 1 |  | warehouse | DSV Indoor | 2024-07-01 | warehouse | 1 | 1 | -1 | 0 | 5.34 | 1 | 5.34 | HITACHI(HE) |  | 0 | 1 | 1 | 2 | Flow 2: Port → WH → Site | DSV Indoor | HITACHI
1188 | PRL-CS-005-O1 | HVDC-ADOPT-HE-0108 | AGI | EQ-075 | 364441 | 1 | Indoor | Corona Rings for DC Voltage Divider | 130 | 130 | 80 | 1.352 | 30 | 70 | Stackable x1 | 85043121 | EUR | 53042.81 | MAGLEBY Maersk | Sweden | Gothenburg | Khalifa port | 2024-03-10 | 2024-04-15 |  | 2024-06-04 | [12 empty] | CASE_LIST | 1 |  | warehouse | DSV Indoor | 2024-06-04 | warehouse | 1 | 1 | -1 | 0 | 1.69 | 1 | 1.69 | HITACHI(HE) |  | 0 | 1 | 1 | 2 | Flow 2: Port → WH → Site | DSV Indoor | HITACHI
1189 | PRL-CS-005-O1 | HVDC-ADOPT-HE-0108 | AGI | EQ-075 | 364442 | 1 | Indoor | Corona Rings for DC Voltage Divider | 130 | 130 | 80 | 1.352 | 30 | 70 | Stackable x1 | 85043121 | EUR | 53042.81 | MAGLEBY Maersk | Sweden | Gothenburg | Khalifa port | 2024-03-10 | 2024-04-15 |  | 2024-06-04 | [12 empty] | CASE_LIST | 1 |  | warehouse | DSV Indoor | 2024-06-04 | warehouse | 1 | 1 | -1 | 0 | 1.69 | 1 | 1.69 | HITACHI(HE) |  | 0 | 1 | 1 | 2 | Flow 2: Port → WH → Site | DSV Indoor | HITACHI
1190 | PRL-CS-005-O1 | HVDC-ADOPT-HE-0108 | AGI | EQ-075 | 364443 | 1 | Indoor | DC Voltage Divider | 445 | 120 | 140 | 7.476 | 470 | 990 | Stackable x1 | 85043121 | EUR | 53042.81 | MAGLEBY Maersk | Sweden | Gothenburg | Khalifa port | 2024-03-10 | 2024-04-15 |  | 2024-06-04 | [12 empty] | CASE_LIST | 1 |  | warehouse | DSV Indoor | 2024-06-04 | warehouse | 1 | 1 | -1 | 0 | 5.34 | 1 | 5.34 | HITACHI(HE) |  | 0 | 1 | 1 | 2 | Flow 2: Port → WH → Site | DSV Indoor | HITACHI
1191 | PRL-CS-005-O1 | HVDC-ADOPT-HE-0108 | AGI | EQ-075 | 364444 | 1 | Indoor | DC Voltage Divider | 445 | 120 | 140 | 7.476 | 470 | 990 | Stackable x1 | 85043121 | EUR | 53042.81 | MAGLEBY Maersk | Sweden | Gothenburg | Khalifa port | 2024-03-10 | 2024-04-15 |  | 2024-06-04 | [12 empty] | CASE_LIST | 1 |  | warehouse | DSV Indoor | 2024-06-04 | warehouse | 1 | 1 | -1 | 0 | 5.34 | 1 | 5.34 | HITACHI(HE) |  | 0 | 1 | 1 | 2 | Flow 2: Port → WH → Site | DSV Indoor | HITACHI
1192 | PRL-CS-005-O1 | HVDC-ADOPT-HE-0108 | AGI | EQ-075 | 364445 | 1 | Indoor | DC Voltage Divider | 445 | 120 | 140 | 7.476 | 470 | 990 | Stackable x1 | 85043121 | EUR | 53042.81 | MAGLEBY Maersk | Sweden | Gothenburg | Khalifa port | 2024-03-10 | 2024-04-15 |  | 2024-06-04 | [12 empty] | CASE_LIST | 1 |  | warehouse | DSV Indoor | 2024-06-04 | warehouse | 1 | 1 | -1 | 0 | 5.34 | 1 | 5.34 | HITACHI(HE) |  | 0 | 1 | 1 | 2 | Flow 2: Port → WH → Site | DSV Indoor | HITACHI
1193 | PRL-CS-005-O1 | HVDC-ADOPT-HE-0108 | AGI | EQ-075 | 364446 | 1 | Indoor | DC Voltage Divider | 445 | 120 | 140 | 7.476 | 470 | 990 | Stackable x1 | 85043121 | EUR | 53042.81 | MAGLEBY Maersk | Sweden | Gothenburg | Khalifa port | 2024-03-10 | 2024-04-15 |  | 2024-06-04 | [12 empty] | CASE_LIST | 1 |  | warehouse | DSV Indoor | 2024-06-04 | warehouse | 1 | 1 | -1 | 0 | 5.34 | 1 | 5.34 | HITACHI(HE) |  | 0 | 1 | 1 | 2 | Flow 2: Port → WH → Site | DSV Indoor | HITACHI
1194 | PRL-CS-005-O1 | HVDC-ADOPT-HE-0108 | AGI | EQ-075 | 364447 | 1 | Indoor | Corona Rings for DC Voltage Divider | 130 | 130 | 80 | 1.352 | 30 | 70 | Stackable x1 | 85043121 | EUR | 53042.81 | MAGLEBY Maersk | Sweden | Gothenburg | Khalifa port | 2024-03-10 | 2024-04-15 |  | 2024-06-04 | [12 empty] | CASE_LIST | 1 |  | warehouse | DSV Indoor | 2024-06-04 | warehouse | 1 | 1 | -1 | 0 | 1.69 | 1 | 1.69 | HITACHI(HE) |  | 0 | 1 | 1 | 2 | Flow 2: Port → WH → Site | DSV Indoor | HITACHI
1195 | PRL-CS-005-O1 | HVDC-ADOPT-HE-0108 | AGI | EQ-075 | 364448 | 1 | Indoor | Corona Rings for DC Voltage Divider | 130 | 130 | 80 | 1.352 | 30 | 70 | Stackable x1 | 85043121 | EUR | 53042.81 | MAGLEBY Maersk | Sweden | Gothenburg | Khalifa port | 2024-03-10 | 2024-04-15 |  | 2024-06-04 | [12 empty] | CASE_LIST | 1 |  | warehouse | DSV Indoor | 2024-06-04 | warehouse | 1 | 1 | -1 | 0 | 1.69 | 1 | 1.69 | HITACHI(HE) |  | 0 | 1 | 1 | 2 | Flow 2: Port → WH → Site | DSV Indoor | HITACHI
1196 | PRL-CS-005-O1 | HVDC-ADOPT-HE-0108 | MIR | EQ-075 | 279316 | 1 | Indoor | RC Voltage Divider | 445 | 120 | 140 | 7.476 | 470 | 990 | Stackable x1 | 85043121 | EUR | 53042.81 | MAGLEBY Maersk | Sweden | Gothenburg | Khalifa port | 2024-03-10 | 2024-04-15 |  | 2024-05-01 | [8 empty] | 2025-10-21 |  |  |  | CASE_LIST | 1 | 1 | site | MIR | 2025-10-21 | site | 1 | 2 | 0 | 2 | 5.34 | 1 | 5.34 | HITACHI(HE) |  | 1 | 2 | 1 | 2 | Flow 2: Port → WH → Site | MIR | HITACHI
1197 | PRL-CS-005-O1 | HVDC-ADOPT-HE-0108 | MIR | EQ-075 | 279317 | 1 | Indoor | RC Voltage Divider | 445 | 120 | 140 | 7.476 | 470 | 990 | Stackable x1 | 85043121 | EUR | 53042.81 | MAGLEBY Maersk | Sweden | Gothenburg | Khalifa port | 2024-03-10 | 2024-04-15 |  | 2024-05-01 | [8 empty] | 2025-10-21 |  |  |  | CASE_LIST | 1 | 1 | site | MIR | 2025-10-21 | site | 1 | 2 | 0 | 2 | 5.34 | 1 | 5.34 | HITACHI(HE) |  | 1 | 2 | 1 | 2 | Flow 2: Port → WH → Site | MIR | HITACHI
1198 | PRL-CS-005-O1 | HVDC-ADOPT-HE-0108 | MIR | EQ-075 | 279318 | 1 | Indoor | RC Voltage Divider | 445 | 120 | 140 | 7.476 | 470 | 990 | Stackable x1 | 85043121 | EUR | 53042.81 | MAGLEBY Maersk | Sweden | Gothenburg | Khalifa port | 2024-03-10 | 2024-04-15 |  | 2024-05-01 | [8 empty] | 2025-10-21 |  |  |  | CASE_LIST | 1 | 1 | site | MIR | 2025-10-21 | site | 1 | 2 | 0 | 2 | 5.34 | 1 | 5.34 | HITACHI(HE) |  | 1 | 2 | 1 | 2 | Flow 2: Port → WH → Site | MIR | HITACHI
1199 | PRL-CS-005-O1 | HVDC-ADOPT-HE-0108 | MIR | EQ-075 | 279319 | 1 | Indoor | RC Voltage Divider | 445 | 120 | 140 | 7.476 | 470 | 990 | Stackable x1 | 85043121 | EUR | 53042.81 | MAGLEBY Maersk | Sweden | Gothenburg | Khalifa port | 2024-03-10 | 2024-04-15 |  | 2024-05-01 | [8 empty] | 2025-10-21 |  |  |  | CASE_LIST | 1 | 1 | site | MIR | 2025-10-21 | site | 1 | 2 | 0 | 2 | 5.34 | 1 | 5.34 | HITACHI(HE) |  | 1 | 2 | 1 | 2 | Flow 2: Port → WH → Site | MIR | HITACHI
1200 | PRL-CS-005-O1 | HVDC-ADOPT-HE-0108 | MIR | EQ-075 | 279320 | 1 | Indoor | Corona Rings for DC-Voltage Divider | 130 | 130 | 80 | 1.352 | 30 | 70 | Stackable x1 | 85043121 | EUR | 53042.81 | MAGLEBY Maersk | Sweden | Gothenburg | Khalifa port | 2024-03-10 | 2024-04-15 |  | 2024-05-01 | [8 empty] | 2025-10-21 |  |  |  | CASE_LIST | 1 | 1 | site | MIR | 2025-10-21 | site | 1 | 2 | 0 | 2 | 1.69 | 1 | 1.69 | HITACHI(HE) |  | 1 | 2 | 1 | 2 | Flow 2: Port → WH → Site | MIR | HITACHI
1201 | PRL-CS-005-O1 | HVDC-ADOPT-HE-0108 | MIR | EQ-075 | 279321 | 1 | Indoor | Corona Rings for DC-Voltage Divider | 130 | 130 | 80 | 1.352 | 30 | 70 | Stackable x1 | 85043121 | EUR | 53042.81 | MAGLEBY Maersk | Sweden | Gothenburg | Khalifa port | 2024-03-10 | 2024-04-15 |  | 2024-05-01 | [8 empty] | 2025-10-21 |  |  |  | CASE_LIST | 1 | 1 | site | MIR | 2025-10-21 | site | 1 | 2 | 0 | 2 | 1.69 | 1 | 1.69 | HITACHI(HE) |  | 1 | 2 | 1 | 2 | Flow 2: Port → WH → Site | MIR | HITACHI
1202 | PRL-CS-005-O1 | HVDC-ADOPT-HE-0108 | MIR | EQ-075 | 279322 | 1 | Indoor | DC-Voltage Divider | 445 | 120 | 140 | 7.476 | 470 | 990 | Stackable x1 | 85043121 | EUR | 53042.81 | MAGLEBY Maersk | Sweden | Gothenburg | Khalifa port | 2024-03-10 | 2024-04-15 |  | 2024-05-01 | [8 empty] | 2025-10-21 |  |  |  | CASE_LIST | 1 | 1 | site | MIR | 2025-10-21 | site | 1 | 2 | 0 | 2 | 5.34 | 1 | 5.34 | HITACHI(HE) |  | 1 | 2 | 1 | 2 | Flow 2: Port → WH → Site | MIR | HITACHI
1203 | PRL-CS-005-O1 | HVDC-ADOPT-HE-0108 | MIR | EQ-075 | 279323 | 1 | Indoor | DC-Voltage Divider | 445 | 120 | 140 | 7.476 | 470 | 990 | Stackable x1 | 85043121 | EUR | 53042.81 | MAGLEBY Maersk | Sweden | Gothenburg | Khalifa port | 2024-03-10 | 2024-04-15 |  | 2024-05-01 | [8 empty] | 2025-10-21 |  |  |  | CASE_LIST | 1 | 1 | site | MIR | 2025-10-21 | site | 1 | 2 | 0 | 2 | 5.34 | 1 | 5.34 | HITACHI(HE) |  | 1 | 2 | 1 | 2 | Flow 2: Port → WH → Site | MIR | HITACHI
1204 | PRL-CS-005-O1 | HVDC-ADOPT-HE-0108 | MIR | EQ-075 | 279324 | 1 | Indoor | DC-Voltage Divider | 445 | 120 | 140 | 7.476 | 470 | 990 | Stackable x1 | 85043121 | EUR | 53042.81 | MAGLEBY Maersk | Sweden | Gothenburg | Khalifa port | 2024-03-10 | 2024-04-15 |  | 2024-05-01 | [8 empty] | 2025-10-21 |  |  |  | CASE_LIST | 1 | 1 | site | MIR | 2025-10-21 | site | 1 | 2 | 0 | 2 | 5.34 | 1 | 5.34 | HITACHI(HE) |  | 1 | 2 | 1 | 2 | Flow 2: Port → WH → Site | MIR | HITACHI
1205 | PRL-CS-005-O1 | HVDC-ADOPT-HE-0108 | MIR | EQ-075 | 279325 | 1 | Indoor | DC-Voltage Divider | 445 | 120 | 140 | 7.476 | 470 | 990 | Stackable x1 | 85043121 | EUR | 53042.81 | MAGLEBY Maersk | Sweden | Gothenburg | Khalifa port | 2024-03-10 | 2024-04-15 |  | 2024-05-01 | [8 empty] | 2025-10-21 |  |  |  | CASE_LIST | 1 | 1 | site | MIR | 2025-10-21 | site | 1 | 2 | 0 | 2 | 5.34 | 1 | 5.34 | HITACHI(HE) |  | 1 | 2 | 1 | 2 | Flow 2: Port → WH → Site | MIR | HITACHI
1206 | PRL-CS-005-O1 | HVDC-ADOPT-HE-0108 | MIR | EQ-075 | 279326 | 1 | Indoor | Corona Rings for DC-Voltage Divider | 130 | 130 | 80 | 1.352 | 30 | 70 | Stackable x1 | 85043121 | EUR | 53042.81 | MAGLEBY Maersk | Sweden | Gothenburg | Khalifa port | 2024-03-10 | 2024-04-15 |  | 2024-05-01 | [8 empty] | 2025-10-21 |  |  |  | CASE_LIST | 1 | 1 | site | MIR | 2025-10-21 | site | 1 | 2 | 0 | 2 | 1.69 | 1 | 1.69 | HITACHI(HE) |  | 1 | 2 | 1 | 2 | Flow 2: Port → WH → Site | MIR | HITACHI
1207 | PRL-CS-005-O1 | HVDC-ADOPT-HE-0108 | MIR | EQ-075 | 279327 | 1 | Indoor | Corona Rings for DC-Voltage Divider | 130 | 130 | 80 | 1.352 | 30 | 70 | Stackable x1 | 85043121 | EUR | 53042.81 | MAGLEBY Maersk | Sweden | Gothenburg | Khalifa port | 2024-03-10 | 2024-04-15 |  | 2024-05-01 | [8 empty] | 2025-10-21 |  |  |  | CASE_LIST | 1 | 1 | site | MIR | 2025-10-21 | site | 1 | 2 | 0 | 2 | 1.69 | 1 | 1.69 | HITACHI(HE) |  | 1 | 2 | 1 | 2 | Flow 2: Port → WH → Site | MIR | HITACHI
1208 | PRL-CS-005-O1 | HVDC-ADOPT-HE-0108 | SHU | EQ-075 | 190468 | 1 | Indoor | RC Voltage Divider | 535 | 120 | 140 | 8.988 | 550 | 1170 | Stackable x1 | 85043121 | EUR | 56797.47 | MAGLEBY Maersk | Sweden | Gothenburg | Khalifa port | 2024-03-10 | 2024-04-15 |  | 2024-06-04 | [9 empty] | 2025-06-16 |  |  | CASE_LIST | 1 | 1 | site | SHU | 2025-06-16 | site | 1 | 2 | 0 | 2 | 6.42 | 1 | 6.42 | HITACHI(HE) |  | 1 | 2 | 1 | 2 | Flow 2: Port → WH → Site | SHU | HITACHI
1209 | PRL-CS-005-O1 | HVDC-ADOPT-HE-0108 | SHU | EQ-075 | 190469 | 1 | Indoor | RC Voltage Divider | 535 | 120 | 140 | 8.988 | 550 | 1170 | Stackable x1 | 85043121 | EUR | 56797.47 | MAGLEBY Maersk | Sweden | Gothenburg | Khalifa port | 2024-03-10 | 2024-04-15 |  | 2024-07-01 | [9 empty] | 2025-06-16 |  |  | CASE_LIST | 1 | 1 | site | SHU | 2025-06-16 | site | 1 | 2 | 0 | 2 | 6.42 | 1 | 6.42 | HITACHI(HE) |  | 1 | 2 | 1 | 2 | Flow 2: Port → WH → Site | SHU | HITACHI
1210 | PRL-CS-005-O1 | HVDC-ADOPT-HE-0108 | SHU | EQ-075 | 190470 | 1 | Indoor | RC Voltage Divider | 535 | 120 | 140 | 8.988 | 550 | 1170 | Stackable x1 | 85043121 | EUR | 56797.47 | MAGLEBY Maersk | Sweden | Gothenburg | Khalifa port | 2024-03-10 | 2024-04-15 |  | 2024-06-04 | [9 empty] | 2025-06-16 |  |  | CASE_LIST | 1 | 1 | site | SHU | 2025-06-16 | site | 1 | 2 | 0 | 2 | 6.42 | 1 | 6.42 | HITACHI(HE) |  | 1 | 2 | 1 | 2 | Flow 2: Port → WH → Site | SHU | HITACHI
1211 | PRL-CS-005-O1 | HVDC-ADOPT-HE-0108 | SHU | EQ-075 | 190471 | 1 | Indoor | RC Voltage Divider | 535 | 120 | 140 | 8.988 | 550 | 1170 | Stackable x1 | 85043121 | EUR | 56797.47 | MAGLEBY Maersk | Sweden | Gothenburg | Khalifa port | 2024-03-10 | 2024-04-15 |  | 2024-06-04 | [9 empty] | 2025-06-16 |  |  | CASE_LIST | 1 | 1 | site | SHU | 2025-06-16 | site | 1 | 2 | 0 | 2 | 6.42 | 1 | 6.42 | HITACHI(HE) |  | 1 | 2 | 1 | 2 | Flow 2: Port → WH → Site | SHU | HITACHI
1212 | PRL-CS-005-O1 | HVDC-ADOPT-HE-0108 | SHU | EQ-075 | 190472 | 1 | Indoor | RC Voltage Divider | 535 | 120 | 140 | 8.988 | 550 | 1170 | Stackable x1 | 85043121 | EUR | 56797.47 | MAGLEBY Maersk | Sweden | Gothenburg | Khalifa port | 2024-03-10 | 2024-04-15 |  | 2024-04-22 | [9 empty] | 2025-06-16 |  |  | CASE_LIST | 1 | 1 | site | SHU | 2025-06-16 | site | 1 | 2 | 0 | 2 | 6.42 | 1 | 6.42 | HITACHI(HE) |  | 1 | 2 | 1 | 2 | Flow 2: Port → WH → Site | SHU | HITACHI
1213 | PRL-CS-005-O1 | HVDC-ADOPT-HE-0108 | SHU | EQ-075 | 190473 | 1 | Indoor | RC Voltage Divider | 535 | 120 | 140 | 8.988 | 550 | 1170 | Stackable x1 | 85043121 | EUR | 56797.47 | MAGLEBY Maersk | Sweden | Gothenburg | Khalifa port | 2024-03-10 | 2024-04-15 |  | 2024-04-22 | [9 empty] | 2025-06-16 |  |  | CASE_LIST | 1 | 1 | site | SHU | 2025-06-16 | site | 1 | 2 | 0 | 2 | 6.42 | 1 | 6.42 | HITACHI(HE) |  | 1 | 2 | 1 | 2 | Flow 2: Port → WH → Site | SHU | HITACHI
1214 | PRL-CS-005-O1 | HVDC-ADOPT-HE-0108 | SHU | EQ-075 | 190474 | 1 | Indoor | Corona Rings for RC Voltage Divider | 130 | 130 | 100 | 1.69 | 45 | 90 | Stackable x1 | 85043121 | EUR | 56797.47 | MAGLEBY Maersk | Sweden | Gothenburg | Khalifa port | 2024-03-10 | 2024-04-15 |  | 2024-04-22 | [9 empty] | 2024-11-20 |  |  | CASE_LIST | 1 | 1 | site | SHU | 2024-11-20 | site | 1 | 2 | 0 | 2 | 1.69 | 1 | 1.69 | HITACHI(HE) |  | 1 | 2 | 1 | 2 | Flow 2: Port → WH → Site | SHU | HITACHI
1215 | PRL-CS-005-O1 | HVDC-ADOPT-HE-0108 | SHU | EQ-075 | 190475 | 1 | Indoor | Corona Rings for RC Voltage Divider | 130 | 130 | 100 | 1.69 | 45 | 90 | Stackable x1 | 85043121 | EUR | 56797.47 | MAGLEBY Maersk | Sweden | Gothenburg | Khalifa port | 2024-03-10 | 2024-04-15 |  | 2024-04-22 | [9 empty] | 2024-11-20 |  |  | CASE_LIST | 1 | 1 | site | SHU | 2024-11-20 | site | 1 | 2 | 0 | 2 | 1.69 | 1 | 1.69 | HITACHI(HE) |  | 1 | 2 | 1 | 2 | Flow 2: Port → WH → Site | SHU | HITACHI
1216 | PRL-CS-005-O1 | HVDC-ADOPT-HE-0108 | SHU | EQ-075 | 190476 | 1 | Indoor | RC Voltage Divider | 535 | 120 | 140 | 8.988 | 550 | 1170 | Stackable x1 | 85043121 | EUR | 56797.47 | MAGLEBY Maersk | Sweden | Gothenburg | Khalifa port | 2024-03-10 | 2024-04-15 |  | 2024-04-22 | [9 empty] | 2025-06-16 |  |  | CASE_LIST | 1 | 1 | site | SHU | 2025-06-16 | site | 1 | 2 | 0 | 2 | 6.42 | 1 | 6.42 | HITACHI(HE) |  | 1 | 2 | 1 | 2 | Flow 2: Port → WH → Site | SHU | HITACHI
1217 | PRL-CS-005-O1 | HVDC-ADOPT-HE-0108 | SHU | EQ-075 | 190477 | 1 | Indoor | RC Voltage Divider | 535 | 120 | 140 | 8.988 | 550 | 1170 | Stackable x1 | 85043121 | EUR | 56797.47 | MAGLEBY Maersk | Sweden | Gothenburg | Khalifa port | 2024-03-10 | 2024-04-15 |  | 2024-04-22 | [9 empty] | 2025-06-16 |  |  | CASE_LIST | 1 | 1 | site | SHU | 2025-06-16 | site | 1 | 2 | 0 | 2 | 6.42 | 1 | 6.42 | HITACHI(HE) |  | 1 | 2 | 1 | 2 | Flow 2: Port → WH → Site | SHU | HITACHI
1218 | PRL-CS-005-O1 | HVDC-ADOPT-HE-0108 | SHU | EQ-075 | 190478 | 1 | Indoor | Corona Rings for RC Voltage Divider | 130 | 130 | 80 | 1.352 | 30 | 70 | Stackable x1 | 85043121 | EUR | 56797.47 | MAGLEBY Maersk | Sweden | Gothenburg | Khalifa port | 2024-03-10 | 2024-04-15 |  | 2024-06-04 | [9 empty] | 2024-11-20 |  |  | CASE_LIST | 1 | 1 | site | SHU | 2024-11-20 | site | 1 | 2 | 0 | 2 | 1.69 | 1 | 1.69 | HITACHI(HE) |  | 1 | 2 | 1 | 2 | Flow 2: Port → WH → Site | SHU | HITACHI
1219 | PRL-CS-005-O1 | HVDC-ADOPT-HE-0108 | SHU | EQ-075 | 190479 | 1 | Indoor | RC Voltage Divider | 535 | 120 | 140 | 8.988 | 550 | 1170 | Stackable x1 | 85043121 | EUR | 56797.47 | MAGLEBY Maersk | Sweden | Gothenburg | Khalifa port | 2024-03-10 | 2024-04-15 |  | 2024-04-22 | [9 empty] | 2025-06-16 |  |  | CASE_LIST | 1 | 1 | site | SHU | 2025-06-16 | site | 1 | 2 | 0 | 2 | 6.42 | 1 | 6.42 | HITACHI(HE) |  | 1 | 2 | 1 | 2 | Flow 2: Port → WH → Site | SHU | HITACHI
1220 | PRL-CS-005-O1 | HVDC-ADOPT-HE-0108 | SHU | EQ-075 | 190480 | 1 | Indoor | RC Voltage Divider | 535 | 120 | 140 | 8.988 | 550 | 1170 | Stackable x1 | 85043121 | EUR | 56797.47 | MAGLEBY Maersk | Sweden | Gothenburg | Khalifa port | 2024-03-10 | 2024-04-15 |  | 2024-04-22 | [9 empty] | 2025-06-16 |  |  | CASE_LIST | 1 | 1 | site | SHU | 2025-06-16 | site | 1 | 2 | 0 | 2 | 6.42 | 1 | 6.42 | HITACHI(HE) |  | 1 | 2 | 1 | 2 | Flow 2: Port → WH → Site | SHU | HITACHI
1221 | PRL-CS-005-O1 | HVDC-ADOPT-HE-0108 | SHU | EQ-075 | 190481 | 1 | Indoor | Corona Rings for RC Voltage Divider | 130 | 130 | 80 | 1.352 | 30 | 70 | Stackable x1 | 85043121 | EUR | 56797.47 | MAGLEBY Maersk | Sweden | Gothenburg | Khalifa port | 2024-03-10 | 2024-04-15 |  | 2024-06-04 | [9 empty] | 2024-11-20 |  |  | CASE_LIST | 1 | 1 | site | SHU | 2024-11-20 | site | 1 | 2 | 0 | 2 | 1.69 | 1 | 1.69 | HITACHI(HE) |  | 1 | 2 | 1 | 2 | Flow 2: Port → WH → Site | SHU | HITACHI
1222 | PRL-CS-005-O1 | HVDC-ADOPT-HE-0108 | SHU | EQ-075 | 190484 | 1 | Indoor | Neutral Bus Voltage Divider | 165 | 60 | 80 | 0.792 | 45 | 150 | Stackable x1 | 85043121 | EUR | 56797.47 | MAGLEBY Maersk | Sweden | Gothenburg | Khalifa port | 2024-03-10 | 2024-04-15 |  | 2024-04-22 | [9 empty] | 2024-11-20 |  |  | CASE_LIST | 1 | 1 | site | SHU | 2024-11-20 | site | 1 | 2 | 0 | 2 | 0.99 | 1 | 0.99 | HITACHI(HE) |  | 1 | 2 | 1 | 2 | Flow 2: Port → WH → Site | SHU | HITACHI
1223 | PRL-CS-005-O1 | HVDC-ADOPT-HE-0108 | SHU | EQ-075 | 190485 | 1 | Indoor | Neutral Bus Voltage Divider | 165 | 60 | 80 | 0.792 | 45 | 150 | Stackable x1 | 85043121 | EUR | 56797.47 | MAGLEBY Maersk | Sweden | Gothenburg | Khalifa port | 2024-03-10 | 2024-04-15 |  | 2024-04-22 | [9 empty] | 2024-11-20 |  |  | CASE_LIST | 1 | 1 | site | SHU | 2024-11-20 | site | 1 | 2 | 0 | 2 | 0.99 | 1 | 0.99 | HITACHI(HE) |  | 1 | 2 | 1 | 2 | Flow 2: Port → WH → Site | SHU | HITACHI
1132 | PRL-MIR-005-O2 Spare | HVDC-ADOPT-HE-0107 | MIR | EQ-073 | 279313 | 1 | Outdoor Covered | SPARE Converter AC bus capacitive voltage (DGD) | 333 | 64 | 102 | 2.1738 | 250 | 375 | Stackable x2 | 85352900 | SEK | 114355 | MAGLEBY Maersk/Luciana | Sweden | Gothenburg | Khalifa port | 2024-02-29 | 2024-05-04 | [6 empty] | 2024-06-10 |  |  |  | 2024-10-18 |  |  |  | CASE_LIST | 1 | 1 | site | MIR | 2024-10-18 | site | 1 | 2 | 0 | 2 | 2.13 | 2 | 2.13 | HITACHI(HE) |  | 1 | 2 | 1 | 3 | Flow 3: Port → MOSB → Site | MIR | HITACHI
1133 | PRL-MIR-005-O2 Spare | HVDC-ADOPT-HE-0107 | MIR | EQ-073 | 279314 | 1 | Outdoor Covered | SPARE Converter AC bus capacitive voltage (DGD) | 274 | 64 | 71 | 1.2451 | 160 | 310 | Stackable x2 | 85352900 | SEK | 114355 | MAGLEBY Maersk/Luciana | Sweden | Gothenburg | Khalifa port | 2024-02-29 | 2024-05-04 | [6 empty] | 2024-06-10 |  |  |  | 2024-10-18 |  |  |  | CASE_LIST | 1 | 1 | site | MIR | 2024-10-18 | site | 1 | 2 | 0 | 2 | 1.75 | 2 | 1.75 | HITACHI(HE) |  | 1 | 2 | 1 | 3 | Flow 3: Port → MOSB → Site | MIR | HITACHI
1120 | PRL-MIR-005-O1 | HVDC-ADOPT-HE-0106 | MIR | EQ-073 | 279301 | 1 | Outdoor Covered | Converter AC bus capacitive voltage (DGD) | 333 | 64 | 102 | 2.1738 | 250 | 375 | Stackable x2 | 85352900 | SEK | 114355.1 | MAGLEBY Maersk/Luciana | Sweden | Gothenburg | Khalifa port | 2024-02-29 | 2024-05-04 | [6 empty] | 2024-06-10 |  |  |  | 2024-10-18 |  |  |  | CASE_LIST | 1 | 1 | site | MIR | 2024-10-18 | site | 1 | 2 | 0 | 2 | 2.13 | 2 | 2.13 | HITACHI(HE) |  | 1 | 2 | 1 | 3 | Flow 3: Port → MOSB → Site | MIR | HITACHI
1121 | PRL-MIR-005-O1 | HVDC-ADOPT-HE-0106 | MIR | EQ-073 | 279302 | 1 | Outdoor Covered | Converter AC bus capacitive voltage (DGD) | 333 | 64 | 102 | 2.1738 | 250 | 375 | Stackable x2 | 85352900 | SEK | 114355.1 | MAGLEBY Maersk/Luciana | Sweden | Gothenburg | Khalifa port | 2024-02-29 | 2024-05-04 | [6 empty] | 2024-06-10 |  |  |  | 2024-10-18 |  |  |  | CASE_LIST | 1 | 1 | site | MIR | 2024-10-18 | site | 1 | 2 | 0 | 2 | 2.13 | 2 | 2.13 | HITACHI(HE) |  | 1 | 2 | 1 | 3 | Flow 3: Port → MOSB → Site | MIR | HITACHI
1122 | PRL-MIR-005-O1 | HVDC-ADOPT-HE-0106 | MIR | EQ-073 | 279303 | 1 | Outdoor Covered | Converter AC bus capacitive voltage (DGD) | 333 | 64 | 102 | 2.1738 | 250 | 375 | Stackable x2 | 85352900 | SEK | 114355.1 | MAGLEBY Maersk/Luciana | Sweden | Gothenburg | Khalifa port | 2024-02-29 | 2024-05-04 | [6 empty] | 2024-06-10 |  |  |  | 2024-10-18 |  |  |  | CASE_LIST | 1 | 1 | site | MIR | 2024-10-18 | site | 1 | 2 | 0 | 2 | 2.13 | 2 | 2.13 | HITACHI(HE) |  | 1 | 2 | 1 | 3 | Flow 3: Port → MOSB → Site | MIR | HITACHI
1123 | PRL-MIR-005-O1 | HVDC-ADOPT-HE-0106 | MIR | EQ-073 | 279304 | 1 | Outdoor Covered | Converter AC bus capacitive voltage (DGD) | 333 | 64 | 102 | 2.1738 | 250 | 375 | Stackable x2 | 85352900 | SEK | 114355.1 | MAGLEBY Maersk/Luciana | Sweden | Gothenburg | Khalifa port | 2024-02-29 | 2024-05-04 | [6 empty] | 2024-06-10 |  |  |  | 2024-10-18 |  |  |  | CASE_LIST | 1 | 1 | site | MIR | 2024-10-18 | site | 1 | 2 | 0 | 2 | 2.13 | 2 | 2.13 | HITACHI(HE) |  | 1 | 2 | 1 | 3 | Flow 3: Port → MOSB → Site | MIR | HITACHI
1124 | PRL-MIR-005-O1 | HVDC-ADOPT-HE-0106 | MIR | EQ-073 | 279305 | 1 | Outdoor Covered | Converter AC bus capacitive voltage (DGD) | 333 | 64 | 102 | 2.1738 | 250 | 375 | Stackable x2 | 85352900 | SEK | 114355.1 | MAGLEBY Maersk/Luciana | Sweden | Gothenburg | Khalifa port | 2024-02-29 | 2024-05-04 | [6 empty] | 2024-06-10 |  |  |  | 2024-10-18 |  |  |  | CASE_LIST | 1 | 1 | site | MIR | 2024-10-18 | site | 1 | 2 | 0 | 2 | 2.13 | 2 | 2.13 | HITACHI(HE) |  | 1 | 2 | 1 | 3 | Flow 3: Port → MOSB → Site | MIR | HITACHI
1125 | PRL-MIR-005-O1 | HVDC-ADOPT-HE-0106 | MIR | EQ-073 | 279306 | 1 | Outdoor Covered | Converter AC bus capacitive voltage (DGD) | 333 | 64 | 102 | 2.1738 | 250 | 375 | Stackable x2 | 85352900 | SEK | 114355.1 | MAGLEBY Maersk/Luciana | Sweden | Gothenburg | Khalifa port | 2024-02-29 | 2024-05-04 | [6 empty] | 2024-06-10 |  |  |  | 2024-10-18 |  |  |  | CASE_LIST | 1 | 1 | site | MIR | 2024-10-18 | site | 1 | 2 | 0 | 2 | 2.13 | 2 | 2.13 | HITACHI(HE) |  | 1 | 2 | 1 | 3 | Flow 3: Port → MOSB → Site | MIR | HITACHI
1126 | PRL-MIR-005-O1 | HVDC-ADOPT-HE-0106 | MIR | EQ-073 | 279307 | 1 | Outdoor Covered | Converter AC bus capacitive voltage (DGD) | 274 | 64 | 71 | 1.2451 | 160 | 310 | Stackable x2 | 85352900 | SEK | 114355.1 | MAGLEBY Maersk/Luciana | Sweden | Gothenburg | Khalifa port | 2024-02-29 | 2024-05-04 | [6 empty] | 2024-06-10 |  |  |  | 2024-10-18 |  |  |  | CASE_LIST | 1 | 1 | site | MIR | 2024-10-18 | site | 1 | 2 | 0 | 2 | 1.75 | 2 | 1.75 | HITACHI(HE) |  | 1 | 2 | 1 | 3 | Flow 3: Port → MOSB → Site | MIR | HITACHI
1127 | PRL-MIR-005-O1 | HVDC-ADOPT-HE-0106 | MIR | EQ-073 | 279308 | 1 | Outdoor Covered | Converter AC bus capacitive voltage (DGD) | 274 | 64 | 71 | 1.2451 | 160 | 310 | Stackable x2 | 85352900 | SEK | 114355.1 | MAGLEBY Maersk/Luciana | Sweden | Gothenburg | Khalifa port | 2024-02-29 | 2024-05-04 | [6 empty] | 2024-06-10 |  |  |  | 2024-10-18 |  |  |  | CASE_LIST | 1 | 1 | site | MIR | 2024-10-18 | site | 1 | 2 | 0 | 2 | 1.75 | 2 | 1.75 | HITACHI(HE) |  | 1 | 2 | 1 | 3 | Flow 3: Port → MOSB → Site | MIR | HITACHI
1128 | PRL-MIR-005-O1 | HVDC-ADOPT-HE-0106 | MIR | EQ-073 | 279309 | 1 | Outdoor Covered | Converter AC bus capacitive voltage (DGD) | 274 | 64 | 71 | 1.2451 | 160 | 310 | Stackable x2 | 85352900 | SEK | 114355.1 | MAGLEBY Maersk/Luciana | Sweden | Gothenburg | Khalifa port | 2024-02-29 | 2024-05-04 | [6 empty] | 2024-06-10 |  |  |  | 2024-10-18 |  |  |  | CASE_LIST | 1 | 1 | site | MIR | 2024-10-18 | site | 1 | 2 | 0 | 2 | 1.75 | 2 | 1.75 | HITACHI(HE) |  | 1 | 2 | 1 | 3 | Flow 3: Port → MOSB → Site | MIR | HITACHI
1129 | PRL-MIR-005-O1 | HVDC-ADOPT-HE-0106 | MIR | EQ-073 | 279310 | 1 | Outdoor Covered | Converter AC bus capacitive voltage (DGD) | 274 | 64 | 71 | 1.2451 | 160 | 310 | Stackable x2 | 85352900 | SEK | 114355.1 | MAGLEBY Maersk/Luciana | Sweden | Gothenburg | Khalifa port | 2024-02-29 | 2024-05-04 | [6 empty] | 2024-06-10 |  |  |  | 2024-10-18 |  |  |  | CASE_LIST | 1 | 1 | site | MIR | 2024-10-18 | site | 1 | 2 | 0 | 2 | 1.75 | 2 | 1.75 | HITACHI(HE) |  | 1 | 2 | 1 | 3 | Flow 3: Port → MOSB → Site | MIR | HITACHI
1130 | PRL-MIR-005-O1 | HVDC-ADOPT-HE-0106 | MIR | EQ-073 | 279311 | 1 | Outdoor Covered | Converter AC bus capacitive voltage (DGD) | 274 | 64 | 71 | 1.2451 | 160 | 310 | Stackable x2 | 85352900 | SEK | 114355.1 | MAGLEBY Maersk/Luciana | Sweden | Gothenburg | Khalifa port | 2024-02-29 | 2024-05-04 | [6 empty] | 2024-06-10 |  |  |  | 2024-10-18 |  |  |  | CASE_LIST | 1 | 1 | site | MIR | 2024-10-18 | site | 1 | 2 | 0 | 2 | 1.75 | 2 | 1.75 | HITACHI(HE) |  | 1 | 2 | 1 | 3 | Flow 3: Port → MOSB → Site | MIR | HITACHI
1131 | PRL-MIR-005-O1 | HVDC-ADOPT-HE-0106 | MIR | EQ-073 | 279312 | 1 | Outdoor Covered | Converter AC bus capacitive voltage (DGD) | 274 | 64 | 71 | 1.2451 | 160 | 310 | Stackable x2 | 85352900 | SEK | 114355.1 | MAGLEBY Maersk/Luciana | Sweden | Gothenburg | Khalifa port | 2024-02-29 | 2024-05-04 | [6 empty] | 2024-06-10 |  |  |  | 2024-10-18 |  |  |  | CASE_LIST | 1 | 1 | site | MIR | 2024-10-18 | site | 1 | 2 | 0 | 2 | 1.75 | 2 | 1.75 | HITACHI(HE) |  | 1 | 2 | 1 | 3 | Flow 3: Port → MOSB → Site | MIR | HITACHI
1118 | PRL-ZAK-004-O2 Spare | HVDC-ADOPT-HE-0105 | AGI | EQ-073 | 364393 | 1 | Outdoor Covered | SPARE Converter AC bus capacitive voltage (DGD) | 333 | 64 | 102 | 2.1738 | 250 | 375 | Stackable x2 | 85352900 | SEK | 114355 | MAGLEBY Maersk/Luciana | Sweden | Gothenburg | Khalifa port | 2024-02-29 | 2024-05-04 | [6 empty] | 2024-06-06 | [6 empty] | 2025-04-30 | CASE_LIST | 1 | 1 | site | AGI | 2025-04-30 | site | 1 | 2 | 0 | 2 | 2.13 | 2 | 2.13 | HITACHI(HE) |  | 1 | 2 | 1 | 3 | Flow 3: Port → MOSB → Site | AGI | HITACHI
1119 | PRL-ZAK-004-O2 Spare | HVDC-ADOPT-HE-0105 | AGI | EQ-073 | 364394 | 1 | Outdoor Covered | SPARE Converter AC bus capacitive voltage (DGD) | 274 | 64 | 71 | 1.2451 | 160 | 310 | Stackable x2 | 85352900 | SEK | 114355 | MAGLEBY Maersk/Luciana | Sweden | Gothenburg | Khalifa port | 2024-02-29 | 2024-05-04 | [6 empty] | 2024-06-06 | [6 empty] | 2025-04-30 | CASE_LIST | 1 | 1 | site | AGI | 2025-04-30 | site | 1 | 2 | 0 | 2 | 1.75 | 2 | 1.75 | HITACHI(HE) |  | 1 | 2 | 1 | 3 | Flow 3: Port → MOSB → Site | AGI | HITACHI
1106 | PRL-ZAK-004-O1 | HVDC-ADOPT-HE-0104 | AGI | EQ-073 | 364381 | 1 | Outdoor Covered | Converter AC bus capacitive voltage (DGD) | 333 | 64 | 102 | 2.1738 | 250 | 375 | Stackable x2 | 85352900 | SEK | 114355.1 | MAGLEBY Maersk/Luciana | Sweden | Gothenburg | Khalifa port | 2024-02-29 | 2024-05-04 | [6 empty] | 2024-06-06 | [6 empty] | 2025-04-30 | CASE_LIST | 1 | 1 | site | AGI | 2025-04-30 | site | 1 | 2 | 0 | 2 | 2.13 | 2 | 2.13 | HITACHI(HE) |  | 1 | 2 | 1 | 3 | Flow 3: Port → MOSB → Site | AGI | HITACHI
1107 | PRL-ZAK-004-O1 | HVDC-ADOPT-HE-0104 | AGI | EQ-073 | 364382 | 1 | Outdoor Covered | Converter AC bus capacitive voltage (DGD) | 333 | 64 | 102 | 2.1738 | 250 | 375 | Stackable x2 | 85352900 | SEK | 114355.1 | MAGLEBY Maersk/Luciana | Sweden | Gothenburg | Khalifa port | 2024-02-29 | 2024-05-04 | [6 empty] | 2024-06-06 | [6 empty] | 2025-04-30 | CASE_LIST | 1 | 1 | site | AGI | 2025-04-30 | site | 1 | 2 | 0 | 2 | 2.13 | 2 | 2.13 | HITACHI(HE) |  | 1 | 2 | 1 | 3 | Flow 3: Port → MOSB → Site | AGI | HITACHI
1108 | PRL-ZAK-004-O1 | HVDC-ADOPT-HE-0104 | AGI | EQ-073 | 364383 | 1 | Outdoor Covered | Converter AC bus capacitive voltage (DGD) | 333 | 64 | 102 | 2.1738 | 250 | 375 | Stackable x2 | 85352900 | SEK | 114355.1 | MAGLEBY Maersk/Luciana | Sweden | Gothenburg | Khalifa port | 2024-02-29 | 2024-05-04 | [6 empty] | 2024-06-06 | [6 empty] | 2025-04-30 | CASE_LIST | 1 | 1 | site | AGI | 2025-04-30 | site | 1 | 2 | 0 | 2 | 2.13 | 2 | 2.13 | HITACHI(HE) |  | 1 | 2 | 1 | 3 | Flow 3: Port → MOSB → Site | AGI | HITACHI
1109 | PRL-ZAK-004-O1 | HVDC-ADOPT-HE-0104 | AGI | EQ-073 | 364384 | 1 | Outdoor Covered | Converter AC bus capacitive voltage (DGD) | 333 | 64 | 102 | 2.1738 | 250 | 375 | Stackable x2 | 85352900 | SEK | 114355.1 | MAGLEBY Maersk/Luciana | Sweden | Gothenburg | Khalifa port | 2024-02-29 | 2024-05-04 | [6 empty] | 2024-06-06 | [6 empty] | 2025-04-30 | CASE_LIST | 1 | 1 | site | AGI | 2025-04-30 | site | 1 | 2 | 0 | 2 | 2.13 | 2 | 2.13 | HITACHI(HE) |  | 1 | 2 | 1 | 3 | Flow 3: Port → MOSB → Site | AGI | HITACHI
1110 | PRL-ZAK-004-O1 | HVDC-ADOPT-HE-0104 | AGI | EQ-073 | 364385 | 1 | Outdoor Covered | Converter AC bus capacitive voltage (DGD) | 333 | 64 | 102 | 2.1738 | 250 | 375 | Stackable x2 | 85352900 | SEK | 114355.1 | MAGLEBY Maersk/Luciana | Sweden | Gothenburg | Khalifa port | 2024-02-29 | 2024-05-04 | [6 empty] | 2024-06-06 | [6 empty] | 2025-04-30 | CASE_LIST | 1 | 1 | site | AGI | 2025-04-30 | site | 1 | 2 | 0 | 2 | 2.13 | 2 | 2.13 | HITACHI(HE) |  | 1 | 2 | 1 | 3 | Flow 3: Port → MOSB → Site | AGI | HITACHI
1111 | PRL-ZAK-004-O1 | HVDC-ADOPT-HE-0104 | AGI | EQ-073 | 364386 | 1 | Outdoor Covered | Converter AC bus capacitive voltage (DGD) | 333 | 64 | 102 | 2.1738 | 250 | 375 | Stackable x2 | 85352900 | SEK | 114355.1 | MAGLEBY Maersk/Luciana | Sweden | Gothenburg | Khalifa port | 2024-02-29 | 2024-05-04 | [6 empty] | 2024-06-06 | [6 empty] | 2025-04-30 | CASE_LIST | 1 | 1 | site | AGI | 2025-04-30 | site | 1 | 2 | 0 | 2 | 2.13 | 2 | 2.13 | HITACHI(HE) |  | 1 | 2 | 1 | 3 | Flow 3: Port → MOSB → Site | AGI | HITACHI
1112 | PRL-ZAK-004-O1 | HVDC-ADOPT-HE-0104 | AGI | EQ-073 | 364387 | 1 | Outdoor Covered | Converter AC bus capacitive voltage (DGD) | 274 | 64 | 71 | 1.2451 | 160 | 310 | Stackable x2 | 85352900 | SEK | 114355.1 | MAGLEBY Maersk/Luciana | Sweden | Gothenburg | Khalifa port | 2024-02-29 | 2024-05-04 | [6 empty] | 2024-06-06 | [6 empty] | 2025-04-30 | CASE_LIST | 1 | 1 | site | AGI | 2025-04-30 | site | 1 | 2 | 0 | 2 | 1.75 | 2 | 1.75 | HITACHI(HE) |  | 1 | 2 | 1 | 3 | Flow 3: Port → MOSB → Site | AGI | HITACHI
1113 | PRL-ZAK-004-O1 | HVDC-ADOPT-HE-0104 | AGI | EQ-073 | 364388 | 1 | Outdoor Covered | Converter AC bus capacitive voltage (DGD) | 274 | 64 | 71 | 1.2451 | 160 | 310 | Stackable x2 | 85352900 | SEK | 114355.1 | MAGLEBY Maersk/Luciana | Sweden | Gothenburg | Khalifa port | 2024-02-29 | 2024-05-04 | [6 empty] | 2024-06-06 | [6 empty] | 2025-04-30 | CASE_LIST | 1 | 1 | site | AGI | 2025-04-30 | site | 1 | 2 | 0 | 2 | 1.75 | 2 | 1.75 | HITACHI(HE) |  | 1 | 2 | 1 | 3 | Flow 3: Port → MOSB → Site | AGI | HITACHI
1114 | PRL-ZAK-004-O1 | HVDC-ADOPT-HE-0104 | AGI | EQ-073 | 364389 | 1 | Outdoor Covered | Converter AC bus capacitive voltage (DGD) | 274 | 64 | 71 | 1.2451 | 160 | 310 | Stackable x2 | 85352900 | SEK | 114355.1 | MAGLEBY Maersk/Luciana | Sweden | Gothenburg | Khalifa port | 2024-02-29 | 2024-05-04 | [6 empty] | 2024-06-06 | [6 empty] | 2025-04-30 | CASE_LIST | 1 | 1 | site | AGI | 2025-04-30 | site | 1 | 2 | 0 | 2 | 1.75 | 2 | 1.75 | HITACHI(HE) |  | 1 | 2 | 1 | 3 | Flow 3: Port → MOSB → Site | AGI | HITACHI
1115 | PRL-ZAK-004-O1 | HVDC-ADOPT-HE-0104 | AGI | EQ-073 | 364390 | 1 | Outdoor Covered | Converter AC bus capacitive voltage (DGD) | 274 | 64 | 71 | 1.2451 | 160 | 310 | Stackable x2 | 85352900 | SEK | 114355.1 | MAGLEBY Maersk/Luciana | Sweden | Gothenburg | Khalifa port | 2024-02-29 | 2024-05-04 | [6 empty] | 2024-06-06 | [6 empty] | 2025-04-30 | CASE_LIST | 1 | 1 | site | AGI | 2025-04-30 | site | 1 | 2 | 0 | 2 | 1.75 | 2 | 1.75 | HITACHI(HE) |  | 1 | 2 | 1 | 3 | Flow 3: Port → MOSB → Site | AGI | HITACHI
1116 | PRL-ZAK-004-O1 | HVDC-ADOPT-HE-0104 | AGI | EQ-073 | 364391 | 1 | Outdoor Covered | Converter AC bus capacitive voltage (DGD) | 274 | 64 | 71 | 1.2451 | 160 | 310 | Stackable x2 | 85352900 | SEK | 114355.1 | MAGLEBY Maersk/Luciana | Sweden | Gothenburg | Khalifa port | 2024-02-29 | 2024-05-04 | [6 empty] | 2024-06-06 | [6 empty] | 2025-04-30 | CASE_LIST | 1 | 1 | site | AGI | 2025-04-30 | site | 1 | 2 | 0 | 2 | 1.75 | 2 | 1.75 | HITACHI(HE) |  | 1 | 2 | 1 | 3 | Flow 3: Port → MOSB → Site | AGI | HITACHI
1117 | PRL-ZAK-004-O1 | HVDC-ADOPT-HE-0104 | AGI | EQ-073 | 364392 | 1 | Outdoor Covered | Converter AC bus capacitive voltage (DGD) | 274 | 64 | 71 | 1.2451 | 160 | 310 | Stackable x2 | 85352900 | SEK | 114355.1 | MAGLEBY Maersk/Luciana | Sweden | Gothenburg | Khalifa port | 2024-02-29 | 2024-05-04 | [6 empty] | 2024-06-06 | [6 empty] | 2025-04-30 | CASE_LIST | 1 | 1 | site | AGI | 2025-04-30 | site | 1 | 2 | 0 | 2 | 1.75 | 2 | 1.75 | HITACHI(HE) |  | 1 | 2 | 1 | 3 | Flow 3: Port → MOSB → Site | AGI | HITACHI
1102 | PRL-ZAK-005-O1 | HVDC-ADOPT-HE-0103 | AGI | EQ-071 | 364395 | 1 | Outdoor Covered | AC current transformer | 285 | 79 | 88 | 1.9813 | 390 | 550 | Stackable x2 | 85043300 | SEK | 147988.9 | MAGLEBY Maersk/Luciana | Sweden | Gothenburg | Khalifa port | 2024-02-29 | 2024-05-04 |  |  |  |  | 2024-06-05 | [9 empty] | CASE_LIST | 1 |  | warehouse | DSV Outdoor | 2024-06-05 | warehouse | 1 | 1 | -1 | 0 | 2.25 | 2 | 2.25 | HITACHI(HE) |  | 0 | 1 | 1 | 2 | Flow 2: Port → WH → Site | DSV Outdoor | HITACHI
1103 | PRL-ZAK-005-O1 | HVDC-ADOPT-HE-0103 | AGI | EQ-071 | 364396 | 1 | Outdoor Covered | AC current transformer | 285 | 79 | 88 | 1.9813 | 390 | 550 | Stackable x2 | 85043300 | SEK | 147988.9 | MAGLEBY Maersk/Luciana | Sweden | Gothenburg | Khalifa port | 2024-02-29 | 2024-05-04 |  |  |  |  | 2024-06-05 | [9 empty] | CASE_LIST | 1 |  | warehouse | DSV Outdoor | 2024-06-05 | warehouse | 1 | 1 | -1 | 0 | 2.25 | 2 | 2.25 | HITACHI(HE) |  | 0 | 1 | 1 | 2 | Flow 2: Port → WH → Site | DSV Outdoor | HITACHI
1104 | PRL-ZAK-005-O1 | HVDC-ADOPT-HE-0103 | AGI | EQ-071 | 364397 | 1 | Outdoor Covered | AC current transformer | 285 | 79 | 88 | 1.9813 | 390 | 550 | Stackable x2 | 85043300 | SEK | 147988.9 | MAGLEBY Maersk/Luciana | Sweden | Gothenburg | Khalifa port | 2024-02-29 | 2024-05-04 |  |  |  |  | 2024-06-05 | [9 empty] | CASE_LIST | 1 |  | warehouse | DSV Outdoor | 2024-06-05 | warehouse | 1 | 1 | -1 | 0 | 2.25 | 2 | 2.25 | HITACHI(HE) |  | 0 | 1 | 1 | 2 | Flow 2: Port → WH → Site | DSV Outdoor | HITACHI
1105 | PRL-ZAK-005-O1 | HVDC-ADOPT-HE-0103 | AGI | EQ-071 | 364398 | 1 | Outdoor Covered | AC current transformer | 285 | 79 | 88 | 1.9813 | 390 | 550 | Stackable x2 | 85043300 | SEK | 147988.9 | MAGLEBY Maersk/Luciana | Sweden | Gothenburg | Khalifa port | 2024-02-29 | 2024-05-04 |  |  |  |  | 2024-06-05 | [9 empty] | CASE_LIST | 1 |  | warehouse | DSV Outdoor | 2024-06-05 | warehouse | 1 | 1 | -1 | 0 | 2.25 | 2 | 2.25 | HITACHI(HE) |  | 0 | 1 | 1 | 2 | Flow 2: Port → WH → Site | DSV Outdoor | HITACHI
1150 | PRL-CS-003-O | HVDC-ADOPT-HE-0102 | AGI | EQ-078 | 365404 | 1 | Indoor | Transducer Link With Connection Spare | 576 | 45 | 66 | 1.7107 | 30 | 178 | Stackable | 90308900 | SEK | 209262.8 | MSC Luciana | Sweden | Gothenburg | Khalifa port | 2024-03-14 | 2024-05-04 |  | 2025-05-11 | [12 empty] | CASE_LIST | 1 |  | warehouse | DSV Indoor | 2025-05-11 | warehouse | 1 | 1 | -1 | 0 | 2.59 | 1 | 2.59 | HITACHI(HE) |  | 0 | 1 | 1 | 2 | Flow 2: Port → WH → Site | DSV Indoor | HITACHI
1151 | PRL-CS-003-O | HVDC-ADOPT-HE-0102 | AGI | EQ-078 | 365410 | 1 | Indoor | Current Transducer DCOCT HF (AC) Spare | 114 | 59 | 63 | 0.42374 | 54 | 115 | Stackable | 90308900 | SEK | 209262.8 | MSC Luciana | Sweden | Gothenburg | Khalifa port | 2024-03-14 | 2024-05-04 |  | 2025-05-11 | [12 empty] | CASE_LIST | 1 |  | warehouse | DSV Indoor | 2025-05-11 | warehouse | 1 | 1 | -1 | 0 | 0.67 | 1 | 0.67 | HITACHI(HE) |  | 0 | 1 | 1 | 2 | Flow 2: Port → WH → Site | DSV Indoor | HITACHI
1152 | PRL-CS-003-O | HVDC-ADOPT-HE-0102 | AGI | EQ-078 | 365413 | 1 | Indoor | Current Transducer DCOCT HF (DC) Spare | 114 | 59 | 63 | 0.42374 | 54 | 115 | Stackable | 90308900 | SEK | 209262.8 | MSC Luciana | Sweden | Gothenburg | Khalifa port | 2024-03-14 | 2024-05-04 |  | 2025-05-11 | [12 empty] | CASE_LIST | 1 |  | warehouse | DSV Indoor | 2025-05-11 | warehouse | 1 | 1 | -1 | 0 | 0.67 | 1 | 0.67 | HITACHI(HE) |  | 0 | 1 | 1 | 2 | Flow 2: Port → WH → Site | DSV Indoor | HITACHI
1153 | PRL-CS-003-O | HVDC-ADOPT-HE-0102 | AGI | EQ-078 | 365421 | 1 | Indoor | Grading Rings Spare | 151 | 151 | 43 | 0.98044 | 55 | 135 | Stackable | 90308900 | SEK | 209262.8 | MSC Luciana | Sweden | Gothenburg | Khalifa port | 2024-03-14 | 2024-05-04 |  | 2025-05-16 | [12 empty] | CASE_LIST | 1 |  | warehouse | DSV Indoor | 2025-05-16 | warehouse | 1 | 1 | -1 | 0 | 2.28 | 1 | 2.28 | HITACHI(HE) |  | 0 | 1 | 1 | 2 | Flow 2: Port → WH → Site | DSV Indoor | HITACHI
1154 | PRL-CS-003-O | HVDC-ADOPT-HE-0102 | AGI | EQ-078 | 365424 | 1 | Indoor | Grading Rings Spare | 151 | 151 | 43 | 0.98044 | 55 | 135 | Stackable | 90308900 | SEK | 209262.8 | MSC Luciana | Sweden | Gothenburg | Khalifa port | 2024-03-14 | 2024-05-04 |  | 2025-05-16 | [12 empty] | CASE_LIST | 1 |  | warehouse | DSV Indoor | 2025-05-16 | warehouse | 1 | 1 | -1 | 0 | 2.28 | 1 | 2.28 | HITACHI(HE) |  | 0 | 1 | 1 | 2 | Flow 2: Port → WH → Site | DSV Indoor | HITACHI
1155 | PRL-CS-003-O | HVDC-ADOPT-HE-0102 | DAS | EQ-078 | 208456 | 1 | Indoor | Transducer Link With Connection Spare | 576 | 45 | 66 | 1.7107 | 43 | 190 | Stackable | 90308900 | SEK | 209262.8 | MSC Luciana | Sweden | Gothenburg | Khalifa port | 2024-03-14 | 2024-05-04 |  | 2024-05-11 | [10 empty] | 2025-06-07 |  | CASE_LIST | 1 | 1 | site | DAS | 2025-06-07 | site | 1 | 2 | 0 | 2 | 2.59 | 1 | 2.59 | HITACHI(HE) |  | 1 | 2 | 1 | 2 | Flow 2: Port → WH → Site | DAS | HITACHI
1156 | PRL-CS-003-O | HVDC-ADOPT-HE-0102 | DAS | EQ-078 | 208462 | 1 | Indoor | Current Transducer DCOCT HF (AC) Spare | 114 | 59 | 63 | 0.42374 | 54 | 115 | Stackable | 90308900 | SEK | 209262.8 | MSC Luciana | Sweden | Gothenburg | Khalifa port | 2024-03-14 | 2024-05-04 |  | 2024-05-11 |  |  |  |  | 2025-05-20 | [5 empty] | 2025-05-29 |  | CASE_LIST | 1 | 1 | site | DAS | 2025-05-29 | site | 2 | 3 | -1 | 2 | 0.67 | 1 | 0.67 | HITACHI(HE) |  | 1 | 3 | 2 | 4 | Flow 4: Port → WH → MOSB → Site | DAS | HITACHI
1157 | PRL-CS-003-O | HVDC-ADOPT-HE-0102 | DAS | EQ-078 | 208464 | 1 | Indoor | Current Transducer DCOCT HF (DC) Spare | 114 | 59 | 63 | 0.42374 | 54 | 115 | Stackable | 90308900 | SEK | 209262.8 | MSC Luciana | Sweden | Gothenburg | Khalifa port | 2024-03-14 | 2024-05-04 |  | 2024-05-11 |  |  |  |  | 2025-05-20 | [5 empty] | 2025-05-29 |  | CASE_LIST | 1 | 1 | site | DAS | 2025-05-29 | site | 2 | 3 | -1 | 2 | 0.67 | 1 | 0.67 | HITACHI(HE) |  | 1 | 3 | 2 | 4 | Flow 4: Port → WH → MOSB → Site | DAS | HITACHI
1158 | PRL-CS-003-O | HVDC-ADOPT-HE-0102 | DAS | EQ-078 | 208472 | 1 | Indoor | Grading Rings Spare | 151 | 151 | 43 | 0.98044 | 55 | 135 | Stackable | 90308900 | SEK | 209262.8 | MSC Luciana | Sweden | Gothenburg | Khalifa port | 2024-03-14 | 2024-05-04 |  | 2024-05-11 |  |  |  |  | 2025-05-20 | [5 empty] | 2025-05-29 |  | CASE_LIST | 1 | 1 | site | DAS | 2025-05-29 | site | 2 | 3 | -1 | 2 | 2.28 | 1 | 2.28 | HITACHI(HE) |  | 1 | 3 | 2 | 4 | Flow 4: Port → WH → MOSB → Site | DAS | HITACHI
1159 | PRL-CS-003-O | HVDC-ADOPT-HE-0102 | DAS | EQ-078 | 208474 | 1 | Indoor | Grading Rings Spare | 151 | 151 | 43 | 0.98044 | 55 | 135 | Stackable | 90308900 | SEK | 209262.8 | MSC Luciana | Sweden | Gothenburg | Khalifa port | 2024-03-14 | 2024-05-04 |  | 2024-05-11 |  |  |  |  | 2025-05-20 | [5 empty] | 2025-05-29 |  | CASE_LIST | 1 | 1 | site | DAS | 2025-05-29 | site | 2 | 3 | -1 | 2 | 2.28 | 1 | 2.28 | HITACHI(HE) |  | 1 | 3 | 2 | 4 | Flow 4: Port → WH → MOSB → Site | DAS | HITACHI
1160 | PRL-CS-003-O | HVDC-ADOPT-HE-0102 | SHU | EQ-078 | 191062 | 1 | Indoor | Transducer Link With Connection Spare | 576 | 45 | 66 | 1.7107 | 43 | 190 | Stackable | 90308900 | SEK | 209262.8 | MSC Luciana | Sweden | Gothenburg | Khalifa port | 2024-03-14 | 2024-05-04 |  | 2024-05-11 | [9 empty] | 2025-08-12 |  |  | CASE_LIST | 1 | 1 | site | SHU | 2025-08-12 | site | 1 | 2 | 0 | 2 | 2.59 | 1 | 2.59 | HITACHI(HE) |  | 1 | 2 | 1 | 2 | Flow 2: Port → WH → Site | SHU | HITACHI
1161 | PRL-CS-003-O | HVDC-ADOPT-HE-0102 | SHU | EQ-078 | 191068 | 1 | Indoor | Current Transducer DCOCT HF (AC) Spare | 114 | 59 | 63 | 0.42374 | 54 | 115 | Stackable | 90308900 | SEK | 209262.8 | MSC Luciana | Sweden | Gothenburg | Khalifa port | 2024-03-14 | 2024-05-04 |  | 2024-05-11 | [9 empty] | 2024-11-20 |  |  | CASE_LIST | 1 | 1 | site | SHU | 2024-11-20 | site | 1 | 2 | 0 | 2 | 0.67 | 1 | 0.67 | HITACHI(HE) |  | 1 | 2 | 1 | 2 | Flow 2: Port → WH → Site | SHU | HITACHI
1162 | PRL-CS-003-O | HVDC-ADOPT-HE-0102 | SHU | EQ-078 | 191070 | 1 | Indoor | Current Transducer DCOCT HF (DC) Spare | 114 | 59 | 63 | 0.42374 | 54 | 115 | Stackable | 90308900 | SEK | 209262.8 | MSC Luciana | Sweden | Gothenburg | Khalifa port | 2024-03-14 | 2024-05-04 |  | 2024-05-11 | [9 empty] | 2024-11-20 |  |  | CASE_LIST | 1 | 1 | site | SHU | 2024-11-20 | site | 1 | 2 | 0 | 2 | 0.67 | 1 | 0.67 | HITACHI(HE) |  | 1 | 2 | 1 | 2 | Flow 2: Port → WH → Site | SHU | HITACHI
1163 | PRL-CS-003-O | HVDC-ADOPT-HE-0102 | SHU | EQ-078 | 191078 | 1 | Indoor | Grading Rings Spare | 151 | 151 | 43 | 0.98044 | 55 | 135 | Stackable | 90308900 | SEK | 209262.8 | MSC Luciana | Sweden | Gothenburg | Khalifa port | 2024-03-14 | 2024-05-04 |  | 2024-05-11 | [9 empty] | 2024-11-20 |  |  | CASE_LIST | 1 | 1 | site | SHU | 2024-11-20 | site | 1 | 2 | 0 | 2 | 2.28 | 1 | 2.28 | HITACHI(HE) |  | 1 | 2 | 1 | 2 | Flow 2: Port → WH → Site | SHU | HITACHI
1164 | PRL-CS-003-O | HVDC-ADOPT-HE-0102 | SHU | EQ-078 | 191080 | 1 | Indoor | Grading Rings Spare | 151 | 151 | 43 | 0.98044 | 55 | 135 | Stackable | 90308900 | SEK | 209262.8 | MSC Luciana | Sweden | Gothenburg | Khalifa port | 2024-03-14 | 2024-05-04 |  | 2024-05-11 | [9 empty] | 2024-11-20 |  |  | CASE_LIST | 1 | 1 | site | SHU | 2024-11-20 | site | 1 | 2 | 0 | 2 | 2.28 | 1 | 2.28 | HITACHI(HE) |  | 1 | 2 | 1 | 2 | Flow 2: Port → WH → Site | SHU | HITACHI
1165 | PRL-CS-003-O | HVDC-ADOPT-HE-0102 | MIR | EQ-078 | 279983 | 1 | Indoor | Transducer Link With Connection Spare | 576 | 45 | 66 | 1.7107 | 43 | 190 | Stackable | 90308900 | SEK | 209262.8 | MSC Luciana | Sweden | Gothenburg | Khalifa port | 2024-03-14 | 2024-05-04 |  | 2024-05-16 | [8 empty] | 2025-08-08 |  |  |  | CASE_LIST | 1 | 1 | site | MIR | 2025-08-08 | site | 1 | 2 | 0 | 2 | 2.59 | 1 | 2.59 | HITACHI(HE) |  | 1 | 2 | 1 | 2 | Flow 2: Port → WH → Site | MIR | HITACHI
1166 | PRL-CS-003-O | HVDC-ADOPT-HE-0102 | MIR | EQ-078 | 279989 | 1 | Indoor | Current Transducer DCOCT HF (AC) Spare | 114 | 59 | 63 | 0.42374 | 54 | 115 | Stackable | 90308900 | SEK | 209262.8 | MSC Luciana | Sweden | Gothenburg | Khalifa port | 2024-03-14 | 2024-05-04 |  | 2024-05-16 | [8 empty] | 2025-08-08 |  |  |  | CASE_LIST | 1 | 1 | site | MIR | 2025-08-08 | site | 1 | 2 | 0 | 2 | 0.67 | 1 | 0.67 | HITACHI(HE) |  | 1 | 2 | 1 | 2 | Flow 2: Port → WH → Site | MIR | HITACHI
1167 | PRL-CS-003-O | HVDC-ADOPT-HE-0102 | MIR | EQ-078 | 279992 | 1 | Indoor | Current Transducer DCOCT HF (DC) Spare | 114 | 59 | 63 | 0.42374 | 54 | 115 | Stackable | 90308900 | SEK | 209262.8 | MSC Luciana | Sweden | Gothenburg | Khalifa port | 2024-03-14 | 2024-05-04 |  | 2024-05-16 | [8 empty] | 2025-08-08 |  |  |  | CASE_LIST | 1 | 1 | site | MIR | 2025-08-08 | site | 1 | 2 | 0 | 2 | 0.67 | 1 | 0.67 | HITACHI(HE) |  | 1 | 2 | 1 | 2 | Flow 2: Port → WH → Site | MIR | HITACHI
1168 | PRL-CS-003-O | HVDC-ADOPT-HE-0102 | MIR | EQ-078 | 280000 | 1 | Indoor | Grading Rings Spare | 151 | 151 | 43 | 0.98044 | 55 | 135 | Stackable | 90308900 | SEK | 209262.8 | MSC Luciana | Sweden | Gothenburg | Khalifa port | 2024-03-14 | 2024-05-04 |  | 2024-05-16 | [8 empty] | 2025-08-08 |  |  |  | CASE_LIST | 1 | 1 | site | MIR | 2025-08-08 | site | 1 | 2 | 0 | 2 | 2.28 | 1 | 2.28 | HITACHI(HE) |  | 1 | 2 | 1 | 2 | Flow 2: Port → WH → Site | MIR | HITACHI
1169 | PRL-CS-003-O | HVDC-ADOPT-HE-0102 | MIR | EQ-078 | 280003 | 1 | Indoor | Grading Rings Spare | 151 | 151 | 43 | 0.98044 | 55 | 135 | Stackable | 90308900 | SEK | 209262.8 | MSC Luciana | Sweden | Gothenburg | Khalifa port | 2024-03-14 | 2024-05-04 |  | 2024-05-16 | [8 empty] | 2025-08-08 |  |  |  | CASE_LIST | 1 | 1 | site | MIR | 2025-08-08 | site | 1 | 2 | 0 | 2 | 2.28 | 1 | 2.28 | HITACHI(HE) |  | 1 | 2 | 1 | 2 | Flow 2: Port → WH → Site | MIR | HITACHI
1134 | PRL-ZAK-008-O | HVDC-ADOPT-HE-0101 | AGI | EQ-078 | 365403 | 1 | Indoor | Transducer Link With Connection | 576 | 106 | 115 | 7.0214 | 436 | 650 | Stackable | 90308900 | SEK | 418525.6 | MSC Luciana | Sweden | Gothenburg | Khalifa port | 2024-03-14 | 2024-05-04 |  | 2025-05-11 | [12 empty] | CASE_LIST | 1 |  | warehouse | DSV Indoor | 2025-05-11 | warehouse | 1 | 1 | -1 | 0 | 6.11 | 1 | 6.11 | HITACHI(HE) |  | 0 | 1 | 1 | 2 | Flow 2: Port → WH → Site | DSV Indoor | HITACHI
1135 | PRL-ZAK-008-O | HVDC-ADOPT-HE-0101 | AGI | EQ-078 | 365406 | 1 | Indoor | Current Transducer DCOCT HF (AC) | 149 | 114 | 63 | 1.0701 | 177 | 300 | Stackable | 90308900 | SEK | 418525.6 | MSC Luciana | Sweden | Gothenburg | Khalifa port | 2024-03-14 | 2024-05-04 |  | 2025-05-11 | [12 empty] | CASE_LIST | 1 |  | warehouse | DSV Indoor | 2025-05-11 | warehouse | 1 | 1 | -1 | 0 | 1.7 | 1 | 1.7 | HITACHI(HE) |  | 0 | 1 | 1 | 2 | Flow 2: Port → WH → Site | DSV Indoor | HITACHI
1136 | PRL-ZAK-008-O | HVDC-ADOPT-HE-0101 | AGI | EQ-078 | 365407 | 1 | Indoor | Current Transducer DCOCT HF (AC) | 149 | 114 | 63 | 1.0701 | 177 | 300 | Stackable | 90308900 | SEK | 418525.6 | MSC Luciana | Sweden | Gothenburg | Khalifa port | 2024-03-14 | 2024-05-04 |  | 2025-05-11 | [12 empty] | CASE_LIST | 1 |  | warehouse | DSV Indoor | 2025-05-11 | warehouse | 1 | 1 | -1 | 0 | 1.7 | 1 | 1.7 | HITACHI(HE) |  | 0 | 1 | 1 | 2 | Flow 2: Port → WH → Site | DSV Indoor | HITACHI
1137 | PRL-ZAK-008-O | HVDC-ADOPT-HE-0101 | AGI | EQ-078 | 365408 | 1 | Indoor | Current Transducer DCOCT HF (AC) | 149 | 114 | 63 | 1.0701 | 177 | 300 | Stackable | 90308900 | SEK | 418525.6 | MSC Luciana | Sweden | Gothenburg | Khalifa port | 2024-03-14 | 2024-05-04 |  | 2025-05-11 | [12 empty] | CASE_LIST | 1 |  | warehouse | DSV Indoor | 2025-05-11 | warehouse | 1 | 1 | -1 | 0 | 1.7 | 1 | 1.7 | HITACHI(HE) |  | 0 | 1 | 1 | 2 | Flow 2: Port → WH → Site | DSV Indoor | HITACHI
1138 | PRL-ZAK-008-O | HVDC-ADOPT-HE-0101 | AGI | EQ-078 | 365409 | 1 | Indoor | Current Transducer DCOCT HF (AC) | 149 | 114 | 63 | 1.0701 | 177 | 300 | Stackable | 90308900 | SEK | 418525.6 | MSC Luciana | Sweden | Gothenburg | Khalifa port | 2024-03-14 | 2024-05-04 |  | 2025-05-11 | [12 empty] | CASE_LIST | 1 |  | warehouse | DSV Indoor | 2025-05-11 | warehouse | 1 | 1 | -1 | 0 | 1.7 | 1 | 1.7 | HITACHI(HE) |  | 0 | 1 | 1 | 2 | Flow 2: Port → WH → Site | DSV Indoor | HITACHI
1139 | PRL-ZAK-008-O | HVDC-ADOPT-HE-0101 | AGI | EQ-078 | 365411 | 1 | Indoor | Current Transducer DCOCT HF (DC) | 149 | 114 | 63 | 1.0701 | 177 | 300 | Stackable | 90308900 | SEK | 418525.6 | MSC Luciana | Sweden | Gothenburg | Khalifa port | 2024-03-14 | 2024-05-04 |  | 2025-05-11 | [12 empty] | CASE_LIST | 1 |  | warehouse | DSV Indoor | 2025-05-11 | warehouse | 1 | 1 | -1 | 0 | 1.7 | 1 | 1.7 | HITACHI(HE) |  | 0 | 1 | 1 | 2 | Flow 2: Port → WH → Site | DSV Indoor | HITACHI
1140 | PRL-ZAK-008-O | HVDC-ADOPT-HE-0101 | AGI | EQ-078 | 365412 | 1 | Indoor | Current Transducer DCOCT HF (DC) | 149 | 59 | 63 | 0.55383 | 54 | 115 | Stackable | 90308900 | SEK | 418525.6 | MSC Luciana | Sweden | Gothenburg | Khalifa port | 2024-03-14 | 2024-05-04 |  | 2025-05-11 | [12 empty] | CASE_LIST | 1 |  | warehouse | DSV Indoor | 2025-05-11 | warehouse | 1 | 1 | -1 | 0 | 0.88 | 1 | 0.88 | HITACHI(HE) |  | 0 | 1 | 1 | 2 | Flow 2: Port → WH → Site | DSV Indoor | HITACHI
1141 | PRL-ZAK-008-O | HVDC-ADOPT-HE-0101 | AGI | EQ-078 | 365414 | 1 | Indoor | DC OTM + Service Kit | 57 | 37 | 47 | 0.099123 | 8 | 15 | Stackable | 90308900 | SEK | 418525.6 | MSC Luciana | Sweden | Gothenburg | Khalifa port | 2024-03-14 | 2024-05-04 |  | 2025-05-11 | [12 empty] | CASE_LIST | 1 |  | warehouse | DSV Indoor | 2025-05-11 | warehouse | 1 | 1 | -1 | 0 | 0.21 | 1 | 0.21 | HITACHI(HE) |  | 0 | 1 | 1 | 2 | Flow 2: Port → WH → Site | DSV Indoor | HITACHI
1142 | PRL-ZAK-008-O | HVDC-ADOPT-HE-0101 | AGI | EQ-078 | 365415 | 1 | Outdoor Covered | Grading Rings | 151 | 151 | 70 | 1.5961 | 95 | 205 | Stackable | 90308900 | SEK | 418525.6 | MSC Luciana | Sweden | Gothenburg | Khalifa port | 2024-03-14 | 2024-05-04 |  |  |  |  | 2024-05-11 | [9 empty] | CASE_LIST | 1 |  | warehouse | DSV Outdoor | 2024-05-11 | warehouse | 1 | 1 | -1 | 0 | 2.28 | 1 | 2.28 | HITACHI(HE) |  | 0 | 1 | 1 | 2 | Flow 2: Port → WH → Site | DSV Outdoor | HITACHI
1143 | PRL-ZAK-008-O | HVDC-ADOPT-HE-0101 | AGI | EQ-078 | 365416 | 1 | Outdoor Covered | Grading Rings | 151 | 151 | 70 | 1.5961 | 95 | 205 | Stackable | 90308900 | SEK | 418525.6 | MSC Luciana | Sweden | Gothenburg | Khalifa port | 2024-03-14 | 2024-05-04 |  |  |  |  | 2024-05-11 | [9 empty] | CASE_LIST | 1 |  | warehouse | DSV Outdoor | 2024-05-11 | warehouse | 1 | 1 | -1 | 0 | 2.28 | 1 | 2.28 | HITACHI(HE) |  | 0 | 1 | 1 | 2 | Flow 2: Port → WH → Site | DSV Outdoor | HITACHI
1144 | PRL-ZAK-008-O | HVDC-ADOPT-HE-0101 | AGI | EQ-078 | 365417 | 1 | Outdoor Covered | Grading Rings | 151 | 151 | 70 | 1.5961 | 95 | 205 | Stackable | 90308900 | SEK | 418525.6 | MSC Luciana | Sweden | Gothenburg | Khalifa port | 2024-03-14 | 2024-05-04 |  |  |  |  | 2024-05-11 | [9 empty] | CASE_LIST | 1 |  | warehouse | DSV Outdoor | 2024-05-11 | warehouse | 1 | 1 | -1 | 0 | 2.28 | 1 | 2.28 | HITACHI(HE) |  | 0 | 1 | 1 | 2 | Flow 2: Port → WH → Site | DSV Outdoor | HITACHI
1145 | PRL-ZAK-008-O | HVDC-ADOPT-HE-0101 | AGI | EQ-078 | 365418 | 1 | Outdoor Covered | Grading Rings | 151 | 151 | 70 | 1.5961 | 95 | 205 | Stackable | 90308900 | SEK | 418525.6 | MSC Luciana | Sweden | Gothenburg | Khalifa port | 2024-03-14 | 2024-05-04 |  |  |  |  | 2024-05-11 | [9 empty] | CASE_LIST | 1 |  | warehouse | DSV Outdoor | 2024-05-11 | warehouse | 1 | 1 | -1 | 0 | 2.28 | 1 | 2.28 | HITACHI(HE) |  | 0 | 1 | 1 | 2 | Flow 2: Port → WH → Site | DSV Outdoor | HITACHI
1146 | PRL-ZAK-008-O | HVDC-ADOPT-HE-0101 | AGI | EQ-078 | 365419 | 1 | Outdoor Covered | Grading Rings | 151 | 151 | 70 | 1.5961 | 95 | 205 | Stackable | 90308900 | SEK | 418525.6 | MSC Luciana | Sweden | Gothenburg | Khalifa port | 2024-03-14 | 2024-05-04 |  |  |  |  | 2024-05-11 | [9 empty] | CASE_LIST | 1 |  | warehouse | DSV Outdoor | 2024-05-11 | warehouse | 1 | 1 | -1 | 0 | 2.28 | 1 | 2.28 | HITACHI(HE) |  | 0 | 1 | 1 | 2 | Flow 2: Port → WH → Site | DSV Outdoor | HITACHI
1147 | PRL-ZAK-008-O | HVDC-ADOPT-HE-0101 | AGI | EQ-078 | 365420 | 1 | Outdoor Covered | Grading Rings | 151 | 151 | 70 | 1.5961 | 95 | 205 | Stackable | 90308900 | SEK | 418525.6 | MSC Luciana | Sweden | Gothenburg | Khalifa port | 2024-03-14 | 2024-05-04 |  |  |  |  | 2024-05-11 | [9 empty] | CASE_LIST | 1 |  | warehouse | DSV Outdoor | 2024-05-11 | warehouse | 1 | 1 | -1 | 0 | 2.28 | 1 | 2.28 | HITACHI(HE) |  | 0 | 1 | 1 | 2 | Flow 2: Port → WH → Site | DSV Outdoor | HITACHI
1148 | PRL-ZAK-008-O | HVDC-ADOPT-HE-0101 | AGI | EQ-078 | 365422 | 1 | Outdoor Covered | Grading Rings | 151 | 151 | 70 | 1.5961 | 95 | 205 | Stackable | 90308900 | SEK | 418525.6 | MSC Luciana | Sweden | Gothenburg | Khalifa port | 2024-03-14 | 2024-05-04 |  |  |  |  | 2024-05-11 | [9 empty] | CASE_LIST | 1 |  | warehouse | DSV Outdoor | 2024-05-11 | warehouse | 1 | 1 | -1 | 0 | 2.28 | 1 | 2.28 | HITACHI(HE) |  | 0 | 1 | 1 | 2 | Flow 2: Port → WH → Site | DSV Outdoor | HITACHI
1149 | PRL-ZAK-008-O | HVDC-ADOPT-HE-0101 | AGI | EQ-078 | 365423 | 1 | Outdoor Covered | Grading Rings | 151 | 151 | 70 | 1.5961 | 95 | 205 | Stackable | 90308900 | SEK | 418525.6 | MSC Luciana | Sweden | Gothenburg | Khalifa port | 2024-03-14 | 2024-05-04 |  |  |  |  | 2024-05-11 | [9 empty] | CASE_LIST | 1 |  | warehouse | DSV Outdoor | 2024-05-11 | warehouse | 1 | 1 | -1 | 0 | 2.28 | 1 | 2.28 | HITACHI(HE) |  | 0 | 1 | 1 | 2 | Flow 2: Port → WH → Site | DSV Outdoor | HITACHI
1433 | PRL-SHU-014-O2 Spare | HVDC-ADOPT-HE-0100 | SHU | EQ-036 | 191095 | 1 | Indoor | Spare DC Cable Discharge Resistor | 570 | 175 | 195 | 19.4513 | 620 | 1340 | Stackability x1 | 85332900 | SEK | 206943.8 | MSC Marie | Sweden | Antwerpen | Khalifa port | 2024-04-30 | 2024-06-07 |  |  | 2024-06-14 | [8 empty] | 2025-07-08 |  |  | CASE_LIST | 1 | 1 | site | SHU | 2025-07-08 | site | 1 | 2 | 0 | 2 | 9.97 | 1 | 9.97 | HITACHI(HE) |  | 1 | 2 | 1 | 2 | Flow 2: Port → WH → Site | SHU | HITACHI
1434 | PRL-SHU-014-O2 Spare | HVDC-ADOPT-HE-0100 | SHU | EQ-036 | 191096 | 1 | Indoor | Spare Composite insulator | 130 | 30 | 45 | 0.1755 | 9 | 35 | Stackability x1 | 85332900 | SEK | 206943.8 | MSC Marie | Sweden | Antwerpen | Khalifa port | 2024-04-30 | 2024-06-07 |  |  | 2024-06-14 | [8 empty] | 2025-07-01 |  |  | CASE_LIST | 1 | 1 | site | SHU | 2025-07-01 | site | 1 | 2 | 0 | 2 | 0.39 | 1 | 0.39 | HITACHI(HE) |  | 1 | 2 | 1 | 2 | Flow 2: Port → WH → Site | SHU | HITACHI
1431 | PRL-SHU-014-O1 | HVDC-ADOPT-HE-0099 | SHU | EQ-036 | 191093 | 1 | Indoor | DC Cable Discharge Resistor | 570 | 175 | 195 | 19.4513 | 660 | 1380 | Stackability x1 | 85332900 | SEK | 423023.4 | MSC Marie | Sweden | Antwerpen | Khalifa port | 2024-04-30 | 2024-06-07 |  |  | 2024-06-14 | [8 empty] | 2025-07-08 |  |  | CASE_LIST | 1 | 1 | site | SHU | 2025-07-08 | site | 1 | 2 | 0 | 2 | 9.97 | 1 | 9.97 | HITACHI(HE) |  | 1 | 2 | 1 | 2 | Flow 2: Port → WH → Site | SHU | HITACHI
1432 | PRL-SHU-014-O1 | HVDC-ADOPT-HE-0099 | SHU | EQ-036 | 191094 | 1 | Indoor | DC Cable Discharge Resistor | 570 | 175 | 195 | 19.4513 | 660 | 1380 | Stackability x1 | 85332900 | SEK | 423023.4 | MSC Marie | Sweden | Antwerpen | Khalifa port | 2024-04-30 | 2024-06-07 |  |  | 2024-06-14 | [8 empty] | 2025-07-08 |  |  | CASE_LIST | 1 | 1 | site | SHU | 2025-07-08 | site | 1 | 2 | 0 | 2 | 9.97 | 1 | 9.97 | HITACHI(HE) |  | 1 | 2 | 1 | 2 | Flow 2: Port → WH → Site | SHU | HITACHI
1405 | PRL-MIR-009-O2 Spare | HVDC-ADOPT-HE-0098 | MIR | EQ-029 | 280073 | 1 | Outdoor Covered | SPARE Single- phase Current Limiting Rector | 123 | 123 | 177 | 2.6778 | 370 | 485 | Not Stackable | 85045090 | EUR | 9152.09 | MSC Luciana | Sweden | Gothenburg | Khalifa port | 2024-03-27 | 2024-05-04 | [10 empty] | 2024-06-12 |  |  |  | CASE_LIST |  | 1 | site | MIR | 2024-06-12 | site | 0 | 1 | 1 | 2 | 1.51 | 0 | 1.51 | HITACHI(HE) |  | 1 | 1 | 0 | 1 | Flow 1: Port → Site | MIR | HITACHI
1406 | PRL-MIR-009-O2 Spare | HVDC-ADOPT-HE-0098 | MIR | EQ-029 | 280075 | 1 | Outdoor Covered | SPARE Support Insulator | 35 | 35 | 92 | 0.1127 | 17 | 32 | Not Stackable | 85045090 | EUR | 430.68 | MSC Luciana | Sweden | Gothenburg | Khalifa port | 2024-03-27 | 2024-05-04 | [10 empty] | 2024-06-12 |  |  |  | CASE_LIST |  | 1 | site | MIR | 2024-06-12 | site | 0 | 1 | 1 | 2 | 0.12 | 0 | 0.12 | HITACHI(HE) |  | 1 | 1 | 0 | 1 | Flow 1: Port → Site | MIR | HITACHI
1402 | PRL-MIR-009-O1 | HVDC-ADOPT-HE-0097 | MIR | EQ-029 | 280071 | 1 | Outdoor Covered | Single- phase Current Limiting Rector | 233 | 218 | 177 | 8.9905 | 388 | 648 | Not Stackable | 85045090 | EUR | 19811.59 | MSC Luciana | Sweden | Gothenburg | Khalifa port | 2024-03-27 | 2024-05-04 | [10 empty] | 2024-06-12 |  |  |  | CASE_LIST |  | 1 | site | MIR | 2024-06-12 | site | 0 | 1 | 1 | 2 | 5.08 | 0 | 5.08 | HITACHI(HE) |  | 1 | 1 | 0 | 1 | Flow 1: Port → Site | MIR | HITACHI
1403 | PRL-MIR-009-O1 | HVDC-ADOPT-HE-0097 | MIR | EQ-029 | 280072 | 1 | Outdoor Covered | Single- phase Current Limiting Rector | 233 | 218 | 177 | 8.9905 | 388 | 648 | Not Stackable | 85045090 | EUR | 19811.59 | MSC Luciana | Sweden | Gothenburg | Khalifa port | 2024-03-27 | 2024-05-04 | [10 empty] | 2024-06-12 |  |  |  | CASE_LIST |  | 1 | site | MIR | 2024-06-12 | site | 0 | 1 | 1 | 2 | 5.08 | 0 | 5.08 | HITACHI(HE) |  | 1 | 1 | 0 | 1 | Flow 1: Port → Site | MIR | HITACHI
1404 | PRL-MIR-009-O1 | HVDC-ADOPT-HE-0097 | MIR | EQ-029 | 280074 | 1 | Outdoor Covered | Insulator | 82 | 78 | 92 | 0.58843 | 278 | 328 | Not Stackable | 85045090 | EUR | 19811.59 | MSC Luciana | Sweden | Gothenburg | Khalifa port | 2024-03-27 | 2024-05-04 | [10 empty] | 2024-06-12 |  |  |  | CASE_LIST |  | 1 | site | MIR | 2024-06-12 | site | 0 | 1 | 1 | 2 | 0.64 | 0 | 0.64 | HITACHI(HE) |  | 1 | 1 | 0 | 1 | Flow 1: Port → Site | MIR | HITACHI
1400 | PRL-SHU-009-O2 Spare | HVDC-ADOPT-HE-0096 | SHU | EQ-029 | 191099 | 1 | Outdoor Covered | Spare Single-phase Current Limiting Reactor | 133 | 133 | 172 | 3.0425 | 290 | 415 | Not stackable | 85045090 | EUR | 7966.43 | MSC Luciana | Sweden | Gothenburg | Khalifa port | 2024-03-27 | 2024-05-04 | [11 empty] | 2024-06-15 |  |  | CASE_LIST |  | 1 | site | SHU | 2024-06-15 | site | 0 | 1 | 1 | 2 | 1.77 | 0 | 1.77 | HITACHI(HE) |  | 1 | 1 | 0 | 1 | Flow 1: Port → Site | SHU | HITACHI
1401 | PRL-SHU-009-O2 Spare | HVDC-ADOPT-HE-0096 | SHU | EQ-029 | 191101 | 1 | Outdoor Covered | Spare Support Insulator | 35 | 35 | 92 | 0.1127 | 17 | 32 | Not stackable | 85045090 | EUR | 430.59 | MSC Luciana | Sweden | Gothenburg | Khalifa port | 2024-03-27 | 2024-05-04 | [11 empty] | 2024-06-15 |  |  | CASE_LIST |  | 1 | site | SHU | 2024-06-15 | site | 0 | 1 | 1 | 2 | 0.12 | 0 | 0.12 | HITACHI(HE) |  | 1 | 1 | 0 | 1 | Flow 1: Port → Site | SHU | HITACHI
1397 | PRL-SHU-009-O1 | HVDC-ADOPT-HE-0095 | SHU | EQ-029 | 191097 | 1 | Outdoor Covered | Single-phase Current Limiting Reactor | 230 | 230 | 170 | 8.993 | 1110 | 1505 | Not stackable | 85045090 | EUR | 14123.42 | MSC Luciana | Sweden | Gothenburg | Khalifa port | 2024-03-27 | 2024-05-04 | [11 empty] | 2024-06-15 |  |  | CASE_LIST |  | 1 | site | SHU | 2024-06-15 | site | 0 | 1 | 1 | 2 | 5.29 | 0 | 5.29 | HITACHI(HE) |  | 1 | 1 | 0 | 1 | Flow 1: Port → Site | SHU | HITACHI
1398 | PRL-SHU-009-O1 | HVDC-ADOPT-HE-0095 | SHU | EQ-029 | 191098 | 1 | Outdoor Covered | Single-phase Current Limiting Reactor | 230 | 230 | 170 | 8.993 | 1110 | 1505 | Not stackable | 85045090 | EUR | 14123.42 | MSC Luciana | Sweden | Gothenburg | Khalifa port | 2024-03-27 | 2024-05-04 | [11 empty] | 2024-06-15 |  |  | CASE_LIST |  | 1 | site | SHU | 2024-06-15 | site | 0 | 1 | 1 | 2 | 5.29 | 0 | 5.29 | HITACHI(HE) |  | 1 | 1 | 0 | 1 | Flow 1: Port → Site | SHU | HITACHI
1399 | PRL-SHU-009-O1 | HVDC-ADOPT-HE-0095 | SHU | EQ-029 | 191100 | 1 | Outdoor Covered | Insulator | 82 | 78 | 92 | 0.58843 | 278 | 328 | Not stackable | 85045090 | EUR | 14123.42 | MSC Luciana | Sweden | Gothenburg | Khalifa port | 2024-03-27 | 2024-05-04 | [11 empty] | 2024-06-15 |  |  | CASE_LIST |  | 1 | site | SHU | 2024-06-15 | site | 0 | 1 | 1 | 2 | 0.64 | 0 | 0.64 | HITACHI(HE) |  | 1 | 1 | 0 | 1 | Flow 1: Port → Site | SHU | HITACHI
1393 | PRL-CS-006-O2 Spare | HVDC-ADOPT-HE-0094 | DAS | EQ-029 | 208497 | 1 | Outdoor Covered | SPARE Single-phase Current Limiting Reactor | 133 | 133 | 167 | 2.9541 | 170 | 295 | Not stackable | 85045090 | EUR | 2960.74 | MSC Luciana | Sweden | Gothenburg | Khalifa port | 2024-03-27 | 2024-05-04 |  |  |  |  | 2024-05-10 |  | 2025-06-18 | [5 empty] | 2025-06-24 |  | CASE_LIST | 1 | 1 | site | DAS | 2025-06-24 | site | 2 | 3 | -1 | 2 | 1.77 | 0 | 1.77 | HITACHI(HE) |  | 1 | 3 | 2 | 4 | Flow 4: Port → WH → MOSB → Site | DAS | HITACHI
1394 | PRL-CS-006-O2 Spare | HVDC-ADOPT-HE-0094 | DAS | EQ-029 | 208499 | 1 | Outdoor Covered | SPARE Support Insulator | 35 | 35 | 92 | 0.1127 | 17 | 32 | Not stackable | 85045090 | EUR | 2960.74 | MSC Luciana | Sweden | Gothenburg | Khalifa port | 2024-03-27 | 2024-05-04 |  |  |  |  | 2024-05-10 | [7 empty] | 2025-04-21 |  | CASE_LIST | 1 | 1 | site | DAS | 2025-04-21 | site | 1 | 2 | 0 | 2 | 0.12 | 0 | 0.12 | HITACHI(HE) |  | 1 | 2 | 1 | 2 | Flow 2: Port → WH → Site | DAS | HITACHI
1395 | PRL-CS-006-O2 Spare | HVDC-ADOPT-HE-0094 | AGI | EQ-029 | 365504 | 1 | Outdoor Covered | SPARE Single-phase Current Limiting Reactor | 123 | 123 | 182 | 2.753 | 410 | 530 | Not stackable | 85045090 | EUR | 9905.79 | MSC Luciana | Sweden | Gothenburg | Khalifa port | 2024-03-27 | 2024-05-04 |  |  |  |  | 2024-05-10 | [9 empty] | CASE_LIST | 1 |  | warehouse | DSV Outdoor | 2024-05-10 | warehouse | 1 | 1 | -1 | 0 | 1.51 | 0 | 1.51 | HITACHI(HE) |  | 0 | 1 | 1 | 2 | Flow 2: Port → WH → Site | DSV Outdoor | HITACHI
1396 | PRL-CS-006-O2 Spare | HVDC-ADOPT-HE-0094 | AGI | EQ-029 | 365507 | 1 | Outdoor Covered | SPARE Support Insulator | 35 | 35 | 92 | 0.113 | 17 | 32 | Not stackable | 85045090 | EUR | 430.67 | MSC Luciana | Sweden | Gothenburg | Khalifa port | 2024-03-27 | 2024-05-04 |  |  |  |  | 2024-05-10 | [9 empty] | CASE_LIST | 1 |  | warehouse | DSV Outdoor | 2024-05-10 | warehouse | 1 | 1 | -1 | 0 | 0.12 | 0 | 0.12 | HITACHI(HE) |  | 0 | 1 | 1 | 2 | Flow 2: Port → WH → Site | DSV Outdoor | HITACHI
1376 | PRL-CS-006-O1 | HVDC-ADOPT-HE-0093 | DAS | EQ-029 | 208490 | 1 | Outdoor Covered | Single-phase Current Limiting Reactor | 133 | 133 | 142 | 2.5118 | 240 | 350 | Not stackable | 85045090 | EUR | 5745.71 | MSC Luciana | Sweden | Gothenburg | Khalifa port | 2024-03-27 | 2024-05-04 |  |  |  |  | 2024-05-10 |  | 2025-06-18 | [5 empty] | 2025-06-24 |  | CASE_LIST | 1 | 1 | site | DAS | 2025-06-24 | site | 2 | 3 | -1 | 2 | 1.77 | 0 | 1.77 | HITACHI(HE) |  | 1 | 3 | 2 | 4 | Flow 4: Port → WH → MOSB → Site | DAS | HITACHI
1377 | PRL-CS-006-O1 | HVDC-ADOPT-HE-0093 | DAS | EQ-029 | 208491 | 1 | Outdoor Covered | Single-phase Current Limiting Reactor | 133 | 133 | 142 | 2.5118 | 240 | 350 | Not stackable | 85045090 | EUR | 5745.71 | MSC Luciana | Sweden | Gothenburg | Khalifa port | 2024-03-27 | 2024-05-04 |  |  |  |  | 2024-05-10 |  | 2025-06-18 | [5 empty] | 2025-06-24 |  | CASE_LIST | 1 | 1 | site | DAS | 2025-06-24 | site | 2 | 3 | -1 | 2 | 1.77 | 0 | 1.77 | HITACHI(HE) |  | 1 | 3 | 2 | 4 | Flow 4: Port → WH → MOSB → Site | DAS | HITACHI
1378 | PRL-CS-006-O1 | HVDC-ADOPT-HE-0093 | DAS | EQ-029 | 208492 | 1 | Outdoor Covered | Single-phase Current Limiting Reactor | 133 | 133 | 142 | 2.5118 | 240 | 350 | Not stackable | 85045090 | EUR | 5745.71 | MSC Luciana | Sweden | Gothenburg | Khalifa port | 2024-03-27 | 2024-05-04 |  |  |  |  | 2024-05-10 |  | 2025-06-18 | [5 empty] | 2025-06-24 |  | CASE_LIST | 1 | 1 | site | DAS | 2025-06-24 | site | 2 | 3 | -1 | 2 | 1.77 | 0 | 1.77 | HITACHI(HE) |  | 1 | 3 | 2 | 4 | Flow 4: Port → WH → MOSB → Site | DAS | HITACHI
1379 | PRL-CS-006-O1 | HVDC-ADOPT-HE-0093 | DAS | EQ-029 | 208493 | 1 | Outdoor Covered | Single-phase Current Limiting Reactor | 133 | 133 | 142 | 2.5118 | 240 | 350 | Not stackable | 85045090 | EUR | 5745.71 | MSC Luciana | Sweden | Gothenburg | Khalifa port | 2024-03-27 | 2024-05-04 |  |  |  |  | 2024-05-10 |  | 2025-06-18 | [5 empty] | 2025-06-24 |  | CASE_LIST | 1 | 1 | site | DAS | 2025-06-24 | site | 2 | 3 | -1 | 2 | 1.77 | 0 | 1.77 | HITACHI(HE) |  | 1 | 3 | 2 | 4 | Flow 4: Port → WH → MOSB → Site | DAS | HITACHI
1380 | PRL-CS-006-O1 | HVDC-ADOPT-HE-0093 | DAS | EQ-029 | 208494 | 1 | Outdoor Covered | Single-phase Current Limiting Reactor | 133 | 133 | 142 | 2.5118 | 240 | 350 | Not stackable | 85045090 | EUR | 5745.71 | MSC Luciana | Sweden | Gothenburg | Khalifa port | 2024-03-27 | 2024-05-04 |  |  |  |  | 2024-05-10 |  | 2025-06-18 | [5 empty] | 2025-06-24 |  | CASE_LIST | 1 | 1 | site | DAS | 2025-06-24 | site | 2 | 3 | -1 | 2 | 1.77 | 0 | 1.77 | HITACHI(HE) |  | 1 | 3 | 2 | 4 | Flow 4: Port → WH → MOSB → Site | DAS | HITACHI
1381 | PRL-CS-006-O1 | HVDC-ADOPT-HE-0093 | DAS | EQ-029 | 208495 | 1 | Outdoor Covered | Single-phase Current Limiting Reactor | 133 | 133 | 142 | 2.5118 | 240 | 350 | Not stackable | 85045090 | EUR | 5745.71 | MSC Luciana | Sweden | Gothenburg | Khalifa port | 2024-03-27 | 2024-05-04 |  |  |  |  | 2024-05-10 |  | 2025-06-18 | [5 empty] | 2025-06-24 |  | CASE_LIST | 1 | 1 | site | DAS | 2025-06-24 | site | 2 | 3 | -1 | 2 | 1.77 | 0 | 1.77 | HITACHI(HE) |  | 1 | 3 | 2 | 4 | Flow 4: Port → WH → MOSB → Site | DAS | HITACHI
1382 | PRL-CS-006-O1 | HVDC-ADOPT-HE-0093 | DAS | EQ-029 | 208496 | 1 | Outdoor Covered | Single-phase Current Limiting Reactor | 133 | 133 | 142 | 2.5118 | 240 | 350 | Not stackable | 85045090 | EUR | 5745.71 | MSC Luciana | Sweden | Gothenburg | Khalifa port | 2024-03-27 | 2024-05-04 |  |  |  |  | 2024-05-10 |  | 2025-06-18 | [5 empty] | 2025-06-24 |  | CASE_LIST | 1 | 1 | site | DAS | 2025-06-24 | site | 2 | 3 | -1 | 2 | 1.77 | 0 | 1.77 | HITACHI(HE) |  | 1 | 3 | 2 | 4 | Flow 4: Port → WH → MOSB → Site | DAS | HITACHI
1383 | PRL-CS-006-O1 | HVDC-ADOPT-HE-0093 | DAS | EQ-029 | 208498 | 1 | Outdoor Covered | Insulator | 82 | 78 | 92 | 0.58843 | 278 | 328 | Not stackable | 85045090 | EUR | 5745.71 | MSC Luciana | Sweden | Gothenburg | Khalifa port | 2024-03-27 | 2024-05-04 |  |  |  |  | 2024-05-10 | [7 empty] | 2025-04-21 |  | CASE_LIST | 1 | 1 | site | DAS | 2025-04-21 | site | 1 | 2 | 0 | 2 | 0.64 | 0 | 0.64 | HITACHI(HE) |  | 1 | 2 | 1 | 2 | Flow 2: Port → WH → Site | DAS | HITACHI
1384 | PRL-CS-006-O1 | HVDC-ADOPT-HE-0093 | AGI | EQ-029 | 365497 | 1 | Outdoor Covered | Single-phase Current Limiting Reactor | 133 | 133 | 182 | 3.2194 | 428 | 558 | Not stackable | 85045090 | EUR | 8248.84 | MSC Luciana | Sweden | Gothenburg | Khalifa port | 2024-03-27 | 2024-05-04 |  |  |  |  | 2024-05-10 | [9 empty] | CASE_LIST | 1 |  | warehouse | DSV Outdoor | 2024-05-10 | warehouse | 1 | 1 | -1 | 0 | 1.77 | 0 | 1.77 | HITACHI(HE) |  | 0 | 1 | 1 | 2 | Flow 2: Port → WH → Site | DSV Outdoor | HITACHI
1385 | PRL-CS-006-O1 | HVDC-ADOPT-HE-0093 | AGI | EQ-029 | 365498 | 1 | Outdoor Covered | Single-phase Current Limiting Reactor | 133 | 133 | 182 | 3.2194 | 428 | 558 | Not stackable | 85045090 | EUR | 8248.84 | MSC Luciana | Sweden | Gothenburg | Khalifa port | 2024-03-27 | 2024-05-04 |  |  |  |  | 2024-05-10 | [9 empty] | CASE_LIST | 1 |  | warehouse | DSV Outdoor | 2024-05-10 | warehouse | 1 | 1 | -1 | 0 | 1.77 | 0 | 1.77 | HITACHI(HE) |  | 0 | 1 | 1 | 2 | Flow 2: Port → WH → Site | DSV Outdoor | HITACHI
1386 | PRL-CS-006-O1 | HVDC-ADOPT-HE-0093 | AGI | EQ-029 | 365499 | 1 | Outdoor Covered | Single-phase Current Limiting Reactor | 133 | 133 | 182 | 3.2194 | 428 | 558 | Not stackable | 85045090 | EUR | 8248.84 | MSC Luciana | Sweden | Gothenburg | Khalifa port | 2024-03-27 | 2024-05-04 |  |  |  |  | 2024-05-10 | [9 empty] | CASE_LIST | 1 |  | warehouse | DSV Outdoor | 2024-05-10 | warehouse | 1 | 1 | -1 | 0 | 1.77 | 0 | 1.77 | HITACHI(HE) |  | 0 | 1 | 1 | 2 | Flow 2: Port → WH → Site | DSV Outdoor | HITACHI
1387 | PRL-CS-006-O1 | HVDC-ADOPT-HE-0093 | AGI | EQ-029 | 365500 | 1 | Outdoor Covered | Single-phase Current Limiting Reactor | 133 | 133 | 182 | 3.2194 | 428 | 558 | Not stackable | 85045090 | EUR | 8248.84 | MSC Luciana | Sweden | Gothenburg | Khalifa port | 2024-03-27 | 2024-05-04 |  |  |  |  | 2024-05-10 | [9 empty] | CASE_LIST | 1 |  | warehouse | DSV Outdoor | 2024-05-10 | warehouse | 1 | 1 | -1 | 0 | 1.77 | 0 | 1.77 | HITACHI(HE) |  | 0 | 1 | 1 | 2 | Flow 2: Port → WH → Site | DSV Outdoor | HITACHI
1388 | PRL-CS-006-O1 | HVDC-ADOPT-HE-0093 | AGI | EQ-029 | 365501 | 1 | Outdoor Covered | Single-phase Current Limiting Reactor | 133 | 133 | 182 | 3.2194 | 428 | 558 | Not stackable | 85045090 | EUR | 8248.84 | MSC Luciana | Sweden | Gothenburg | Khalifa port | 2024-03-27 | 2024-05-04 |  |  |  |  | 2024-05-10 | [9 empty] | CASE_LIST | 1 |  | warehouse | DSV Outdoor | 2024-05-10 | warehouse | 1 | 1 | -1 | 0 | 1.77 | 0 | 1.77 | HITACHI(HE) |  | 0 | 1 | 1 | 2 | Flow 2: Port → WH → Site | DSV Outdoor | HITACHI
1389 | PRL-CS-006-O1 | HVDC-ADOPT-HE-0093 | AGI | EQ-029 | 365502 | 1 | Outdoor Covered | Single-phase Current Limiting Reactor | 133 | 133 | 182 | 3.2194 | 428 | 558 | Not stackable | 85045090 | EUR | 8248.84 | MSC Luciana | Sweden | Gothenburg | Khalifa port | 2024-03-27 | 2024-05-04 |  |  |  |  | 2024-05-10 | [9 empty] | CASE_LIST | 1 |  | warehouse | DSV Outdoor | 2024-05-10 | warehouse | 1 | 1 | -1 | 0 | 1.77 | 0 | 1.77 | HITACHI(HE) |  | 0 | 1 | 1 | 2 | Flow 2: Port → WH → Site | DSV Outdoor | HITACHI
1390 | PRL-CS-006-O1 | HVDC-ADOPT-HE-0093 | AGI | EQ-029 | 365503 | 1 | Outdoor Covered | Single-phase Current Limiting Reactor | 133 | 133 | 182 | 3.2194 | 428 | 558 | Not stackable | 85045090 | EUR | 8248.84 | MSC Luciana | Sweden | Gothenburg | Khalifa port | 2024-03-27 | 2024-05-04 |  |  |  |  | 2024-05-10 | [9 empty] | CASE_LIST | 1 |  | warehouse | DSV Outdoor | 2024-05-10 | warehouse | 1 | 1 | -1 | 0 | 1.77 | 0 | 1.77 | HITACHI(HE) |  | 0 | 1 | 1 | 2 | Flow 2: Port → WH → Site | DSV Outdoor | HITACHI
1391 | PRL-CS-006-O1 | HVDC-ADOPT-HE-0093 | AGI | EQ-029 | 365505 | 1 | Outdoor Covered | Insulator | 82 | 78 | 92 | 0.58843 | 278 | 328 | Not stackable | 85045090 | EUR | 8248.84 | MSC Luciana | Sweden | Gothenburg | Khalifa port | 2024-03-27 | 2024-05-04 |  |  |  |  | 2024-05-10 | [9 empty] | CASE_LIST | 1 |  | warehouse | DSV Outdoor | 2024-05-10 | warehouse | 1 | 1 | -1 | 0 | 0.64 | 0 | 0.64 | HITACHI(HE) |  | 0 | 1 | 1 | 2 | Flow 2: Port → WH → Site | DSV Outdoor | HITACHI
1392 | PRL-CS-006-O1 | HVDC-ADOPT-HE-0093 | AGI | EQ-029 | 365506 | 1 | Outdoor Covered | Insulator | 82 | 78 | 92 | 0.58843 | 244 | 294 | Not stackable | 85045090 | EUR | 8248.84 | MSC Luciana | Sweden | Gothenburg | Khalifa port | 2024-03-27 | 2024-05-04 |  |  |  |  | 2024-05-10 | [9 empty] | CASE_LIST | 1 |  | warehouse | DSV Outdoor | 2024-05-10 | warehouse | 1 | 1 | -1 | 0 | 0.64 | 0 | 0.64 | HITACHI(HE) |  | 0 | 1 | 1 | 2 | Flow 2: Port → WH → Site | DSV Outdoor | HITACHI
1101 | PRL-ZAK-005-O3 Spare | HVDC-ADOPT-HE-0092 | AGI | EQ-071 | 364401 | 1 | Outdoor Covered | Spare AC current transformer | 285 | 79 | 88 | 1.9813 | 560 | 750 | Stackable x2 | 85043300 | SEK | 147933.5 | MAGLEBY Maersk | Sweden | Gothenburg | Khalifa port | 2024-02-29 | 2024-04-15 |  |  |  |  | 2024-04-20 | [9 empty] | CASE_LIST | 1 |  | warehouse | DSV Outdoor | 2024-04-20 | warehouse | 1 | 1 | -1 | 0 | 2.25 | 2 | 2.25 | HITACHI(HE) |  | 0 | 1 | 1 | 2 | Flow 2: Port → WH → Site | DSV Outdoor | HITACHI
1100 | PRL-DAS-007-O2 Spare | HVDC-ADOPT-HE-0091 | DAS | EQ-071 | 208180 | 1 | Outdoor Covered | Spare AC current transformer | 285 | 79 | 88 | 1.9813 | 410 | 570 | Stackable x2 | 85043300 | SEK | 154715.7 | MAGLEBY Maersk | Sweden | Gothenburg | Khalifa port | 2024-02-29 | 2024-04-15 |  |  |  |  | 2024-04-20 |  | 2024-05-20 |  |  | 2024-05-20 |  |  | 2024-11-26 |  | CASE_LIST | 1 | 1 | site | DAS | 2024-11-26 | site | 2 | 3 | -1 | 2 | 2.25 | 2 | 2.25 | HITACHI(HE) |  | 1 | 3 | 2 | 4 | Flow 4: Port → WH → MOSB → Site | DAS | HITACHI
1098 | PRL-ZAK-005-O2 | HVDC-ADOPT-HE-0090 | AGI | EQ-071 | 364399 | 1 | Outdoor Covered | AC current transformer | 285 | 79 | 88 | 1.9813 | 390 | 550 | Stackable x2 | 85043300 | SEK | 147988.9 | MAGLEBY Maersk | Sweden | Gothenburg | Khalifa port | 2024-02-29 | 2024-04-15 |  |  |  |  | 2024-04-20 | [9 empty] | CASE_LIST | 1 |  | warehouse | DSV Outdoor | 2024-04-20 | warehouse | 1 | 1 | -1 | 0 | 2.25 | 2 | 2.25 | HITACHI(HE) |  | 0 | 1 | 1 | 2 | Flow 2: Port → WH → Site | DSV Outdoor | HITACHI
1099 | PRL-ZAK-005-O2 | HVDC-ADOPT-HE-0090 | AGI | EQ-071 | 364400 | 1 | Outdoor Covered | AC current transformer | 285 | 79 | 88 | 1.9813 | 390 | 550 | Stackable x2 | 85043300 | SEK | 147988.9 | MAGLEBY Maersk | Sweden | Gothenburg | Khalifa port | 2024-02-29 | 2024-04-15 |  |  |  |  | 2024-04-20 | [9 empty] | CASE_LIST | 1 |  | warehouse | DSV Outdoor | 2024-04-20 | warehouse | 1 | 1 | -1 | 0 | 2.25 | 2 | 2.25 | HITACHI(HE) |  | 0 | 1 | 1 | 2 | Flow 2: Port → WH → Site | DSV Outdoor | HITACHI
1088 | PRL-DAS-008-O2 | HVDC-ADOPT-HE-0089 | DAS | EQ-002 | 208001 | 1 | Indoor | Transformer Accessories 8721330 (DGD) | 40 | 30 | 40 | 0.048 | 10 | 12 | Stackable 600kg/m2 | 85042300 | SEK | 584831.2 | BBC Sebastopol | Brazil | Itaguai | Mina Zayed | 2024-02-20 | 2024-04-20 | [6 empty] | 2024-04-26 | [5 empty] | 2025-07-11 |  | CASE_LIST | 1 | 1 | site | DAS | 2025-07-11 | site | 1 | 2 | 0 | 2 | 0.12 | 1 | 0.12 | HITACHI(HE) |  | 1 | 2 | 1 | 3 | Flow 3: Port → MOSB → Site | DAS | HITACHI
1089 | PRL-DAS-008-O2 | HVDC-ADOPT-HE-0089 | DAS | EQ-002 | 208013 | 1 | Indoor | Transformer Accessories 8721330 | 402 | 203 | 255 | 20.8095 | 1600 | 2000 | Stackable 600kg/m2 | 85042300 | SEK | 584831.2 | BBC Sebastopol | Brazil | Itaguai | Mina Zayed | 2024-02-20 | 2024-04-20 |  | 2024-04-26 | [10 empty] | 2025-07-08 |  | CASE_LIST | 1 | 1 | site | DAS | 2025-07-08 | site | 1 | 2 | 0 | 2 | 8.16 | 1 | 8.16 | HITACHI(HE) |  | 1 | 2 | 1 | 2 | Flow 2: Port → WH → Site | DAS | HITACHI
1090 | PRL-DAS-008-O2 | HVDC-ADOPT-HE-0089 | DAS | EQ-002 | 208028 | 1 | Indoor | Transformer Accessories 8721331 (DGD) | 40 | 30 | 40 | 0.048 | 10 | 12 | Stackable 600kg/m2 | 85042300 | SEK | 611414.4 | BBC Sebastopol | Brazil | Itaguai | Mina Zayed | 2024-02-20 | 2024-04-20 | [6 empty] | 2024-04-26 | [5 empty] | 2025-07-11 |  | CASE_LIST | 1 | 1 | site | DAS | 2025-07-11 | site | 1 | 2 | 0 | 2 | 0.12 | 1 | 0.12 | HITACHI(HE) |  | 1 | 2 | 1 | 3 | Flow 3: Port → MOSB → Site | DAS | HITACHI
1091 | PRL-DAS-008-O2 | HVDC-ADOPT-HE-0089 | DAS | EQ-002 | 208040 | 1 | Indoor | Transformer Accessories 8721331 | 402 | 203 | 255 | 20.81 | 1600 | 2000 | Stackable 600kg/m2 | 85042300 | SEK | 611414.4 | BBC Sebastopol | Brazil | Itaguai | Mina Zayed | 2024-02-20 | 2024-04-20 |  | 2024-04-26 | [10 empty] | 2025-07-08 |  | CASE_LIST | 1 | 1 | site | DAS | 2025-07-08 | site | 1 | 2 | 0 | 2 | 8.16 | 1 | 8.16 | HITACHI(HE) |  | 1 | 2 | 1 | 2 | Flow 2: Port → WH → Site | DAS | HITACHI
1039 | PRL-DAS-008-O1 | HVDC-ADOPT-HE-0088 | DAS | EQ-002 | 207999 | 1 | Outdoor Covered | Transformer unit 8721330 | 690 | 392 | 491 | 132.8057 | 169166 | 169166 | Not Stackable | 85042300 | SEK | 40353354 | BBC Sebastopol | Brazil | Itaguai | Mina Zayed | 2024-02-20 | 2024-04-20 | [5 empty] | 2024-04-21 | [6 empty] | 2024-11-01 |  | CASE_LIST | 1 | 1 | site | DAS | 2024-11-01 | site | 1 | 2 | 0 | 2 | 27.05 | 0 | 27.05 | HITACHI(HE) |  | 1 | 2 | 1 | 2 | Flow 2: Port → WH → Site | DAS | HITACHI
1040 | PRL-DAS-008-O1 | HVDC-ADOPT-HE-0088 | DAS | EQ-002 | 208026 | 1 | Outdoor Covered | Transformer unit 8721331 | 690 | 392 | 491 | 132.8057 | 169166 | 169166 | Not Stackable | 85042300 | SEK | 40353354 | BBC Sebastopol | Brazil | Itaguai | Mina Zayed | 2024-02-20 | 2024-04-20 | [5 empty] | 2024-04-21 | [6 empty] | 2024-11-01 |  | CASE_LIST | 1 | 1 | site | DAS | 2024-11-01 | site | 1 | 2 | 0 | 2 | 27.05 | 0 | 27.05 | HITACHI(HE) |  | 1 | 2 | 1 | 2 | Flow 2: Port → WH → Site | DAS | HITACHI
1041 | PRL-DAS-008-O1 | HVDC-ADOPT-HE-0088 | DAS | EQ-002 | 208000 | 1 | Outdoor Covered | Transformer Accessories 8721330 | 80 | 60 | 53 | 0.2544 | 30 | 45 | Stackable 600kg/m2 | 85042300 | SEK | 584831.2 | BBC Sebastopol | Brazil | Itaguai | Mina Zayed | 2024-02-20 | 2024-04-20 | [6 empty] | 2024-05-10 | [5 empty] | 2024-05-19 |  | CASE_LIST | 1 | 1 | site | DAS | 2024-05-19 | site | 1 | 2 | 0 | 2 | 0.48 | 1 | 0.48 | HITACHI(HE) |  | 1 | 2 | 1 | 3 | Flow 3: Port → MOSB → Site | DAS | HITACHI
1042 | PRL-DAS-008-O1 | HVDC-ADOPT-HE-0088 | DAS | EQ-002 | 208002 | 1 | Outdoor Covered | Transformer Accessories 8721330 | 930 | 99 | 133 | 12.2453 | 2740 | 3650 | Stackable 600kg/m2 | 85042300 | SEK | 584831.2 | BBC Sebastopol | Brazil | Itaguai | Mina Zayed | 2024-02-20 | 2024-04-20 | [6 empty] | 2024-05-09 | [5 empty] | 2025-02-22 |  | CASE_LIST | 1 | 1 | site | DAS | 2025-02-22 | site | 1 | 2 | 0 | 2 | 9.21 | 1 | 9.21 | HITACHI(HE) |  | 1 | 2 | 1 | 3 | Flow 3: Port → MOSB → Site | DAS | HITACHI
1043 | PRL-DAS-008-O1 | HVDC-ADOPT-HE-0088 | DAS | EQ-002 | 208003 | 1 | Outdoor Covered | Transformer Accessories 8721330 | 930 | 99 | 133 | 12.2453 | 2740 | 3650 | Stackable 600kg/m2 | 85042300 | SEK | 584831.2 | BBC Sebastopol | Brazil | Itaguai | Mina Zayed | 2024-02-20 | 2024-04-20 | [6 empty] | 2024-05-09 | [7 empty] | CASE_LIST | 1 |  | warehouse | MOSB | 2024-05-09 | warehouse | 1 | 1 | -1 | 0 | 9.21 | 1 | 9.21 | HITACHI(HE) |  | 0 | 1 | 1 | 5 | Flow 5: Mixed / Waiting / Incomplete leg | MOSB | HITACHI
1044 | PRL-DAS-008-O1 | HVDC-ADOPT-HE-0088 | DAS | EQ-002 | 208004 | 1 | Outdoor Covered | Transformer Accessories 8721330 | 315 | 56 | 64 | 1.129 | 290 | 385 | Stackable 600kg/m2 | 85042300 | SEK | 584831.2 | BBC Sebastopol | Brazil | Itaguai | Mina Zayed | 2024-02-20 | 2024-04-20 | [6 empty] | 2024-05-10 | [5 empty] | 2024-07-14 |  | CASE_LIST | 1 | 1 | site | DAS | 2024-07-14 | site | 1 | 2 | 0 | 2 | 1.76 | 1 | 1.76 | HITACHI(HE) |  | 1 | 2 | 1 | 3 | Flow 3: Port → MOSB → Site | DAS | HITACHI
1045 | PRL-DAS-008-O1 | HVDC-ADOPT-HE-0088 | DAS | EQ-002 | 208005 | 1 | Outdoor Covered | Transformer Accessories 8721330 | 194 | 44 | 51 | 0.43534 | 115 | 160 | Stackable 600kg/m2 | 85042300 | SEK | 584831.2 | BBC Sebastopol | Brazil | Itaguai | Mina Zayed | 2024-02-20 | 2024-04-20 | [6 empty] | 2024-05-10 | [5 empty] | 2024-08-06 |  | CASE_LIST | 1 | 1 | site | DAS | 2024-08-06 | site | 1 | 2 | 0 | 2 | 0.85 | 1 | 0.85 | HITACHI(HE) |  | 1 | 2 | 1 | 3 | Flow 3: Port → MOSB → Site | DAS | HITACHI
1046 | PRL-DAS-008-O1 | HVDC-ADOPT-HE-0088 | DAS | EQ-002 | 208006 | 1 | Outdoor Covered | Transformer Accessories 8721330 | 700 | 220 | 200 | 30.8 | 1989 | 2950 | Stackable 600kg/m2 | 85042300 | SEK | 584831.2 | BBC Sebastopol | Brazil | Itaguai | Mina Zayed | 2024-02-20 | 2024-04-20 | [6 empty] | 2024-05-11 | [5 empty] | 2024-06-04 |  | CASE_LIST | 1 | 1 | site | DAS | 2024-06-04 | site | 1 | 2 | 0 | 2 | 15.4 | 1 | 15.4 | HITACHI(HE) |  | 1 | 2 | 1 | 3 | Flow 3: Port → MOSB → Site | DAS | HITACHI
1047 | PRL-DAS-008-O1 | HVDC-ADOPT-HE-0088 | DAS | EQ-002 | 208007 | 1 | Outdoor Covered | Transformer Accessories 8721330 | 700 | 220 | 200 | 30.8 | 1989 | 2950 | Stackable 600kg/m2 | 85042300 | SEK | 584831.2 | BBC Sebastopol | Brazil | Itaguai | Mina Zayed | 2024-02-20 | 2024-04-20 | [6 empty] | 2024-05-11 | [5 empty] | 2024-08-27 |  | CASE_LIST | 1 | 1 | site | DAS | 2024-08-27 | site | 1 | 2 | 0 | 2 | 15.4 | 1 | 15.4 | HITACHI(HE) |  | 1 | 2 | 1 | 3 | Flow 3: Port → MOSB → Site | DAS | HITACHI
1048 | PRL-DAS-008-O1 | HVDC-ADOPT-HE-0088 | DAS | EQ-002 | 208008 | 1 | Outdoor Covered | Transformer Accessories 8721330 | 700 | 220 | 200 | 30.8 | 1989 | 2950 | Stackable 600kg/m2 | 85042300 | SEK | 584831.2 | BBC Sebastopol | Brazil | Itaguai | Mina Zayed | 2024-02-20 | 2024-04-20 | [6 empty] | 2024-05-10 | [5 empty] | 2024-11-26 |  | CASE_LIST | 1 | 1 | site | DAS | 2024-11-26 | site | 1 | 2 | 0 | 2 | 15.4 | 1 | 15.4 | HITACHI(HE) |  | 1 | 2 | 1 | 3 | Flow 3: Port → MOSB → Site | DAS | HITACHI
1049 | PRL-DAS-008-O1 | HVDC-ADOPT-HE-0088 | DAS | EQ-002 | 208009 | 1 | Outdoor Covered | Transformer Accessories 8721330 | 700 | 220 | 200 | 30.8 | 1989 | 2950 | Stackable 600kg/m2 | 85042300 | SEK | 584831.2 | BBC Sebastopol | Brazil | Itaguai | Mina Zayed | 2024-02-20 | 2024-04-20 | [6 empty] | 2024-05-11 | [5 empty] | 2024-11-26 |  | CASE_LIST | 1 | 1 | site | DAS | 2024-11-26 | site | 1 | 2 | 0 | 2 | 15.4 | 1 | 15.4 | HITACHI(HE) |  | 1 | 2 | 1 | 3 | Flow 3: Port → MOSB → Site | DAS | HITACHI
1050 | PRL-DAS-008-O1 | HVDC-ADOPT-HE-0088 | DAS | EQ-002 | 208010 | 1 | Outdoor Covered | Transformer Accessories 8721330 | 235 | 185 | 90 | 3.9127 | 650 | 850 | Stackable 600kg/m2 | 85042300 | SEK | 584831.2 | BBC Sebastopol | Brazil | Itaguai | Mina Zayed | 2024-02-20 | 2024-04-20 | [6 empty] | 2024-05-09 | [5 empty] | 2024-08-06 |  | CASE_LIST | 1 | 1 | site | DAS | 2024-08-06 | site | 1 | 2 | 0 | 2 | 4.35 | 1 | 4.35 | HITACHI(HE) |  | 1 | 2 | 1 | 3 | Flow 3: Port → MOSB → Site | DAS | HITACHI
1051 | PRL-DAS-008-O1 | HVDC-ADOPT-HE-0088 | DAS | EQ-002 | 208011 | 1 | Outdoor Covered | Transformer Accessories 8721330 | 441 | 230 | 229 | 23.2275 | 2455 | 3118 | Stackable 600kg/m2 | 85042300 | SEK | 584831.2 | BBC Sebastopol | Brazil | Itaguai | Mina Zayed | 2024-02-20 | 2024-04-20 | [6 empty] | 2024-05-11 | [5 empty] | 2024-08-27 |  | CASE_LIST | 1 | 1 | site | DAS | 2024-08-27 | site | 1 | 2 | 0 | 2 | 10.14 | 1 | 10.14 | HITACHI(HE) |  | 1 | 2 | 1 | 3 | Flow 3: Port → MOSB → Site | DAS | HITACHI
1052 | PRL-DAS-008-O1 | HVDC-ADOPT-HE-0088 | DAS | EQ-002 | 208012 | 1 | Outdoor Covered | Transformer Accessories 8721330 | 390 | 240 | 196 | 18.3456 | 2000 | 2600 | Stackable 600kg/m2 | 85042300 | SEK | 584831.2 | BBC Sebastopol | Brazil | Itaguai | Mina Zayed | 2024-02-20 | 2024-04-20 | [6 empty] | 2024-05-11 | [5 empty] | 2024-08-27 |  | CASE_LIST | 1 | 1 | site | DAS | 2024-08-27 | site | 1 | 2 | 0 | 2 | 9.36 | 1 | 9.36 | HITACHI(HE) |  | 1 | 2 | 1 | 3 | Flow 3: Port → MOSB → Site | DAS | HITACHI
1053 | PRL-DAS-008-O1 | HVDC-ADOPT-HE-0088 | DAS | EQ-002 | 208014 | 1 | Outdoor Covered | Transformer Accessories 8721330 | 300 | 160 | 187 | 8.976 | 1591 | 1927 | Stackable 600kg/m2 | 85042300 | SEK | 584831.2 | BBC Sebastopol | Brazil | Itaguai | Mina Zayed | 2024-02-20 | 2024-04-20 | [6 empty] | 2024-05-11 | [5 empty] | 2024-09-02 |  | CASE_LIST | 1 | 1 | site | DAS | 2024-09-02 | site | 1 | 2 | 0 | 2 | 4.8 | 1 | 4.8 | HITACHI(HE) |  | 1 | 2 | 1 | 3 | Flow 3: Port → MOSB → Site | DAS | HITACHI
1054 | PRL-DAS-008-O1 | HVDC-ADOPT-HE-0088 | DAS | EQ-002 | 208015 | 1 | Outdoor Covered | Transformer Accessories 8721330 | 300 | 160 | 187 | 8.976 | 1591 | 1927 | Stackable 600kg/m2 | 85042300 | SEK | 584831.2 | BBC Sebastopol | Brazil | Itaguai | Mina Zayed | 2024-02-20 | 2024-04-20 | [6 empty] | 2024-05-10 | [5 empty] | 2024-02-22 |  | CASE_LIST | 1 | 1 | site | DAS | 2024-02-22 | site | 1 | 2 | 0 | 2 | 4.8 | 1 | 4.8 | HITACHI(HE) |  | 1 | 2 | 1 | 3 | Flow 3: Port → MOSB → Site | DAS | HITACHI
1055 | PRL-DAS-008-O1 | HVDC-ADOPT-HE-0088 | DAS | EQ-002 | 208016 | 1 | Outdoor Covered | Transformer Accessories 8721330 | 200 | 105 | 175 | 3.675 | 630 | 760 | Stackable 600kg/m2 | 85042300 | SEK | 584831.2 | BBC Sebastopol | Brazil | Itaguai | Mina Zayed | 2024-02-20 | 2024-04-20 | [6 empty] | 2024-05-10 | [5 empty] | 2024-05-27 |  | CASE_LIST | 1 | 1 | site | DAS | 2024-05-27 | site | 1 | 2 | 0 | 2 | 2.1 | 1 | 2.1 | HITACHI(HE) |  | 1 | 2 | 1 | 3 | Flow 3: Port → MOSB → Site | DAS | HITACHI
1056 | PRL-DAS-008-O1 | HVDC-ADOPT-HE-0088 | DAS | EQ-002 | 208017 | 1 | Outdoor Covered | Transformer Accessories 8721330 | 660 | 210 | 152 | 21.0672 | 1200 | 1600 | Stackable 600kg/m2 | 85042300 | SEK | 584831.2 | BBC Sebastopol | Brazil | Itaguai | Mina Zayed | 2024-02-20 | 2024-04-20 | [6 empty] | 2024-05-09 | [5 empty] | 2025-02-06 |  | CASE_LIST | 1 | 1 | site | DAS | 2025-02-06 | site | 1 | 2 | 0 | 2 | 13.86 | 1 | 13.86 | HITACHI(HE) |  | 1 | 2 | 1 | 3 | Flow 3: Port → MOSB → Site | DAS | HITACHI
1057 | PRL-DAS-008-O1 | HVDC-ADOPT-HE-0088 | DAS | EQ-002 | 208018 | 1 | Outdoor Covered | Transformer Accessories 8721330 | 171 | 172 | 146 | 4.2942 | 371 | 571 | Stackable 600kg/m2 | 85042300 | SEK | 584831.2 | BBC Sebastopol | Brazil | Itaguai | Mina Zayed | 2024-02-20 | 2024-04-20 | [6 empty] | 2024-05-10 | [5 empty] | 2024-08-06 |  | CASE_LIST | 1 | 1 | site | DAS | 2024-08-06 | site | 1 | 2 | 0 | 2 | 2.94 | 1 | 2.94 | HITACHI(HE) |  | 1 | 2 | 1 | 3 | Flow 3: Port → MOSB → Site | DAS | HITACHI
1058 | PRL-DAS-008-O1 | HVDC-ADOPT-HE-0088 | DAS | EQ-002 | 208019 | 1 | Outdoor Covered | Transformer Accessories 8721330 | 136 | 136 | 111 | 2.0531 | 50 | 145 | Stackable 600kg/m2 | 85042300 | SEK | 584831.2 | BBC Sebastopol | Brazil | Itaguai | Mina Zayed | 2024-02-20 | 2024-04-20 | [6 empty] | 2024-05-10 | [5 empty] | 2024-06-04 |  | CASE_LIST | 1 | 1 | site | DAS | 2024-06-04 | site | 1 | 2 | 0 | 2 | 1.85 | 1 | 1.85 | HITACHI(HE) |  | 1 | 2 | 1 | 3 | Flow 3: Port → MOSB → Site | DAS | HITACHI
1059 | PRL-DAS-008-O1 | HVDC-ADOPT-HE-0088 | DAS | EQ-002 | 208020 | 1 | Outdoor Covered | Transformer Accessories 8721330 | 136 | 136 | 111 | 2.0531 | 50 | 145 | Stackable 600kg/m2 | 85042300 | SEK | 584831.2 | BBC Sebastopol | Brazil | Itaguai | Mina Zayed | 2024-02-20 | 2024-04-20 | [6 empty] | 2024-05-09 | [5 empty] | 2024-05-27 |  | CASE_LIST | 1 | 1 | site | DAS | 2024-05-27 | site | 1 | 2 | 0 | 2 | 1.85 | 1 | 1.85 | HITACHI(HE) |  | 1 | 2 | 1 | 3 | Flow 3: Port → MOSB → Site | DAS | HITACHI
1060 | PRL-DAS-008-O1 | HVDC-ADOPT-HE-0088 | DAS | EQ-002 | 208021 | 1 | Outdoor Covered | Transformer Accessories 8721330 | 132 | 62 | 73 | 0.59743 | 28 | 61 | Stackable 600kg/m2 | 85042300 | SEK | 584831.2 | BBC Sebastopol | Brazil | Itaguai | Mina Zayed | 2024-02-20 | 2024-04-20 | [6 empty] | 2024-05-10 | [5 empty] | 2024-05-27 |  | CASE_LIST | 1 | 1 | site | DAS | 2024-05-27 | site | 1 | 2 | 0 | 2 | 0.82 | 1 | 0.82 | HITACHI(HE) |  | 1 | 2 | 1 | 3 | Flow 3: Port → MOSB → Site | DAS | HITACHI
1061 | PRL-DAS-008-O1 | HVDC-ADOPT-HE-0088 | DAS | EQ-002 | 208022 | 1 | Outdoor Covered | Transformer Accessories 8721330 | 80 | 60 | 53 | 0.2544 | 10 | 23 | Stackable 600kg/m2 | 85042300 | SEK | 584831.2 | BBC Sebastopol | Brazil | Itaguai | Mina Zayed | 2024-02-20 | 2024-04-20 | [6 empty] | 2024-05-10 | [5 empty] | 2024-05-19 |  | CASE_LIST | 1 | 1 | site | DAS | 2024-05-19 | site | 1 | 2 | 0 | 2 | 0.48 | 1 | 0.48 | HITACHI(HE) |  | 1 | 2 | 1 | 3 | Flow 3: Port → MOSB → Site | DAS | HITACHI
1062 | PRL-DAS-008-O1 | HVDC-ADOPT-HE-0088 | DAS | EQ-002 | 208027 | 1 | Outdoor Covered | Transformer Accessories 8721331 | 80 | 60 | 53 | 0.2544 | 28 | 41 | Stackable 600kg/m2 | 85042300 | SEK | 611414.4 | BBC Sebastopol | Brazil | Itaguai | Mina Zayed | 2024-02-20 | 2024-04-20 | [6 empty] | 2024-05-10 | [5 empty] | 2024-05-19 |  | CASE_LIST | 1 | 1 | site | DAS | 2024-05-19 | site | 1 | 2 | 0 | 2 | 0.48 | 1 | 0.48 | HITACHI(HE) |  | 1 | 2 | 1 | 3 | Flow 3: Port → MOSB → Site | DAS | HITACHI
1063 | PRL-DAS-008-O1 | HVDC-ADOPT-HE-0088 | DAS | EQ-002 | 208029 | 1 | Outdoor Covered | Transformer Accessories 8721331 | 930 | 99 | 133 | 12.2453 | 2740 | 3650 | Stackable 600kg/m2 | 85042300 | SEK | 611414.4 | BBC Sebastopol | Brazil | Itaguai | Mina Zayed | 2024-02-20 | 2024-04-20 | [6 empty] | 2024-05-09 | [5 empty] | 2024-11-26 |  | CASE_LIST | 1 | 1 | site | DAS | 2024-11-26 | site | 1 | 2 | 0 | 2 | 9.21 | 1 | 9.21 | HITACHI(HE) |  | 1 | 2 | 1 | 3 | Flow 3: Port → MOSB → Site | DAS | HITACHI
1064 | PRL-DAS-008-O1 | HVDC-ADOPT-HE-0088 | DAS | EQ-002 | 208030 | 1 | Outdoor Covered | Transformer Accessories 8721331 | 930 | 99 | 133 | 12.2453 | 2740 | 3650 | Stackable 600kg/m2 | 85042300 | SEK | 611414.4 | BBC Sebastopol | Brazil | Itaguai | Mina Zayed | 2024-02-20 | 2024-04-20 | [6 empty] | 2024-05-09 | [5 empty] | 2024-11-26 |  | CASE_LIST | 1 | 1 | site | DAS | 2024-11-26 | site | 1 | 2 | 0 | 2 | 9.21 | 1 | 9.21 | HITACHI(HE) |  | 1 | 2 | 1 | 3 | Flow 3: Port → MOSB → Site | DAS | HITACHI
1065 | PRL-DAS-008-O1 | HVDC-ADOPT-HE-0088 | DAS | EQ-002 | 208031 | 1 | Outdoor Covered | Transformer Accessories 8721331 | 315 | 56 | 65 | 1.1466 | 290 | 385 | Stackable 600kg/m2 | 85042300 | SEK | 611414.4 | BBC Sebastopol | Brazil | Itaguai | Mina Zayed | 2024-02-20 | 2024-04-20 | [6 empty] | 2024-05-10 | [5 empty] | 2024-07-14 |  | CASE_LIST | 1 | 1 | site | DAS | 2024-07-14 | site | 1 | 2 | 0 | 2 | 1.76 | 1 | 1.76 | HITACHI(HE) |  | 1 | 2 | 1 | 3 | Flow 3: Port → MOSB → Site | DAS | HITACHI
1066 | PRL-DAS-008-O1 | HVDC-ADOPT-HE-0088 | DAS | EQ-002 | 208032 | 1 | Outdoor Covered | Transformer Accessories 8721331 | 194 | 44 | 51 | 0.43534 | 115 | 160 | Stackable 600kg/m2 | 85042300 | SEK | 611414.4 | BBC Sebastopol | Brazil | Itaguai | Mina Zayed | 2024-02-20 | 2024-04-20 | [6 empty] | 2024-05-10 | [5 empty] | 2024-08-06 |  | CASE_LIST | 1 | 1 | site | DAS | 2024-08-06 | site | 1 | 2 | 0 | 2 | 0.85 | 1 | 0.85 | HITACHI(HE) |  | 1 | 2 | 1 | 3 | Flow 3: Port → MOSB → Site | DAS | HITACHI
1067 | PRL-DAS-008-O1 | HVDC-ADOPT-HE-0088 | DAS | EQ-002 | 208033 | 1 | Outdoor Covered | Transformer Accessories 8721331 | 700 | 220 | 200 | 30.8 | 1989 | 2950 | Stackable 600kg/m2 | 85042300 | SEK | 611414.4 | BBC Sebastopol | Brazil | Itaguai | Mina Zayed | 2024-02-20 | 2024-04-20 | [6 empty] | 2024-05-10 | [5 empty] | 2025-02-06 |  | CASE_LIST | 1 | 1 | site | DAS | 2025-02-06 | site | 1 | 2 | 0 | 2 | 15.4 | 1 | 15.4 | HITACHI(HE) |  | 1 | 2 | 1 | 3 | Flow 3: Port → MOSB → Site | DAS | HITACHI
1068 | PRL-DAS-008-O1 | HVDC-ADOPT-HE-0088 | DAS | EQ-002 | 208034 | 1 | Outdoor Covered | Transformer Accessories 8721331 | 700 | 220 | 200 | 30.8 | 1989 | 2950 | Stackable 600kg/m2 | 85042300 | SEK | 611414.4 | BBC Sebastopol | Brazil | Itaguai | Mina Zayed | 2024-02-20 | 2024-04-20 | [6 empty] | 2024-05-11 | [5 empty] | 2025-02-06 |  | CASE_LIST | 1 | 1 | site | DAS | 2025-02-06 | site | 1 | 2 | 0 | 2 | 15.4 | 1 | 15.4 | HITACHI(HE) |  | 1 | 2 | 1 | 3 | Flow 3: Port → MOSB → Site | DAS | HITACHI
1069 | PRL-DAS-008-O1 | HVDC-ADOPT-HE-0088 | DAS | EQ-002 | 208035 | 1 | Outdoor Covered | Transformer Accessories 8721331 | 700 | 220 | 200 | 30.8 | 1989 | 2950 | Stackable 600kg/m2 | 85042300 | SEK | 611414.4 | BBC Sebastopol | Brazil | Itaguai | Mina Zayed | 2024-02-20 | 2024-04-20 | [6 empty] | 2024-05-11 | [5 empty] | 2024-08-27 |  | CASE_LIST | 1 | 1 | site | DAS | 2024-08-27 | site | 1 | 2 | 0 | 2 | 15.4 | 1 | 15.4 | HITACHI(HE) |  | 1 | 2 | 1 | 3 | Flow 3: Port → MOSB → Site | DAS | HITACHI
1070 | PRL-DAS-008-O1 | HVDC-ADOPT-HE-0088 | DAS | EQ-002 | 208036 | 1 | Outdoor Covered | Transformer Accessories 8721331 | 700 | 220 | 200 | 30.8 | 1989 | 2950 | Stackable 600kg/m2 | 85042300 | SEK | 611414.4 | BBC Sebastopol | Brazil | Itaguai | Mina Zayed | 2024-02-20 | 2024-04-20 | [6 empty] | 2024-05-11 | [5 empty] | 2025-02-06 |  | CASE_LIST | 1 | 1 | site | DAS | 2025-02-06 | site | 1 | 2 | 0 | 2 | 15.4 | 1 | 15.4 | HITACHI(HE) |  | 1 | 2 | 1 | 3 | Flow 3: Port → MOSB → Site | DAS | HITACHI
1071 | PRL-DAS-008-O1 | HVDC-ADOPT-HE-0088 | DAS | EQ-002 | 208037 | 1 | Outdoor Covered | Transformer Accessories 8721331 | 235 | 185 | 90 | 3.9127 | 650 | 850 | Stackable 600kg/m2 | 85042300 | SEK | 611414.4 | BBC Sebastopol | Brazil | Itaguai | Mina Zayed | 2024-02-20 | 2024-04-20 | [6 empty] | 2024-05-09 | [5 empty] | 2024-08-06 |  | CASE_LIST | 1 | 1 | site | DAS | 2024-08-06 | site | 1 | 2 | 0 | 2 | 4.35 | 1 | 4.35 | HITACHI(HE) |  | 1 | 2 | 1 | 3 | Flow 3: Port → MOSB → Site | DAS | HITACHI
1072 | PRL-DAS-008-O1 | HVDC-ADOPT-HE-0088 | DAS | EQ-002 | 208038 | 1 | Outdoor Covered | Transformer Accessories 8721331 | 441 | 230 | 229 | 23.2275 | 2455 | 3150 | Stackable 600kg/m2 | 85042300 | SEK | 611414.4 | BBC Sebastopol | Brazil | Itaguai | Mina Zayed | 2024-02-20 | 2024-04-20 | [6 empty] | 2024-05-11 | [5 empty] | 2024-08-27 |  | CASE_LIST | 1 | 1 | site | DAS | 2024-08-27 | site | 1 | 2 | 0 | 2 | 10.14 | 1 | 10.14 | HITACHI(HE) |  | 1 | 2 | 1 | 3 | Flow 3: Port → MOSB → Site | DAS | HITACHI
1073 | PRL-DAS-008-O1 | HVDC-ADOPT-HE-0088 | DAS | EQ-002 | 208039 | 1 | Outdoor Covered | Transformer Accessories 8721331 | 390 | 240 | 196 | 18.3456 | 2000 | 2600 | Stackable 600kg/m2 | 85042300 | SEK | 611414.4 | BBC Sebastopol | Brazil | Itaguai | Mina Zayed | 2024-02-20 | 2024-04-20 | [6 empty] | 2024-05-11 | [5 empty] | 2024-08-27 |  | CASE_LIST | 1 | 1 | site | DAS | 2024-08-27 | site | 1 | 2 | 0 | 2 | 9.36 | 1 | 9.36 | HITACHI(HE) |  | 1 | 2 | 1 | 3 | Flow 3: Port → MOSB → Site | DAS | HITACHI
1074 | PRL-DAS-008-O1 | HVDC-ADOPT-HE-0088 | DAS | EQ-002 | 208041 | 1 | Outdoor Covered | Transformer Accessories 8721331 | 300 | 160 | 187 | 8.976 | 1591 | 1927 | Stackable 600kg/m2 | 85042300 | SEK | 611414.4 | BBC Sebastopol | Brazil | Itaguai | Mina Zayed | 2024-02-20 | 2024-04-20 | [6 empty] | 2024-05-10 | [5 empty] | 2024-05-27 |  | CASE_LIST | 1 | 1 | site | DAS | 2024-05-27 | site | 1 | 2 | 0 | 2 | 4.8 | 1 | 4.8 | HITACHI(HE) |  | 1 | 2 | 1 | 3 | Flow 3: Port → MOSB → Site | DAS | HITACHI
1075 | PRL-DAS-008-O1 | HVDC-ADOPT-HE-0088 | DAS | EQ-002 | 208042 | 1 | Outdoor Covered | Transformer Accessories 8721331 | 300 | 160 | 187 | 8.976 | 1591 | 1927 | Stackable 600kg/m2 | 85042300 | SEK | 611414.4 | BBC Sebastopol | Brazil | Itaguai | Mina Zayed | 2024-02-20 | 2024-04-20 | [6 empty] | 2024-05-10 | [5 empty] | 2025-02-22 |  | CASE_LIST | 1 | 1 | site | DAS | 2025-02-22 | site | 1 | 2 | 0 | 2 | 4.8 | 1 | 4.8 | HITACHI(HE) |  | 1 | 2 | 1 | 3 | Flow 3: Port → MOSB → Site | DAS | HITACHI
1076 | PRL-DAS-008-O1 | HVDC-ADOPT-HE-0088 | DAS | EQ-002 | 208043 | 1 | Outdoor Covered | Transformer Accessories 8721331 | 200 | 105 | 175 | 3.675 | 630 | 730 | Stackable 600kg/m2 | 85042300 | SEK | 611414.4 | BBC Sebastopol | Brazil | Itaguai | Mina Zayed | 2024-02-20 | 2024-04-20 | [6 empty] | 2024-05-10 | [5 empty] | 2024-05-27 |  | CASE_LIST | 1 | 1 | site | DAS | 2024-05-27 | site | 1 | 2 | 0 | 2 | 2.1 | 1 | 2.1 | HITACHI(HE) |  | 1 | 2 | 1 | 3 | Flow 3: Port → MOSB → Site | DAS | HITACHI
1077 | PRL-DAS-008-O1 | HVDC-ADOPT-HE-0088 | DAS | EQ-002 | 208044 | 1 | Outdoor Covered | Transformer Accessories 8721331 | 660 | 210 | 152 | 21.0672 | 1200 | 1600 | Stackable 600kg/m2 | 85042300 | SEK | 611414.4 | BBC Sebastopol | Brazil | Itaguai | Mina Zayed | 2024-02-20 | 2024-04-20 | [6 empty] | 2024-05-10 | [5 empty] | 2025-02-06 |  | CASE_LIST | 1 | 1 | site | DAS | 2025-02-06 | site | 1 | 2 | 0 | 2 | 13.86 | 1 | 13.86 | HITACHI(HE) |  | 1 | 2 | 1 | 3 | Flow 3: Port → MOSB → Site | DAS | HITACHI
1078 | PRL-DAS-008-O1 | HVDC-ADOPT-HE-0088 | DAS | EQ-002 | 208045 | 1 | Outdoor Covered | Transformer Accessories 8721331 | 171 | 172 | 146 | 4.2942 | 371 | 571 | Stackable 600kg/m2 | 85042300 | SEK | 611414.4 | BBC Sebastopol | Brazil | Itaguai | Mina Zayed | 2024-02-20 | 2024-04-20 | [6 empty] | 2024-05-09 | [5 empty] | 2024-08-06 |  | CASE_LIST | 1 | 1 | site | DAS | 2024-08-06 | site | 1 | 2 | 0 | 2 | 2.94 | 1 | 2.94 | HITACHI(HE) |  | 1 | 2 | 1 | 3 | Flow 3: Port → MOSB → Site | DAS | HITACHI
1079 | PRL-DAS-008-O1 | HVDC-ADOPT-HE-0088 | DAS | EQ-002 | 208046 | 1 | Outdoor Covered | Transformer Accessories 8721331 | 136 | 136 | 111 | 2.0531 | 50 | 145 | Stackable 600kg/m2 | 85042300 | SEK | 611414.4 | BBC Sebastopol | Brazil | Itaguai | Mina Zayed | 2024-02-20 | 2024-04-20 | [6 empty] | 2024-05-09 | [5 empty] | 2024-05-27 |  | CASE_LIST | 1 | 1 | site | DAS | 2024-05-27 | site | 1 | 2 | 0 | 2 | 1.85 | 1 | 1.85 | HITACHI(HE) |  | 1 | 2 | 1 | 3 | Flow 3: Port → MOSB → Site | DAS | HITACHI
1080 | PRL-DAS-008-O1 | HVDC-ADOPT-HE-0088 | DAS | EQ-002 | 208047 | 1 | Outdoor Covered | Transformer Accessories 8721331 | 136 | 136 | 111 | 2.0531 | 50 | 145 | Stackable 600kg/m2 | 85042300 | SEK | 611414.4 | BBC Sebastopol | Brazil | Itaguai | Mina Zayed | 2024-02-20 | 2024-04-20 | [6 empty] | 2024-05-09 | [5 empty] | 2024-06-04 |  | CASE_LIST | 1 | 1 | site | DAS | 2024-06-04 | site | 1 | 2 | 0 | 2 | 1.85 | 1 | 1.85 | HITACHI(HE) |  | 1 | 2 | 1 | 3 | Flow 3: Port → MOSB → Site | DAS | HITACHI
1081 | PRL-DAS-008-O1 | HVDC-ADOPT-HE-0088 | DAS | EQ-002 | 208048 | 1 | Outdoor Covered | Transformer Accessories 8721331 | 80 | 60 | 53 | 0.2544 | 10 | 23 | Stackable 600kg/m2 | 85042300 | SEK | 611414.4 | BBC Sebastopol | Brazil | Itaguai | Mina Zayed | 2024-02-20 | 2024-04-20 | [6 empty] | 2024-05-10 | [5 empty] | 2024-05-19 |  | CASE_LIST | 1 | 1 | site | DAS | 2024-05-19 | site | 1 | 2 | 0 | 2 | 0.48 | 1 | 0.48 | HITACHI(HE) |  | 1 | 2 | 1 | 3 | Flow 3: Port → MOSB → Site | DAS | HITACHI
1082 | PRL-DAS-008-O1 | HVDC-ADOPT-HE-0088 | DAS | EQ-002 | 208208 | 1 | Outdoor Covered | Transformer Accessories 8721331 | 315 | 56 | 64 | 1.129 | 320 | 423 | Stackable 600kg/m2 | 85042300 | SEK | 347775.5 | BBC Sebastopol | Brazil | Itaguai | Mina Zayed | 2024-02-20 | 2024-04-20 | [6 empty] | 2024-05-10 | [5 empty] | 2024-07-14 |  | CASE_LIST | 1 | 1 | site | DAS | 2024-07-14 | site | 1 | 2 | 0 | 2 | 1.76 | 1 | 1.76 | HITACHI(HE) |  | 1 | 2 | 1 | 3 | Flow 3: Port → MOSB → Site | DAS | HITACHI
1083 | PRL-DAS-008-O1 | HVDC-ADOPT-HE-0088 | DAS | EQ-002 | 208209 | 1 | Outdoor Covered | Transformer Accessories 8721331 | 194 | 44 | 50 | 0.4268 | 120 | 151 | Stackable 600kg/m2 | 85042300 | SEK | 347775.5 | BBC Sebastopol | Brazil | Itaguai | Mina Zayed | 2024-02-20 | 2024-04-20 | [6 empty] | 2024-05-10 | [5 empty] | 2024-08-06 |  | CASE_LIST | 1 | 1 | site | DAS | 2024-08-06 | site | 1 | 2 | 0 | 2 | 0.85 | 1 | 0.85 | HITACHI(HE) |  | 1 | 2 | 1 | 3 | Flow 3: Port → MOSB → Site | DAS | HITACHI
1084 | PRL-DAS-008-O1 | HVDC-ADOPT-HE-0088 | DAS | EQ-002 | 208210 | 1 | Outdoor Covered | Transformer Accessories 8721331 | 930 | 99 | 133 | 12.2453 | 2740 | 3650 | Stackable 600kg/m2 | 85042300 | SEK | 347775.5 | BBC Sebastopol | Brazil | Itaguai | Mina Zayed | 2024-02-20 | 2024-04-20 | [6 empty] | 2024-05-10 | [5 empty] | 2025-02-22 |  | CASE_LIST | 1 | 1 | site | DAS | 2025-02-22 | site | 1 | 2 | 0 | 2 | 9.21 | 1 | 9.21 | HITACHI(HE) |  | 1 | 2 | 1 | 3 | Flow 3: Port → MOSB → Site | DAS | HITACHI
1085 | PRL-DAS-008-O1 | HVDC-ADOPT-HE-0088 | DAS | EQ-002 | 208212 | 1 | Outdoor Covered | Transformer Accessories 8721331 | 666 | 221 | 138 | 20.3117 | 1556 | 2156 | Stackable 600kg/m2 | 85042300 | SEK | 347775.5 | BBC Sebastopol | Brazil | Itaguai | Mina Zayed | 2024-02-20 | 2024-04-20 | [6 empty] | 2024-05-10 | [5 empty] | 2025-02-22 |  | CASE_LIST | 1 | 1 | site | DAS | 2025-02-22 | site | 1 | 2 | 0 | 2 | 14.72 | 1 | 14.72 | HITACHI(HE) |  | 1 | 2 | 1 | 3 | Flow 3: Port → MOSB → Site | DAS | HITACHI
1086 | PRL-DAS-008-O1 | HVDC-ADOPT-HE-0088 | DAS | EQ-002 | 208213 | 1 | Outdoor Covered | Transformer Accessories 8721331 | 182 | 130 | 162 | 3.8329 | 400 | 560 | Stackable 600kg/m2 | 85042300 | SEK | 347775.5 | BBC Sebastopol | Brazil | Itaguai | Mina Zayed | 2024-02-20 | 2024-04-20 | [6 empty] | 2024-05-10 | [5 empty] | 2024-08-06 |  | CASE_LIST | 1 | 1 | site | DAS | 2024-08-06 | site | 1 | 2 | 0 | 2 | 2.37 | 1 | 2.37 | HITACHI(HE) |  | 1 | 2 | 1 | 3 | Flow 3: Port → MOSB → Site | DAS | HITACHI
1087 | PRL-DAS-008-O1 | HVDC-ADOPT-HE-0088 | DAS | EQ-002 | 208214 | 1 | Outdoor Covered | Transformer Accessories 8721331 | 136 | 136 | 111 | 2.0531 | 50 | 145 | Stackable 600kg/m2 | 85042300 | SEK | 347775.5 | BBC Sebastopol | Brazil | Itaguai | Mina Zayed | 2024-02-20 | 2024-04-20 | [6 empty] | 2024-05-09 | [5 empty] | 2024-05-27 |  | CASE_LIST | 1 | 1 | site | DAS | 2024-05-27 | site | 1 | 2 | 0 | 2 | 1.85 | 1 | 1.85 | HITACHI(HE) |  | 1 | 2 | 1 | 3 | Flow 3: Port → MOSB → Site | DAS | HITACHI
1092 | PRL-DAS-007-O1 | HVDC-ADOPT-HE-0087 | DAS | EQ-071 | 208174 | 1 | Outdoor Covered | AC current transformer | 285 | 79 | 88 | 1.9813 | 410 | 570 | Stackable x2 | 85043300 | SEK | 154715.7 | MAGLEBY Maersk | Sweden | Gothenburg | Khalifa port | 2024-02-29 | 2024-04-15 |  |  |  |  | 2024-04-20 |  | 2024-05-20 |  |  | 2024-05-20 |  |  | 2025-05-05 |  | CASE_LIST | 1 | 1 | site | DAS | 2025-05-05 | site | 2 | 3 | -1 | 2 | 2.25 | 2 | 2.25 | HITACHI(HE) |  | 1 | 3 | 2 | 4 | Flow 4: Port → WH → MOSB → Site | DAS | HITACHI
1093 | PRL-DAS-007-O1 | HVDC-ADOPT-HE-0087 | DAS | EQ-071 | 208175 | 1 | Outdoor Covered | AC current transformer | 285 | 79 | 88 | 1.9813 | 410 | 570 | Stackable x2 | 85043300 | SEK | 154715.7 | MAGLEBY Maersk | Sweden | Gothenburg | Khalifa port | 2024-02-29 | 2024-04-15 |  |  |  |  | 2024-04-20 |  | 2024-05-20 |  |  | 2024-05-20 |  |  | 2025-05-05 |  | CASE_LIST | 1 | 1 | site | DAS | 2025-05-05 | site | 2 | 3 | -1 | 2 | 2.25 | 2 | 2.25 | HITACHI(HE) |  | 1 | 3 | 2 | 4 | Flow 4: Port → WH → MOSB → Site | DAS | HITACHI
1094 | PRL-DAS-007-O1 | HVDC-ADOPT-HE-0087 | DAS | EQ-071 | 208176 | 1 | Outdoor Covered | AC current transformer | 285 | 79 | 88 | 1.9813 | 410 | 570 | Stackable x2 | 85043300 | SEK | 154715.7 | MAGLEBY Maersk | Sweden | Gothenburg | Khalifa port | 2024-02-29 | 2024-04-15 |  |  |  |  | 2024-04-20 |  | 2024-05-20 |  |  | 2024-05-20 |  |  | 2025-05-05 |  | CASE_LIST | 1 | 1 | site | DAS | 2025-05-05 | site | 2 | 3 | -1 | 2 | 2.25 | 2 | 2.25 | HITACHI(HE) |  | 1 | 3 | 2 | 4 | Flow 4: Port → WH → MOSB → Site | DAS | HITACHI
1095 | PRL-DAS-007-O1 | HVDC-ADOPT-HE-0087 | DAS | EQ-071 | 208177 | 1 | Outdoor Covered | AC current transformer | 285 | 79 | 88 | 1.9813 | 410 | 570 | Stackable x2 | 85043300 | SEK | 154715.7 | MAGLEBY Maersk | Sweden | Gothenburg | Khalifa port | 2024-02-29 | 2024-04-15 |  |  |  |  | 2024-04-20 |  | 2024-05-20 |  |  | 2024-05-20 |  |  | 2025-05-05 |  | CASE_LIST | 1 | 1 | site | DAS | 2025-05-05 | site | 2 | 3 | -1 | 2 | 2.25 | 2 | 2.25 | HITACHI(HE) |  | 1 | 3 | 2 | 4 | Flow 4: Port → WH → MOSB → Site | DAS | HITACHI
1096 | PRL-DAS-007-O1 | HVDC-ADOPT-HE-0087 | DAS | EQ-071 | 208178 | 1 | Outdoor Covered | AC current transformer | 285 | 79 | 88 | 1.9813 | 410 | 570 | Stackable x2 | 85043300 | SEK | 154715.7 | MAGLEBY Maersk | Sweden | Gothenburg | Khalifa port | 2024-02-29 | 2024-04-15 |  |  |  |  | 2024-04-20 |  | 2024-05-20 |  |  | 2024-05-20 |  |  | 2025-05-05 |  | CASE_LIST | 1 | 1 | site | DAS | 2025-05-05 | site | 2 | 3 | -1 | 2 | 2.25 | 2 | 2.25 | HITACHI(HE) |  | 1 | 3 | 2 | 4 | Flow 4: Port → WH → MOSB → Site | DAS | HITACHI
1097 | PRL-DAS-007-O1 | HVDC-ADOPT-HE-0087 | DAS | EQ-071 | 208179 | 1 | Outdoor Covered | AC current transformer | 285 | 79 | 88 | 1.9813 | 410 | 570 | Stackable x2 | 85043300 | SEK | 154715.7 | MAGLEBY Maersk | Sweden | Gothenburg | Khalifa port | 2024-02-29 | 2024-04-15 |  |  |  |  | 2024-04-20 |  | 2024-05-20 |  |  | 2024-05-20 |  |  | 2025-05-05 |  | CASE_LIST | 1 | 1 | site | DAS | 2025-05-05 | site | 2 | 3 | -1 | 2 | 2.25 | 2 | 2.25 | HITACHI(HE) |  | 1 | 3 | 2 | 4 | Flow 4: Port → WH → MOSB → Site | DAS | HITACHI
992 | PRL-MIR-008-O1 | HVDC-ADOPT-HE-0085 | MIR | EQ-002 | 279126 | 1 | Outdoor Covered | Transformer | 925 | 412 | 425 | 161.9675 | 248000 | 248250 | Not Stackable | 85042300 | SEK | 41917339 | BBC Sebastopol | Brazil | Itaguai | Mina Zayed | 2024-02-23 | 2024-04-12 | [10 empty] | 2024-06-04 |  |  |  | CASE_LIST |  | 1 | site | MIR | 2024-06-04 | site | 0 | 1 | 1 | 2 | 38.11 | 0 | 38.11 | HITACHI(HE) |  | 1 | 1 | 0 | 1 | Flow 1: Port → Site | MIR | HITACHI
993 | PRL-MIR-008-O1 | HVDC-ADOPT-HE-0085 | MIR | EQ-002 | 279150 | 1 | Outdoor Covered | Transformer | 925 | 412 | 425 | 161.9675 | 248000 | 248250 | Not Stackable | 85042300 | SEK | 41917339 | BBC Sebastopol | Brazil | Itaguai | Mina Zayed | 2024-02-23 | 2024-04-12 | [10 empty] | 2024-06-04 |  |  |  | CASE_LIST |  | 1 | site | MIR | 2024-06-04 | site | 0 | 1 | 1 | 2 | 38.11 | 0 | 38.11 | HITACHI(HE) |  | 1 | 1 | 0 | 1 | Flow 1: Port → Site | MIR | HITACHI
994 | PRL-MIR-008-O1 | HVDC-ADOPT-HE-0085 | MIR | EQ-002 | 279127 | 1 | Outdoor Covered | Transformer Accessories | 650 | 80 | 110 | 5.72 | 620 | 885 | Stackable x 2 | 85042300 | SEK | 607497.7 | BBC Sebastopol | Brazil | Itaguai | Mina Zayed | 2024-02-23 | 2024-04-12 | [10 empty] | 2024-04-25 |  |  |  | CASE_LIST |  | 1 | site | MIR | 2024-04-25 | site | 0 | 1 | 1 | 2 | 5.2 | 2 | 5.2 | HITACHI(HE) |  | 1 | 1 | 0 | 1 | Flow 1: Port → Site | MIR | HITACHI
995 | PRL-MIR-008-O1 | HVDC-ADOPT-HE-0085 | MIR | EQ-002 | 279128 | 1 | Outdoor Covered | Transformer Accessories | 650 | 80 | 110 | 5.72 | 620 | 885 | Stackable x 2 | 85042300 | SEK | 607497.7 | BBC Sebastopol | Brazil | Itaguai | Mina Zayed | 2024-02-23 | 2024-04-12 | [10 empty] | 2024-04-25 |  |  |  | CASE_LIST |  | 1 | site | MIR | 2024-04-25 | site | 0 | 1 | 1 | 2 | 5.2 | 2 | 5.2 | HITACHI(HE) |  | 1 | 1 | 0 | 1 | Flow 1: Port → Site | MIR | HITACHI
996 | PRL-MIR-008-O1 | HVDC-ADOPT-HE-0085 | MIR | EQ-002 | 279129 | 1 | Outdoor Covered | Transformer Accessories | 600 | 80 | 110 | 5.28 | 620 | 866 | Stackable x 2 | 85042300 | SEK | 607497.7 | BBC Sebastopol | Brazil | Itaguai | Mina Zayed | 2024-02-23 | 2024-04-12 | [10 empty] | 2024-04-25 |  |  |  | CASE_LIST |  | 1 | site | MIR | 2024-04-25 | site | 0 | 1 | 1 | 2 | 4.8 | 2 | 4.8 | HITACHI(HE) |  | 1 | 1 | 0 | 1 | Flow 1: Port → Site | MIR | HITACHI
997 | PRL-MIR-008-O1 | HVDC-ADOPT-HE-0085 | MIR | EQ-002 | 279130 | 1 | Outdoor Covered | Transformer Accessories | 180 | 40 | 50 | 0.36 | 46 | 82 | Stackable x 2 | 85042300 | SEK | 607497.7 | BBC Sebastopol | Brazil | Itaguai | Mina Zayed | 2024-02-23 | 2024-04-12 | [10 empty] | 2024-04-23 |  |  |  | CASE_LIST |  | 1 | site | MIR | 2024-04-23 | site | 0 | 1 | 1 | 2 | 0.72 | 2 | 0.72 | HITACHI(HE) |  | 1 | 1 | 0 | 1 | Flow 1: Port → Site | MIR | HITACHI
998 | PRL-MIR-008-O1 | HVDC-ADOPT-HE-0085 | MIR | EQ-002 | 279131 | 1 | Outdoor Covered | Transformer Accessories | 80 | 60 | 50 | 0.24 | 10 | 34 | Stackable x 2 | 85042300 | SEK | 607497.7 | BBC Sebastopol | Brazil | Itaguai | Mina Zayed | 2024-02-23 | 2024-04-12 | [10 empty] | 2024-04-23 |  |  |  | CASE_LIST |  | 1 | site | MIR | 2024-04-23 | site | 0 | 1 | 1 | 2 | 0.48 | 2 | 0.48 | HITACHI(HE) |  | 1 | 1 | 0 | 1 | Flow 1: Port → Site | MIR | HITACHI
999 | PRL-MIR-008-O1 | HVDC-ADOPT-HE-0085 | MIR | EQ-002 | 279132 | 1 | Outdoor Covered | Transformer Accessories | 80 | 60 | 50 | 0.24 | 10 | 34 | Stackable x 2 | 85042300 | SEK | 607497.7 | BBC Sebastopol | Brazil | Itaguai | Mina Zayed | 2024-02-23 | 2024-04-12 | [10 empty] | 2024-04-23 |  |  |  | CASE_LIST |  | 1 | site | MIR | 2024-04-23 | site | 0 | 1 | 1 | 2 | 0.48 | 2 | 0.48 | HITACHI(HE) |  | 1 | 1 | 0 | 1 | Flow 1: Port → Site | MIR | HITACHI
1000 | PRL-MIR-008-O1 | HVDC-ADOPT-HE-0085 | MIR | EQ-002 | 279133 | 1 | Outdoor Covered | Transformer Accessories | 680 | 220 | 130 | 19.448 | 1306 | 1839 | Stackable x 2 | 85042300 | SEK | 607497.7 | BBC Sebastopol | Brazil | Itaguai | Mina Zayed | 2024-02-23 | 2024-04-12 | [10 empty] | 2024-04-23 |  |  |  | CASE_LIST |  | 1 | site | MIR | 2024-04-23 | site | 0 | 1 | 1 | 2 | 14.96 | 2 | 14.96 | HITACHI(HE) |  | 1 | 1 | 0 | 1 | Flow 1: Port → Site | MIR | HITACHI
1001 | PRL-MIR-008-O1 | HVDC-ADOPT-HE-0085 | MIR | EQ-002 | 279134 | 1 | Outdoor Covered | Transformer Accessories | 680 | 220 | 130 | 19.448 | 1306 | 1839 | Stackable x 2 | 85042300 | SEK | 607497.7 | BBC Sebastopol | Brazil | Itaguai | Mina Zayed | 2024-02-23 | 2024-04-12 | [10 empty] | 2024-04-25 |  |  |  | CASE_LIST |  | 1 | site | MIR | 2024-04-25 | site | 0 | 1 | 1 | 2 | 14.96 | 2 | 14.96 | HITACHI(HE) |  | 1 | 1 | 0 | 1 | Flow 1: Port → Site | MIR | HITACHI
1002 | PRL-MIR-008-O1 | HVDC-ADOPT-HE-0085 | MIR | EQ-002 | 279135 | 1 | Outdoor Covered | Transformer Accessories | 680 | 220 | 130 | 19.448 | 1306 | 1839 | Stackable x 2 | 85042300 | SEK | 607497.7 | BBC Sebastopol | Brazil | Itaguai | Mina Zayed | 2024-02-23 | 2024-04-12 | [10 empty] | 2024-04-23 |  |  |  | CASE_LIST |  | 1 | site | MIR | 2024-04-23 | site | 0 | 1 | 1 | 2 | 14.96 | 2 | 14.96 | HITACHI(HE) |  | 1 | 1 | 0 | 1 | Flow 1: Port → Site | MIR | HITACHI
1003 | PRL-MIR-008-O1 | HVDC-ADOPT-HE-0085 | MIR | EQ-002 | 279136 | 1 | Outdoor Covered | Transformer Accessories | 680 | 220 | 130 | 19.448 | 1306 | 1839 | Stackable x 2 | 85042300 | SEK | 607497.7 | BBC Sebastopol | Brazil | Itaguai | Mina Zayed | 2024-02-23 | 2024-04-12 | [10 empty] | 2024-04-23 |  |  |  | CASE_LIST |  | 1 | site | MIR | 2024-04-23 | site | 0 | 1 | 1 | 2 | 14.96 | 2 | 14.96 | HITACHI(HE) |  | 1 | 1 | 0 | 1 | Flow 1: Port → Site | MIR | HITACHI
1004 | PRL-MIR-008-O1 | HVDC-ADOPT-HE-0085 | MIR | EQ-002 | 279137 | 1 | Outdoor Covered | Transformer Accessories | 460 | 240 | 200 | 22.08 | 2454 | 2955 | Not Stackable | 85042300 | SEK | 607497.7 | BBC Sebastopol | Brazil | Itaguai | Mina Zayed | 2024-02-23 | 2024-04-12 | [10 empty] | 2024-04-25 |  |  |  | CASE_LIST |  | 1 | site | MIR | 2024-04-25 | site | 0 | 1 | 1 | 2 | 11.04 | 0 | 11.04 | HITACHI(HE) |  | 1 | 1 | 0 | 1 | Flow 1: Port → Site | MIR | HITACHI
1005 | PRL-MIR-008-O1 | HVDC-ADOPT-HE-0085 | MIR | EQ-002 | 279138 | 1 | Outdoor Covered | Transformer Accessories | 140 | 80 | 100 | 1.12 | 186 | 252 | Stackable x 2 | 85042300 | SEK | 607497.7 | BBC Sebastopol | Brazil | Itaguai | Mina Zayed | 2024-02-23 | 2024-04-12 | [10 empty] | 2024-04-25 |  |  |  | CASE_LIST |  | 1 | site | MIR | 2024-04-25 | site | 0 | 1 | 1 | 2 | 1.12 | 2 | 1.12 | HITACHI(HE) |  | 1 | 1 | 0 | 1 | Flow 1: Port → Site | MIR | HITACHI
1006 | PRL-MIR-008-O1 | HVDC-ADOPT-HE-0085 | MIR | EQ-002 | 279139 | 1 | Outdoor Covered | Transformer Accessories | 420 | 180 | 120 | 9.072 | 1617 | 1912 | Stackable x 2 | 85042300 | SEK | 607497.7 | BBC Sebastopol | Brazil | Itaguai | Mina Zayed | 2024-02-23 | 2024-04-12 | [10 empty] | 2024-04-25 |  |  |  | CASE_LIST |  | 1 | site | MIR | 2024-04-25 | site | 0 | 1 | 1 | 2 | 7.56 | 2 | 7.56 | HITACHI(HE) |  | 1 | 1 | 0 | 1 | Flow 1: Port → Site | MIR | HITACHI
1007 | PRL-MIR-008-O1 | HVDC-ADOPT-HE-0085 | MIR | EQ-002 | 279140 | 1 | Outdoor Covered | Transformer Accessories | 320 | 180 | 270 | 15.552 | 2000 | 2385 | Stackable x 2 | 85042300 | SEK | 607497.7 | BBC Sebastopol | Brazil | Itaguai | Mina Zayed | 2024-02-23 | 2024-04-12 | [10 empty] | 2024-04-25 |  |  |  | CASE_LIST |  | 1 | site | MIR | 2024-04-25 | site | 0 | 1 | 1 | 2 | 5.76 | 2 | 5.76 | HITACHI(HE) |  | 1 | 1 | 0 | 1 | Flow 1: Port → Site | MIR | HITACHI
1008 | PRL-MIR-008-O1 | HVDC-ADOPT-HE-0085 | MIR | EQ-002 | 279141 | 1 | Outdoor Covered | Transformer Accessories | 360 | 220 | 140 | 11.088 | 1026 | 1347 | Stackable x 2 | 85042300 | SEK | 607497.7 | BBC Sebastopol | Brazil | Itaguai | Mina Zayed | 2024-02-23 | 2024-04-12 | [10 empty] | 2024-04-23 |  |  |  | CASE_LIST |  | 1 | site | MIR | 2024-04-23 | site | 0 | 1 | 1 | 2 | 7.92 | 2 | 7.92 | HITACHI(HE) |  | 1 | 1 | 0 | 1 | Flow 1: Port → Site | MIR | HITACHI
1009 | PRL-MIR-008-O1 | HVDC-ADOPT-HE-0085 | MIR | EQ-002 | 279142 | 1 | Outdoor Covered | Transformer Accessories | 360 | 220 | 140 | 11.088 | 1134 | 1455 | Stackable x 2 | 85042300 | SEK | 607497.7 | BBC Sebastopol | Brazil | Itaguai | Mina Zayed | 2024-02-23 | 2024-04-12 | [10 empty] | 2024-04-23 |  |  |  | CASE_LIST |  | 1 | site | MIR | 2024-04-23 | site | 0 | 1 | 1 | 2 | 7.92 | 2 | 7.92 | HITACHI(HE) |  | 1 | 1 | 0 | 1 | Flow 1: Port → Site | MIR | HITACHI
1010 | PRL-MIR-008-O1 | HVDC-ADOPT-HE-0085 | MIR | EQ-002 | 279143 | 1 | Outdoor Covered | Transformer Accessories | 100 | 100 | 140 | 1.4 | 216 | 292 | Stackable x 2 | 85042300 | SEK | 607497.7 | BBC Sebastopol | Brazil | Itaguai | Mina Zayed | 2024-02-23 | 2024-04-12 | [10 empty] | 2024-04-25 |  |  |  | CASE_LIST |  | 1 | site | MIR | 2024-04-25 | site | 0 | 1 | 1 | 2 | 1 | 2 | 1 | HITACHI(HE) |  | 1 | 1 | 0 | 1 | Flow 1: Port → Site | MIR | HITACHI
1011 | PRL-MIR-008-O1 | HVDC-ADOPT-HE-0085 | MIR | EQ-002 | 279145 | 1 | Outdoor Covered | Transformer Accessories | 260 | 160 | 210 | 8.736 | 836 | 1096 | Not Stackable | 85042300 | SEK | 607497.7 | BBC Sebastopol | Brazil | Itaguai | Mina Zayed | 2024-02-23 | 2024-04-12 | [10 empty] | 2024-04-26 |  |  |  | CASE_LIST |  | 1 | site | MIR | 2024-04-26 | site | 0 | 1 | 1 | 2 | 4.16 | 0 | 4.16 | HITACHI(HE) |  | 1 | 1 | 0 | 1 | Flow 1: Port → Site | MIR | HITACHI
1012 | PRL-MIR-008-O1 | HVDC-ADOPT-HE-0085 | MIR | EQ-002 | 279146 | 1 | Outdoor Covered | Transformer Accessories | 240 | 140 | 210 | 7.056 | 660 | 887 | Not Stackable | 85042300 | SEK | 607497.7 | BBC Sebastopol | Brazil | Itaguai | Mina Zayed | 2024-02-23 | 2024-04-12 | [10 empty] | 2024-04-25 |  |  |  | CASE_LIST |  | 1 | site | MIR | 2024-04-25 | site | 0 | 1 | 1 | 2 | 3.36 | 0 | 3.36 | HITACHI(HE) |  | 1 | 1 | 0 | 1 | Flow 1: Port → Site | MIR | HITACHI
1013 | PRL-MIR-008-O1 | HVDC-ADOPT-HE-0085 | MIR | EQ-002 | 279147 | 1 | Outdoor Covered | Transformer Accessories | 560 | 100 | 150 | 8.4 | 228 | 538 | Not Stackable | 85042300 | SEK | 607497.7 | BBC Sebastopol | Brazil | Itaguai | Mina Zayed | 2024-02-23 | 2024-04-12 | [10 empty] | 2024-04-26 |  |  |  | CASE_LIST |  | 1 | site | MIR | 2024-04-26 | site | 0 | 1 | 1 | 2 | 5.6 | 0 | 5.6 | HITACHI(HE) |  | 1 | 1 | 0 | 1 | Flow 1: Port → Site | MIR | HITACHI
1014 | PRL-MIR-008-O1 | HVDC-ADOPT-HE-0085 | MIR | EQ-002 | 279148 | 1 | Outdoor Covered | Transformer Accessories (DGD) | 160 | 100 | 80 | 1.28 | 471 | 545 | Stackable | 85042300 | SEK | 607497.7 | BBC Sebastopol | Brazil | Itaguai | Mina Zayed | 2024-02-23 | 2024-04-12 | [10 empty] | 2024-05-29 |  |  |  | CASE_LIST |  | 1 | site | MIR | 2024-05-29 | site | 0 | 1 | 1 | 2 | 1.6 | 1 | 1.6 | HITACHI(HE) |  | 1 | 1 | 0 | 1 | Flow 1: Port → Site | MIR | HITACHI
1015 | PRL-MIR-008-O1 | HVDC-ADOPT-HE-0085 | MIR | EQ-002 | 279149 | 1 | Outdoor Covered | Transformer Accessories | 140 | 120 | 80 | 1.344 | 165 | 240 | Stackable x 2 | 85042300 | SEK | 607497.7 | BBC Sebastopol | Brazil | Itaguai | Mina Zayed | 2024-02-23 | 2024-04-12 | [10 empty] | 2024-04-23 |  |  |  | CASE_LIST |  | 1 | site | MIR | 2024-04-23 | site | 0 | 1 | 1 | 2 | 1.68 | 2 | 1.68 | HITACHI(HE) |  | 1 | 1 | 0 | 1 | Flow 1: Port → Site | MIR | HITACHI
1016 | PRL-MIR-008-O1 | HVDC-ADOPT-HE-0085 | MIR | EQ-002 | 279151 | 1 | Outdoor Covered | Transformer Accessories | 650 | 80 | 110 | 5.72 | 620 | 885 | Stackable x 2 | 85042300 | SEK | 607497.7 | BBC Sebastopol | Brazil | Itaguai | Mina Zayed | 2024-02-23 | 2024-04-12 | [10 empty] | 2024-04-25 |  |  |  | CASE_LIST |  | 1 | site | MIR | 2024-04-25 | site | 0 | 1 | 1 | 2 | 5.2 | 2 | 5.2 | HITACHI(HE) |  | 1 | 1 | 0 | 1 | Flow 1: Port → Site | MIR | HITACHI
1017 | PRL-MIR-008-O1 | HVDC-ADOPT-HE-0085 | MIR | EQ-002 | 279152 | 1 | Outdoor Covered | Transformer Accessories | 650 | 80 | 110 | 5.72 | 620 | 885 | Stackable x 2 | 85042300 | SEK | 607497.7 | BBC Sebastopol | Brazil | Itaguai | Mina Zayed | 2024-02-23 | 2024-04-12 | [10 empty] | 2024-04-25 |  |  |  | CASE_LIST |  | 1 | site | MIR | 2024-04-25 | site | 0 | 1 | 1 | 2 | 5.2 | 2 | 5.2 | HITACHI(HE) |  | 1 | 1 | 0 | 1 | Flow 1: Port → Site | MIR | HITACHI
1018 | PRL-MIR-008-O1 | HVDC-ADOPT-HE-0085 | MIR | EQ-002 | 279153 | 1 | Outdoor Covered | Transformer Accessories | 600 | 80 | 110 | 5.28 | 620 | 866 | Stackable x 2 | 85042300 | SEK | 607497.7 | BBC Sebastopol | Brazil | Itaguai | Mina Zayed | 2024-02-23 | 2024-04-12 | [10 empty] | 2024-04-25 |  |  |  | CASE_LIST |  | 1 | site | MIR | 2024-04-25 | site | 0 | 1 | 1 | 2 | 4.8 | 2 | 4.8 | HITACHI(HE) |  | 1 | 1 | 0 | 1 | Flow 1: Port → Site | MIR | HITACHI
1019 | PRL-MIR-008-O1 | HVDC-ADOPT-HE-0085 | MIR | EQ-002 | 279154 | 1 | Outdoor Covered | Transformer Accessories | 180 | 40 | 50 | 0.36 | 46 | 82 | Stackable x 2 | 85042300 | SEK | 607497.7 | BBC Sebastopol | Brazil | Itaguai | Mina Zayed | 2024-02-23 | 2024-04-12 | [10 empty] | 2024-04-23 |  |  |  | CASE_LIST |  | 1 | site | MIR | 2024-04-23 | site | 0 | 1 | 1 | 2 | 0.72 | 2 | 0.72 | HITACHI(HE) |  | 1 | 1 | 0 | 1 | Flow 1: Port → Site | MIR | HITACHI
1020 | PRL-MIR-008-O1 | HVDC-ADOPT-HE-0085 | MIR | EQ-002 | 279155 | 1 | Outdoor Covered | Transformer Accessories | 80 | 60 | 50 | 0.24 | 10 | 34 | Stackable x 2 | 85042300 | SEK | 607497.7 | BBC Sebastopol | Brazil | Itaguai | Mina Zayed | 2024-02-23 | 2024-04-12 | [10 empty] | 2024-04-23 |  |  |  | CASE_LIST |  | 1 | site | MIR | 2024-04-23 | site | 0 | 1 | 1 | 2 | 0.48 | 2 | 0.48 | HITACHI(HE) |  | 1 | 1 | 0 | 1 | Flow 1: Port → Site | MIR | HITACHI
1021 | PRL-MIR-008-O1 | HVDC-ADOPT-HE-0085 | MIR | EQ-002 | 279156 | 1 | Outdoor Covered | Transformer Accessories | 80 | 60 | 50 | 0.24 | 10 | 34 | Stackable x 2 | 85042300 | SEK | 607497.7 | BBC Sebastopol | Brazil | Itaguai | Mina Zayed | 2024-02-23 | 2024-04-12 | [10 empty] | 2024-04-23 |  |  |  | CASE_LIST |  | 1 | site | MIR | 2024-04-23 | site | 0 | 1 | 1 | 2 | 0.48 | 2 | 0.48 | HITACHI(HE) |  | 1 | 1 | 0 | 1 | Flow 1: Port → Site | MIR | HITACHI
1022 | PRL-MIR-008-O1 | HVDC-ADOPT-HE-0085 | MIR | EQ-002 | 279157 | 1 | Outdoor Covered | Transformer Accessories | 680 | 220 | 130 | 19.448 | 1306 | 1839 | Stackable x 2 | 85042300 | SEK | 607497.7 | BBC Sebastopol | Brazil | Itaguai | Mina Zayed | 2024-02-23 | 2024-04-12 | [10 empty] | 2024-04-23 |  |  |  | CASE_LIST |  | 1 | site | MIR | 2024-04-23 | site | 0 | 1 | 1 | 2 | 14.96 | 2 | 14.96 | HITACHI(HE) |  | 1 | 1 | 0 | 1 | Flow 1: Port → Site | MIR | HITACHI
1023 | PRL-MIR-008-O1 | HVDC-ADOPT-HE-0085 | MIR | EQ-002 | 279158 | 1 | Outdoor Covered | Transformer Accessories | 680 | 220 | 130 | 19.448 | 1306 | 1839 | Stackable x 2 | 85042300 | SEK | 607497.7 | BBC Sebastopol | Brazil | Itaguai | Mina Zayed | 2024-02-23 | 2024-04-12 | [10 empty] | 2024-04-25 |  |  |  | CASE_LIST |  | 1 | site | MIR | 2024-04-25 | site | 0 | 1 | 1 | 2 | 14.96 | 2 | 14.96 | HITACHI(HE) |  | 1 | 1 | 0 | 1 | Flow 1: Port → Site | MIR | HITACHI
1024 | PRL-MIR-008-O1 | HVDC-ADOPT-HE-0085 | MIR | EQ-002 | 279159 | 1 | Outdoor Covered | Transformer Accessories | 680 | 220 | 130 | 19.448 | 1306 | 1839 | Stackable x 2 | 85042300 | SEK | 607497.7 | BBC Sebastopol | Brazil | Itaguai | Mina Zayed | 2024-02-23 | 2024-04-12 | [10 empty] | 2024-04-23 |  |  |  | CASE_LIST |  | 1 | site | MIR | 2024-04-23 | site | 0 | 1 | 1 | 2 | 14.96 | 2 | 14.96 | HITACHI(HE) |  | 1 | 1 | 0 | 1 | Flow 1: Port → Site | MIR | HITACHI
1025 | PRL-MIR-008-O1 | HVDC-ADOPT-HE-0085 | MIR | EQ-002 | 279160 | 1 | Outdoor Covered | Transformer Accessories | 680 | 220 | 130 | 19.448 | 1306 | 1839 | Stackable x 2 | 85042300 | SEK | 607497.7 | BBC Sebastopol | Brazil | Itaguai | Mina Zayed | 2024-02-23 | 2024-04-12 | [10 empty] | 2024-04-23 |  |  |  | CASE_LIST |  | 1 | site | MIR | 2024-04-23 | site | 0 | 1 | 1 | 2 | 14.96 | 2 | 14.96 | HITACHI(HE) |  | 1 | 1 | 0 | 1 | Flow 1: Port → Site | MIR | HITACHI
1026 | PRL-MIR-008-O1 | HVDC-ADOPT-HE-0085 | MIR | EQ-002 | 279162 | 1 | Outdoor Covered | Transformer Accessories | 140 | 80 | 100 | 1.12 | 186 | 252 | Stackable x 2 | 85042300 | SEK | 607497.7 | BBC Sebastopol | Brazil | Itaguai | Mina Zayed | 2024-02-23 | 2024-04-12 | [10 empty] | 2024-04-25 |  |  |  | CASE_LIST |  | 1 | site | MIR | 2024-04-25 | site | 0 | 1 | 1 | 2 | 1.12 | 2 | 1.12 | HITACHI(HE) |  | 1 | 1 | 0 | 1 | Flow 1: Port → Site | MIR | HITACHI
1027 | PRL-MIR-008-O1 | HVDC-ADOPT-HE-0085 | MIR | EQ-002 | 279163 | 1 | Outdoor Covered | Transformer Accessories | 420 | 180 | 120 | 9.072 | 1617 | 1912 | Stackable x 2 | 85042300 | SEK | 607497.7 | BBC Sebastopol | Brazil | Itaguai | Mina Zayed | 2024-02-23 | 2024-04-12 | [10 empty] | 2024-04-23 |  |  |  | CASE_LIST |  | 1 | site | MIR | 2024-04-23 | site | 0 | 1 | 1 | 2 | 7.56 | 2 | 7.56 | HITACHI(HE) |  | 1 | 1 | 0 | 1 | Flow 1: Port → Site | MIR | HITACHI
1028 | PRL-MIR-008-O1 | HVDC-ADOPT-HE-0085 | MIR | EQ-002 | 279164 | 1 | Outdoor Covered | Transformer Accessories | 320 | 180 | 270 | 15.552 | 2000 | 2385 | Not stackable | 85042300 | SEK | 607497.7 | BBC Sebastopol | Brazil | Itaguai | Mina Zayed | 2024-02-23 | 2024-04-12 | [10 empty] | 2024-04-26 |  |  |  | CASE_LIST |  | 1 | site | MIR | 2024-04-26 | site | 0 | 1 | 1 | 2 | 5.76 | 0 | 5.76 | HITACHI(HE) |  | 1 | 1 | 0 | 1 | Flow 1: Port → Site | MIR | HITACHI
1029 | PRL-MIR-008-O1 | HVDC-ADOPT-HE-0085 | MIR | EQ-002 | 279165 | 1 | Outdoor Covered | Transformer Accessories | 360 | 220 | 140 | 11.088 | 1026 | 1347 | Stackable x 2 | 85042300 | SEK | 607497.7 | BBC Sebastopol | Brazil | Itaguai | Mina Zayed | 2024-02-23 | 2024-04-12 | [10 empty] | 2024-04-25 |  |  |  | CASE_LIST |  | 1 | site | MIR | 2024-04-25 | site | 0 | 1 | 1 | 2 | 7.92 | 2 | 7.92 | HITACHI(HE) |  | 1 | 1 | 0 | 1 | Flow 1: Port → Site | MIR | HITACHI
1030 | PRL-MIR-008-O1 | HVDC-ADOPT-HE-0085 | MIR | EQ-002 | 279166 | 1 | Outdoor Covered | Transformer Accessories | 360 | 220 | 140 | 11.088 | 1134 | 1455 | Stackable x 2 | 85042300 | SEK | 607497.7 | BBC Sebastopol | Brazil | Itaguai | Mina Zayed | 2024-02-23 | 2024-04-12 | [10 empty] | 2024-04-23 |  |  |  | CASE_LIST |  | 1 | site | MIR | 2024-04-23 | site | 0 | 1 | 1 | 2 | 7.92 | 2 | 7.92 | HITACHI(HE) |  | 1 | 1 | 0 | 1 | Flow 1: Port → Site | MIR | HITACHI
1031 | PRL-MIR-008-O1 | HVDC-ADOPT-HE-0085 | MIR | EQ-002 | 279167 | 1 | Outdoor Covered | Transformer Accessories | 100 | 100 | 140 | 1.4 | 216 | 292 | Stackable x 2 | 85042300 | SEK | 607497.7 | BBC Sebastopol | Brazil | Itaguai | Mina Zayed | 2024-02-23 | 2024-04-12 | [10 empty] | 2024-04-25 |  |  |  | CASE_LIST |  | 1 | site | MIR | 2024-04-25 | site | 0 | 1 | 1 | 2 | 1 | 2 | 1 | HITACHI(HE) |  | 1 | 1 | 0 | 1 | Flow 1: Port → Site | MIR | HITACHI
1032 | PRL-MIR-008-O1 | HVDC-ADOPT-HE-0085 | MIR | EQ-002 | 279169 | 1 | Outdoor Covered | Transformer Accessories | 260 | 160 | 210 | 8.736 | 836 | 1096 | Not stackable | 85042300 | SEK | 607497.7 | BBC Sebastopol | Brazil | Itaguai | Mina Zayed | 2024-02-23 | 2024-04-12 | [10 empty] | 2024-04-23 |  |  |  | CASE_LIST |  | 1 | site | MIR | 2024-04-23 | site | 0 | 1 | 1 | 2 | 4.16 | 0 | 4.16 | HITACHI(HE) |  | 1 | 1 | 0 | 1 | Flow 1: Port → Site | MIR | HITACHI
1033 | PRL-MIR-008-O1 | HVDC-ADOPT-HE-0085 | MIR | EQ-002 | 279170 | 1 | Outdoor Covered | Transformer Accessories | 240 | 140 | 210 | 7.056 | 660 | 887 | Not stackable | 85042300 | SEK | 607497.7 | BBC Sebastopol | Brazil | Itaguai | Mina Zayed | 2024-02-23 | 2024-04-12 | [10 empty] | 2024-04-25 |  |  |  | CASE_LIST |  | 1 | site | MIR | 2024-04-25 | site | 0 | 1 | 1 | 2 | 3.36 | 0 | 3.36 | HITACHI(HE) |  | 1 | 1 | 0 | 1 | Flow 1: Port → Site | MIR | HITACHI
1034 | PRL-MIR-008-O1 | HVDC-ADOPT-HE-0085 | MIR | EQ-002 | 279171 | 1 | Outdoor Covered | Transformer Accessories | 560 | 100 | 150 | 8.4 | 228 | 538 | Not stackable | 85042300 | SEK | 607497.7 | BBC Sebastopol | Brazil | Itaguai | Mina Zayed | 2024-02-23 | 2024-04-12 | [10 empty] | 2024-04-26 |  |  |  | CASE_LIST |  | 1 | site | MIR | 2024-04-26 | site | 0 | 1 | 1 | 2 | 5.6 | 0 | 5.6 | HITACHI(HE) |  | 1 | 1 | 0 | 1 | Flow 1: Port → Site | MIR | HITACHI
1035 | PRL-MIR-008-O1 | HVDC-ADOPT-HE-0085 | MIR | EQ-002 | 279172 | 1 | Outdoor Covered | Transformer Accessories (DGD) | 160 | 100 | 80 | 1.28 | 471 | 545 | Stackable x 2 | 85042300 | SEK | 607497.7 | BBC Sebastopol | Brazil | Itaguai | Mina Zayed | 2024-02-23 | 2024-04-12 | [10 empty] | 2024-05-29 |  |  |  | CASE_LIST |  | 1 | site | MIR | 2024-05-29 | site | 0 | 1 | 1 | 2 | 1.6 | 2 | 1.6 | HITACHI(HE) |  | 1 | 1 | 0 | 1 | Flow 1: Port → Site | MIR | HITACHI
1036 | PRL-MIR-008-O1 | HVDC-ADOPT-HE-0085 | MIR | EQ-002 | 279173 | 1 | Outdoor Covered | Transformer Accessories | 140 | 120 | 80 | 1.344 | 165 | 240 | Stackable x 2 | 85042300 | SEK | 607497.7 | BBC Sebastopol | Brazil | Itaguai | Mina Zayed | 2024-02-23 | 2024-04-12 | [10 empty] | 2024-04-23 |  |  |  | CASE_LIST |  | 1 | site | MIR | 2024-04-23 | site | 0 | 1 | 1 | 2 | 1.68 | 2 | 1.68 | HITACHI(HE) |  | 1 | 1 | 0 | 1 | Flow 1: Port → Site | MIR | HITACHI
1037 | PRL-MIR-008-O2 | HVDC-ADOPT-HE-0085 | MIR | EQ-002 | 279144 | 1 | Indoor | Transformer Accessories - Control Cubicle | 300 | 160 | 260 | 12.48 | 475 | 810 | Not stackable | 85042300 | SEK | 607497.7 | BBC Sebastopol | Brazil | Itaguai | Mina Zayed | 2024-02-23 | 2024-04-12 |  | 2024-04-19 | [8 empty] | 2025-02-04 |  |  |  | CASE_LIST | 1 | 1 | site | MIR | 2025-02-04 | site | 1 | 2 | 0 | 2 | 4.8 | 0 | 4.8 | HITACHI(HE) |  | 1 | 2 | 1 | 2 | Flow 2: Port → WH → Site | MIR | HITACHI
1038 | PRL-MIR-008-O2 | HVDC-ADOPT-HE-0085 | MIR | EQ-002 | 279168 | 1 | Indoor | Transformer Accessories - Control Cubicle | 300 | 160 | 260 | 12.48 | 475 | 810 | Not stackable | 85042300 | SEK | 607497.7 | BBC Sebastopol | Brazil | Itaguai | Mina Zayed | 2024-02-23 | 2024-04-12 |  | 2024-04-19 | [8 empty] | 2025-02-04 |  |  |  | CASE_LIST | 1 | 1 | site | MIR | 2025-02-04 | site | 1 | 2 | 0 | 2 | 4.8 | 0 | 4.8 | HITACHI(HE) |  | 1 | 2 | 1 | 2 | Flow 2: Port → WH → Site | MIR | HITACHI
905 | PRL-SHU-002-O LOT 8-2 | HVDC-ADOPT-HE-0084-2 | SHU | EQ-001 | 279820 | 1 | Indoor | Layers | 365 | 233 | 172 | 14.6277 | 4500 | 5000 | Stackable X1 | 85049000 | SEK | 2079700 | MARCHEN Maersk | Sweden | Gothenburg | Khalifa port | 2024-02-22 | 2024-04-05 |  | 2024-04-24 | 2024-11-26 | [8 empty] | 2025-03-12 |  |  | CASE_LIST | 1 | 1 | site | SHU | 2025-03-12 | site | 2 | 3 | -1 | 2 | 8.5 | 1 | 8.5 | HITACHI(HE) |  | 1 | 3 | 2 | 5 | Flow 5: Mixed / Waiting / Incomplete leg | SHU | HITACHI
906 | PRL-SHU-002-O LOT 8-2 | HVDC-ADOPT-HE-0084-2 | SHU | EQ-001 | 279822 | 1 | Indoor | Layers | 365 | 233 | 172 | 14.6277 | 4500 | 5000 | Stackable X1 | 85049000 | SEK | 2079700 | MARCHEN Maersk | Sweden | Gothenburg | Khalifa port | 2024-02-22 | 2024-04-05 |  | 2024-04-24 | 2024-12-05 | [8 empty] | 2025-03-14 |  |  | CASE_LIST | 1 | 1 | site | SHU | 2025-03-14 | site | 2 | 3 | -1 | 2 | 8.5 | 1 | 8.5 | HITACHI(HE) |  | 1 | 3 | 2 | 5 | Flow 5: Mixed / Waiting / Incomplete leg | SHU | HITACHI
907 | PRL-SHU-002-O LOT 8-2 | HVDC-ADOPT-HE-0084-2 | SHU | EQ-001 | 279833 | 1 | Indoor | Layers | 365 | 233 | 172 | 14.6277 | 4500 | 5000 | Stackable X1 | 85049000 | SEK | 2079700 | MARCHEN Maersk | Sweden | Gothenburg | Khalifa port | 2024-02-22 | 2024-04-05 |  | 2024-04-24 | 2024-06-04 | [8 empty] | 2025-03-13 |  |  | CASE_LIST | 1 | 1 | site | SHU | 2025-03-13 | site | 2 | 3 | -1 | 2 | 8.5 | 1 | 8.5 | HITACHI(HE) |  | 1 | 3 | 2 | 5 | Flow 5: Mixed / Waiting / Incomplete leg | SHU | HITACHI
852 | PRL-SHU-002-O LOT 8-1 | HVDC-ADOPT-HE-0084-1 | SHU | EQ-001 | 207987 | 1 | Indoor | Layers | 365 | 233 | 172 | 14.6277 | 4250 | 5000 | Stackable X1 | 85049000 | SEK | 2079700 | ELLY Maersk | Sweden | Gothenburg | Khalifa port | 2024-02-15 | 2024-03-27 |  | 2024-04-03 | 2024-06-04 | [8 empty] | 2025-03-15 |  |  | CASE_LIST | 1 | 1 | site | SHU | 2025-03-15 | site | 2 | 3 | -1 | 2 | 8.5 | 1 | 8.5 | HITACHI(HE) |  | 1 | 3 | 2 | 5 | Flow 5: Mixed / Waiting / Incomplete leg | SHU | HITACHI
853 | PRL-SHU-002-O LOT 8-1 | HVDC-ADOPT-HE-0084-1 | SHU | EQ-001 | 207988 | 1 | Indoor | Layers | 365 | 233 | 172 | 14.6277 | 4250 | 5000 | Stackable X1 | 85049000 | SEK | 2079700 | ELLY Maersk | Sweden | Gothenburg | Khalifa port | 2024-02-15 | 2024-03-27 |  | 2024-04-03 | 2024-06-05 | [8 empty] | 2025-03-18 |  |  | CASE_LIST | 1 | 1 | site | SHU | 2025-03-18 | site | 2 | 3 | -1 | 2 | 8.5 | 1 | 8.5 | HITACHI(HE) |  | 1 | 3 | 2 | 5 | Flow 5: Mixed / Waiting / Incomplete leg | SHU | HITACHI
854 | PRL-SHU-002-O LOT 8-1 | HVDC-ADOPT-HE-0084-1 | SHU | EQ-001 | 207989 | 1 | Indoor | Layers | 365 | 233 | 172 | 14.6277 | 4250 | 5000 | Stackable X1 | 85049000 | SEK | 2079700 | ELLY Maersk | Sweden | Gothenburg | Khalifa port | 2024-02-15 | 2024-03-27 |  | 2024-04-03 | 2024-05-31 | [8 empty] | 2025-03-18 |  |  | CASE_LIST | 1 | 1 | site | SHU | 2025-03-18 | site | 2 | 3 | -1 | 2 | 8.5 | 1 | 8.5 | HITACHI(HE) |  | 1 | 3 | 2 | 5 | Flow 5: Mixed / Waiting / Incomplete leg | SHU | HITACHI
855 | PRL-SHU-002-O LOT 8-1 | HVDC-ADOPT-HE-0084-1 | SHU | EQ-001 | 207990 | 1 | Indoor | Layers | 365 | 233 | 172 | 14.6277 | 4250 | 5000 | Stackable X1 | 85049000 | SEK | 2079700 | ELLY Maersk | Sweden | Gothenburg | Khalifa port | 2024-02-15 | 2024-03-27 |  | 2024-04-04 | 2024-06-05 | [8 empty] | 2025-03-16 |  |  | CASE_LIST | 1 | 1 | site | SHU | 2025-03-16 | site | 2 | 3 | -1 | 2 | 8.5 | 1 | 8.5 | HITACHI(HE) |  | 1 | 3 | 2 | 5 | Flow 5: Mixed / Waiting / Incomplete leg | SHU | HITACHI
856 | PRL-SHU-002-O LOT 8-1 | HVDC-ADOPT-HE-0084-1 | SHU | EQ-001 | 207991 | 1 | Indoor | Layers | 365 | 233 | 172 | 14.6277 | 4250 | 5000 | Stackable X1 | 85049000 | SEK | 2079700 | ELLY Maersk | Sweden | Gothenburg | Khalifa port | 2024-02-15 | 2024-03-27 |  | 2024-04-06 | 2024-05-30 | [8 empty] | 2025-03-15 |  |  | CASE_LIST | 1 | 1 | site | SHU | 2025-03-15 | site | 2 | 3 | -1 | 2 | 8.5 | 1 | 8.5 | HITACHI(HE) |  | 1 | 3 | 2 | 5 | Flow 5: Mixed / Waiting / Incomplete leg | SHU | HITACHI
857 | PRL-SHU-002-O LOT 8-1 | HVDC-ADOPT-HE-0084-1 | SHU | EQ-001 | 207992 | 1 | Indoor | Layers | 365 | 233 | 172 | 14.6277 | 4250 | 5000 | Stackable X1 | 85049000 | SEK | 2079700 | ELLY Maersk | Sweden | Gothenburg | Khalifa port | 2024-02-15 | 2024-03-27 |  | 2024-04-04 | 2024-06-04 | [8 empty] | 2025-03-15 |  |  | CASE_LIST | 1 | 1 | site | SHU | 2025-03-15 | site | 2 | 3 | -1 | 2 | 8.5 | 1 | 8.5 | HITACHI(HE) |  | 1 | 3 | 2 | 5 | Flow 5: Mixed / Waiting / Incomplete leg | SHU | HITACHI
858 | PRL-SHU-002-O LOT 8-1 | HVDC-ADOPT-HE-0084-1 | SHU | EQ-001 | 207993 | 1 | Indoor | Layers | 365 | 233 | 172 | 14.6277 | 4250 | 5000 | Stackable X1 | 85049000 | SEK | 2079700 | ELLY Maersk | Sweden | Gothenburg | Khalifa port | 2024-02-15 | 2024-03-27 |  | 2024-04-03 | 2024-06-05 | [8 empty] | 2025-03-18 |  |  | CASE_LIST | 1 | 1 | site | SHU | 2025-03-18 | site | 2 | 3 | -1 | 2 | 8.5 | 1 | 8.5 | HITACHI(HE) |  | 1 | 3 | 2 | 5 | Flow 5: Mixed / Waiting / Incomplete leg | SHU | HITACHI
859 | PRL-SHU-002-O LOT 8-1 | HVDC-ADOPT-HE-0084-1 | SHU | EQ-001 | 207994 | 1 | Indoor | Layers | 365 | 233 | 172 | 14.6277 | 4250 | 5000 | Stackable X1 | 85049000 | SEK | 2079700 | ELLY Maersk | Sweden | Gothenburg | Khalifa port | 2024-02-15 | 2024-03-27 |  | 2024-04-04 | 2024-06-04 | [8 empty] | 2025-03-15 |  |  | CASE_LIST | 1 | 1 | site | SHU | 2025-03-15 | site | 2 | 3 | -1 | 2 | 8.5 | 1 | 8.5 | HITACHI(HE) |  | 1 | 3 | 2 | 5 | Flow 5: Mixed / Waiting / Incomplete leg | SHU | HITACHI
860 | PRL-SHU-002-O LOT 8-1 | HVDC-ADOPT-HE-0084-1 | SHU | EQ-001 | 207995 | 1 | Indoor | Layers | 365 | 233 | 172 | 14.6277 | 4250 | 5000 | Stackable X1 | 85049000 | SEK | 2079700 | ELLY Maersk | Sweden | Gothenburg | Khalifa port | 2024-02-15 | 2024-03-27 |  | 2024-04-03 | 2024-06-05 | [8 empty] | 2025-03-18 |  |  | CASE_LIST | 1 | 1 | site | SHU | 2025-03-18 | site | 2 | 3 | -1 | 2 | 8.5 | 1 | 8.5 | HITACHI(HE) |  | 1 | 3 | 2 | 5 | Flow 5: Mixed / Waiting / Incomplete leg | SHU | HITACHI
861 | PRL-SHU-002-O LOT 8-1 | HVDC-ADOPT-HE-0084-1 | SHU | EQ-001 | 207996 | 1 | Indoor | Layers | 365 | 233 | 172 | 14.6277 | 4250 | 5000 | Stackable X1 | 85049000 | SEK | 2079700 | ELLY Maersk | Sweden | Gothenburg | Khalifa port | 2024-02-15 | 2024-03-27 |  | 2024-04-03 | 2024-06-05 | [8 empty] | 2025-03-18 |  |  | CASE_LIST | 1 | 1 | site | SHU | 2025-03-18 | site | 2 | 3 | -1 | 2 | 8.5 | 1 | 8.5 | HITACHI(HE) |  | 1 | 3 | 2 | 5 | Flow 5: Mixed / Waiting / Incomplete leg | SHU | HITACHI
862 | PRL-SHU-002-O LOT 8-1 | HVDC-ADOPT-HE-0084-1 | SHU | EQ-001 | 207997 | 1 | Indoor | Layers | 365 | 233 | 172 | 14.6277 | 4250 | 5000 | Stackable X1 | 85049000 | SEK | 2079700 | ELLY Maersk | Sweden | Gothenburg | Khalifa port | 2024-02-15 | 2024-03-27 |  | 2024-04-04 | 2024-06-04 | [8 empty] | 2025-03-15 |  |  | CASE_LIST | 1 | 1 | site | SHU | 2025-03-15 | site | 2 | 3 | -1 | 2 | 8.5 | 1 | 8.5 | HITACHI(HE) |  | 1 | 3 | 2 | 5 | Flow 5: Mixed / Waiting / Incomplete leg | SHU | HITACHI
863 | PRL-SHU-002-O LOT 8-1 | HVDC-ADOPT-HE-0084-1 | SHU | EQ-001 | 207998 | 1 | Indoor | Layers | 365 | 233 | 172 | 14.6277 | 4250 | 5000 | Stackable X1 | 85049000 | SEK | 2079700 | ELLY Maersk | Sweden | Gothenburg | Khalifa port | 2024-02-15 | 2024-03-27 |  | 2024-04-04 | 2024-06-05 | [8 empty] | 2025-03-16 |  |  | CASE_LIST | 1 | 1 | site | SHU | 2025-03-16 | site | 2 | 3 | -1 | 2 | 8.5 | 1 | 8.5 | HITACHI(HE) |  | 1 | 3 | 2 | 5 | Flow 5: Mixed / Waiting / Incomplete leg | SHU | HITACHI
864 | PRL-SHU-002-O LOT 8-1 | HVDC-ADOPT-HE-0084-1 | SHU | EQ-001 | 279770 | 1 | Indoor | Layers | 365 | 233 | 172 | 14.6277 | 4500 | 5000 | Stackable X1 | 85049000 | SEK | 2079700 | ELLY Maersk | Sweden | Gothenburg | Khalifa port | 2024-02-15 | 2024-03-27 |  | 2024-04-04 | 2024-06-04 | [8 empty] | 2025-03-15 |  |  | CASE_LIST | 1 | 1 | site | SHU | 2025-03-15 | site | 2 | 3 | -1 | 2 | 8.5 | 1 | 8.5 | HITACHI(HE) |  | 1 | 3 | 2 | 5 | Flow 5: Mixed / Waiting / Incomplete leg | SHU | HITACHI
865 | PRL-SHU-002-O LOT 8-1 | HVDC-ADOPT-HE-0084-1 | SHU | EQ-001 | 279779 | 1 | Indoor | Layers | 365 | 233 | 172 | 14.6277 | 4500 | 5000 | Stackable X1 | 85049000 | SEK | 2079700 | ELLY Maersk | Sweden | Gothenburg | Khalifa port | 2024-02-15 | 2024-03-27 |  | 2024-04-03 | 2024-06-05 | [8 empty] | 2025-03-18 |  |  | CASE_LIST | 1 | 1 | site | SHU | 2025-03-18 | site | 2 | 3 | -1 | 2 | 8.5 | 1 | 8.5 | HITACHI(HE) |  | 1 | 3 | 2 | 5 | Flow 5: Mixed / Waiting / Incomplete leg | SHU | HITACHI
866 | PRL-SHU-002-O LOT 8-1 | HVDC-ADOPT-HE-0084-1 | SHU | EQ-001 | 279798 | 1 | Indoor | Layers | 365 | 233 | 172 | 14.6277 | 4500 | 5000 | Stackable X1 | 85049000 | SEK | 2079700 | ELLY Maersk | Sweden | Gothenburg | Khalifa port | 2024-02-15 | 2024-03-27 |  | 2024-04-02 | 2024-05-31 | [8 empty] | 2025-03-13 |  |  | CASE_LIST | 1 | 1 | site | SHU | 2025-03-13 | site | 2 | 3 | -1 | 2 | 8.5 | 1 | 8.5 | HITACHI(HE) |  | 1 | 3 | 2 | 5 | Flow 5: Mixed / Waiting / Incomplete leg | SHU | HITACHI
867 | PRL-SHU-002-O LOT 8-1 | HVDC-ADOPT-HE-0084-1 | SHU | EQ-001 | 279805 | 1 | Indoor | Layers | 365 | 233 | 172 | 14.6277 | 4500 | 5000 | Stackable X1 | 85049000 | SEK | 2079700 | ELLY Maersk | Sweden | Gothenburg | Khalifa port | 2024-02-15 | 2024-03-27 |  | 2024-04-02 | 2024-12-05 | [8 empty] | 2025-03-11 |  |  | CASE_LIST | 1 | 1 | site | SHU | 2025-03-11 | site | 2 | 3 | -1 | 2 | 8.5 | 1 | 8.5 | HITACHI(HE) |  | 1 | 3 | 2 | 5 | Flow 5: Mixed / Waiting / Incomplete leg | SHU | HITACHI
868 | PRL-SHU-002-O LOT 8-1 | HVDC-ADOPT-HE-0084-1 | SHU | EQ-001 | 279814 | 1 | Indoor | Layers | 365 | 233 | 172 | 14.6277 | 4500 | 5000 | Stackable X1 | 85049000 | SEK | 2079700 | ELLY Maersk | Sweden | Gothenburg | Khalifa port | 2024-02-15 | 2024-03-27 |  | 2024-04-05 | 2024-11-26 | [8 empty] | 2025-03-11 |  |  | CASE_LIST | 1 | 1 | site | SHU | 2025-03-11 | site | 2 | 3 | -1 | 2 | 8.5 | 1 | 8.5 | HITACHI(HE) |  | 1 | 3 | 2 | 5 | Flow 5: Mixed / Waiting / Incomplete leg | SHU | HITACHI
869 | PRL-SHU-002-O LOT 8-1 | HVDC-ADOPT-HE-0084-1 | SHU | EQ-001 | 279815 | 1 | Indoor | Layers | 365 | 233 | 172 | 14.6277 | 4500 | 5000 | Stackable X1 | 85049000 | SEK | 2079700 | ELLY Maersk | Sweden | Gothenburg | Khalifa port | 2024-02-15 | 2024-03-27 |  | 2024-04-03 | 2024-11-26 | [8 empty] | 2025-03-13 |  |  | CASE_LIST | 1 | 1 | site | SHU | 2025-03-13 | site | 2 | 3 | -1 | 2 | 8.5 | 1 | 8.5 | HITACHI(HE) |  | 1 | 3 | 2 | 5 | Flow 5: Mixed / Waiting / Incomplete leg | SHU | HITACHI
870 | PRL-SHU-002-O LOT 8-1 | HVDC-ADOPT-HE-0084-1 | SHU | EQ-001 | 279816 | 1 | Indoor | Layers | 365 | 233 | 172 | 14.6277 | 4500 | 5000 | Stackable X1 | 85049000 | SEK | 2079700 | ELLY Maersk | Sweden | Gothenburg | Khalifa port | 2024-02-15 | 2024-03-27 |  | 2024-04-03 | 2024-11-26 | [8 empty] | 2025-03-13 |  |  | CASE_LIST | 1 | 1 | site | SHU | 2025-03-13 | site | 2 | 3 | -1 | 2 | 8.5 | 1 | 8.5 | HITACHI(HE) |  | 1 | 3 | 2 | 5 | Flow 5: Mixed / Waiting / Incomplete leg | SHU | HITACHI
871 | PRL-SHU-002-O LOT 8-1 | HVDC-ADOPT-HE-0084-1 | SHU | EQ-001 | 279818 | 1 | Indoor | Layers | 365 | 233 | 172 | 14.6277 | 4500 | 5000 | Stackable X1 | 85049000 | SEK | 2079700 | ELLY Maersk | Sweden | Gothenburg | Khalifa port | 2024-02-15 | 2024-03-27 |  | 2024-04-04 | 2024-12-05 | [8 empty] | 2025-03-13 |  |  | CASE_LIST | 1 | 1 | site | SHU | 2025-03-13 | site | 2 | 3 | -1 | 2 | 8.5 | 1 | 8.5 | HITACHI(HE) |  | 1 | 3 | 2 | 5 | Flow 5: Mixed / Waiting / Incomplete leg | SHU | HITACHI
872 | PRL-SHU-002-O LOT 8-1 | HVDC-ADOPT-HE-0084-1 | SHU | EQ-001 | 279819 | 1 | Indoor | Layers | 365 | 233 | 172 | 14.6277 | 4500 | 5000 | Stackable X1 | 85049000 | SEK | 2079700 | ELLY Maersk | Sweden | Gothenburg | Khalifa port | 2024-02-15 | 2024-03-27 |  | 2024-04-06 | 2024-11-26 | [8 empty] | 2025-03-12 |  |  | CASE_LIST | 1 | 1 | site | SHU | 2025-03-12 | site | 2 | 3 | -1 | 2 | 8.5 | 1 | 8.5 | HITACHI(HE) |  | 1 | 3 | 2 | 5 | Flow 5: Mixed / Waiting / Incomplete leg | SHU | HITACHI
873 | PRL-SHU-002-O LOT 8-1 | HVDC-ADOPT-HE-0084-1 | SHU | EQ-001 | 279821 | 1 | Indoor | Layers | 365 | 233 | 172 | 14.6277 | 4500 | 5000 | Stackable X1 | 85049000 | SEK | 2079700 | ELLY Maersk | Sweden | Gothenburg | Khalifa port | 2024-02-15 | 2024-03-27 |  | 2024-04-02 | 2024-05-30 | [8 empty] | 2025-03-13 |  |  | CASE_LIST | 1 | 1 | site | SHU | 2025-03-13 | site | 2 | 3 | -1 | 2 | 8.5 | 1 | 8.5 | HITACHI(HE) |  | 1 | 3 | 2 | 5 | Flow 5: Mixed / Waiting / Incomplete leg | SHU | HITACHI
874 | PRL-SHU-002-O LOT 8-1 | HVDC-ADOPT-HE-0084-1 | SHU | EQ-001 | 279824 | 1 | Indoor | Layers | 365 | 233 | 172 | 14.6277 | 4500 | 5000 | Stackable X1 | 85049000 | SEK | 2079700 | ELLY Maersk | Sweden | Gothenburg | Khalifa port | 2024-02-15 | 2024-03-27 |  | 2024-04-02 | 2024-11-29 | [8 empty] | 2025-03-12 |  |  | CASE_LIST | 1 | 1 | site | SHU | 2025-03-12 | site | 2 | 3 | -1 | 2 | 8.5 | 1 | 8.5 | HITACHI(HE) |  | 1 | 3 | 2 | 5 | Flow 5: Mixed / Waiting / Incomplete leg | SHU | HITACHI
875 | PRL-SHU-002-O LOT 8-1 | HVDC-ADOPT-HE-0084-1 | SHU | EQ-001 | 279826 | 1 | Indoor | Layers | 365 | 233 | 172 | 14.6277 | 4500 | 5000 | Stackable X1 | 85049000 | SEK | 2079700 | ELLY Maersk | Sweden | Gothenburg | Khalifa port | 2024-02-15 | 2024-03-27 |  | 2024-04-02 | 2024-12-09 | [8 empty] | 2025-03-13 |  |  | CASE_LIST | 1 | 1 | site | SHU | 2025-03-13 | site | 2 | 3 | -1 | 2 | 8.5 | 1 | 8.5 | HITACHI(HE) |  | 1 | 3 | 2 | 5 | Flow 5: Mixed / Waiting / Incomplete leg | SHU | HITACHI
876 | PRL-SHU-002-O LOT 8-1 | HVDC-ADOPT-HE-0084-1 | SHU | EQ-001 | 279829 | 1 | Indoor | Layers | 365 | 233 | 172 | 14.6277 | 4500 | 5000 | Stackable X1 | 85049000 | SEK | 2079700 | ELLY Maersk | Sweden | Gothenburg | Khalifa port | 2024-02-15 | 2024-03-27 |  | 2024-04-02 | 2024-11-29 | [8 empty] | 2025-03-13 |  |  | CASE_LIST | 1 | 1 | site | SHU | 2025-03-13 | site | 2 | 3 | -1 | 2 | 8.5 | 1 | 8.5 | HITACHI(HE) |  | 1 | 3 | 2 | 5 | Flow 5: Mixed / Waiting / Incomplete leg | SHU | HITACHI
877 | PRL-SHU-002-O LOT 8-1 | HVDC-ADOPT-HE-0084-1 | SHU | EQ-001 | 279830 | 1 | Indoor | Layers | 365 | 233 | 172 | 14.6277 | 4500 | 5000 | Stackable X1 | 85049000 | SEK | 2079700 | ELLY Maersk | Sweden | Gothenburg | Khalifa port | 2024-02-15 | 2024-03-27 |  | 2024-04-06 | 2024-05-30 | [8 empty] | 2025-03-13 |  |  | CASE_LIST | 1 | 1 | site | SHU | 2025-03-13 | site | 2 | 3 | -1 | 2 | 8.5 | 1 | 8.5 | HITACHI(HE) |  | 1 | 3 | 2 | 5 | Flow 5: Mixed / Waiting / Incomplete leg | SHU | HITACHI
878 | PRL-SHU-002-O LOT 8-1 | HVDC-ADOPT-HE-0084-1 | SHU | EQ-001 | 279832 | 1 | Indoor | Layers | 365 | 233 | 172 | 14.6277 | 4500 | 5000 | Stackable X1 | 85049000 | SEK | 2079700 | ELLY Maersk | Sweden | Gothenburg | Khalifa port | 2024-02-15 | 2024-03-27 |  | 2024-04-02 | 2024-05-31 | [8 empty] | 2025-03-12 |  |  | CASE_LIST | 1 | 1 | site | SHU | 2025-03-12 | site | 2 | 3 | -1 | 2 | 8.5 | 1 | 8.5 | HITACHI(HE) |  | 1 | 3 | 2 | 5 | Flow 5: Mixed / Waiting / Incomplete leg | SHU | HITACHI
879 | PRL-SHU-002-O LOT 8-1 | HVDC-ADOPT-HE-0084-1 | SHU | EQ-001 | 279823 | 1 | Indoor | Layers | 365 | 233 | 172 | 14.6277 | 4500 | 5000 | Stackable X1 | 85049000 | SEK | 2079700 | ELLY Maersk | Sweden | Gothenburg | Khalifa port | 2024-02-15 | 2024-03-27 |  | 2024-04-02 | 2024-11-29 | [8 empty] | 2025-03-14 |  |  | CASE_LIST | 1 | 1 | site | SHU | 2025-03-14 | site | 2 | 3 | -1 | 2 | 8.5 | 1 | 8.5 | HITACHI(HE) |  | 1 | 3 | 2 | 5 | Flow 5: Mixed / Waiting / Incomplete leg | SHU | HITACHI
880 | PRL-SHU-002-O LOT 8-1 | HVDC-ADOPT-HE-0084-1 | SHU | EQ-001 | 279834 | 1 | Indoor | Layers | 365 | 233 | 172 | 14.6277 | 4500 | 5000 | Stackable X1 | 85049000 | SEK | 2079700 | ELLY Maersk | Sweden | Gothenburg | Khalifa port | 2024-02-15 | 2024-03-27 |  | 2024-04-04 | 2024-06-04 | [8 empty] | 2025-03-14 |  |  | CASE_LIST | 1 | 1 | site | SHU | 2025-03-14 | site | 2 | 3 | -1 | 2 | 8.5 | 1 | 8.5 | HITACHI(HE) |  | 1 | 3 | 2 | 5 | Flow 5: Mixed / Waiting / Incomplete leg | SHU | HITACHI
881 | PRL-SHU-002-O LOT 8-1 | HVDC-ADOPT-HE-0084-1 | SHU | EQ-001 | 279835 | 1 | Indoor | Layers | 365 | 233 | 172 | 14.6277 | 4500 | 5000 | Stackable X1 | 85049000 | SEK | 2079700 | ELLY Maersk | Sweden | Gothenburg | Khalifa port | 2024-02-15 | 2024-03-27 |  | 2024-04-03 | 2024-06-05 | [8 empty] | 2025-03-13 |  |  | CASE_LIST | 1 | 1 | site | SHU | 2025-03-13 | site | 2 | 3 | -1 | 2 | 8.5 | 1 | 8.5 | HITACHI(HE) |  | 1 | 3 | 2 | 5 | Flow 5: Mixed / Waiting / Incomplete leg | SHU | HITACHI
882 | PRL-SHU-002-O LOT 8-1 | HVDC-ADOPT-HE-0084-1 | SHU | EQ-001 | 279836 | 1 | Indoor | Layers | 365 | 233 | 172 | 14.6277 | 4500 | 5000 | Stackable X1 | 85049000 | SEK | 2079700 | ELLY Maersk | Sweden | Gothenburg | Khalifa port | 2024-02-15 | 2024-03-27 |  | 2024-04-05 | 2024-05-29 | [8 empty] | 2025-03-12 |  |  | CASE_LIST | 1 | 1 | site | SHU | 2025-03-12 | site | 2 | 3 | -1 | 2 | 8.5 | 1 | 8.5 | HITACHI(HE) |  | 1 | 3 | 2 | 5 | Flow 5: Mixed / Waiting / Incomplete leg | SHU | HITACHI
883 | PRL-SHU-002-O LOT 8-1 | HVDC-ADOPT-HE-0084-1 | SHU | EQ-001 | 279837 | 1 | Indoor | Layers | 365 | 233 | 172 | 14.6277 | 4500 | 5000 | Stackable X1 | 85049000 | SEK | 2079700 | ELLY Maersk | Sweden | Gothenburg | Khalifa port | 2024-02-15 | 2024-03-27 |  | 2024-04-03 | 2024-06-05 | [8 empty] | 2025-03-13 |  |  | CASE_LIST | 1 | 1 | site | SHU | 2025-03-13 | site | 2 | 3 | -1 | 2 | 8.5 | 1 | 8.5 | HITACHI(HE) |  | 1 | 3 | 2 | 5 | Flow 5: Mixed / Waiting / Incomplete leg | SHU | HITACHI
884 | PRL-SHU-002-O LOT 8-1 | HVDC-ADOPT-HE-0084-1 | SHU | EQ-001 | 279838 | 1 | Indoor | Layers | 365 | 233 | 172 | 14.6277 | 4500 | 5000 | Stackable X1 | 85049000 | SEK | 2079700 | ELLY Maersk | Sweden | Gothenburg | Khalifa port | 2024-02-15 | 2024-03-27 |  | 2024-04-02 | 2024-05-31 | [8 empty] | 2025-03-12 |  |  | CASE_LIST | 1 | 1 | site | SHU | 2025-03-12 | site | 2 | 3 | -1 | 2 | 8.5 | 1 | 8.5 | HITACHI(HE) |  | 1 | 3 | 2 | 5 | Flow 5: Mixed / Waiting / Incomplete leg | SHU | HITACHI
885 | PRL-SHU-002-O LOT 8-1 | HVDC-ADOPT-HE-0084-1 | SHU | EQ-001 | 279839 | 1 | Indoor | Layers | 365 | 233 | 172 | 14.6277 | 4500 | 5000 | Stackable X1 | 85049000 | SEK | 2079700 | ELLY Maersk | Sweden | Gothenburg | Khalifa port | 2024-02-15 | 2024-03-27 |  | 2024-04-02 | 2024-05-31 | [8 empty] | 2025-03-13 |  |  | CASE_LIST | 1 | 1 | site | SHU | 2025-03-13 | site | 2 | 3 | -1 | 2 | 8.5 | 1 | 8.5 | HITACHI(HE) |  | 1 | 3 | 2 | 5 | Flow 5: Mixed / Waiting / Incomplete leg | SHU | HITACHI
886 | PRL-SHU-002-O LOT 8-1 | HVDC-ADOPT-HE-0084-1 | SHU | EQ-001 | 279840 | 1 | Indoor | Layers | 365 | 233 | 172 | 14.6277 | 4500 | 5000 | Stackable X1 | 85049000 | SEK | 2079700 | ELLY Maersk | Sweden | Gothenburg | Khalifa port | 2024-02-15 | 2024-03-27 |  | 2024-04-03 | 2024-06-05 | [8 empty] | 2025-03-13 |  |  | CASE_LIST | 1 | 1 | site | SHU | 2025-03-13 | site | 2 | 3 | -1 | 2 | 8.5 | 1 | 8.5 | HITACHI(HE) |  | 1 | 3 | 2 | 5 | Flow 5: Mixed / Waiting / Incomplete leg | SHU | HITACHI
887 | PRL-SHU-002-O LOT 8-1 | HVDC-ADOPT-HE-0084-1 | SHU | EQ-001 | 279841 | 1 | Indoor | Layers | 365 | 233 | 172 | 14.6277 | 4500 | 5000 | Stackable X1 | 85049000 | SEK | 2079700 | ELLY Maersk | Sweden | Gothenburg | Khalifa port | 2024-02-15 | 2024-03-27 |  | 2024-04-03 | 2024-06-05 | [8 empty] | 2025-03-12 |  |  | CASE_LIST | 1 | 1 | site | SHU | 2025-03-12 | site | 2 | 3 | -1 | 2 | 8.5 | 1 | 8.5 | HITACHI(HE) |  | 1 | 3 | 2 | 5 | Flow 5: Mixed / Waiting / Incomplete leg | SHU | HITACHI
888 | PRL-SHU-002-O LOT 8-1 | HVDC-ADOPT-HE-0084-1 | SHU | EQ-001 | 279842 | 1 | Indoor | Layers | 365 | 233 | 172 | 14.6277 | 4500 | 5000 | Stackable X1 | 85049000 | SEK | 2079700 | ELLY Maersk | Sweden | Gothenburg | Khalifa port | 2024-02-15 | 2024-03-27 |  | 2024-04-03 | 2024-06-04 | [8 empty] | 2025-03-13 |  |  | CASE_LIST | 1 | 1 | site | SHU | 2025-03-13 | site | 2 | 3 | -1 | 2 | 8.5 | 1 | 8.5 | HITACHI(HE) |  | 1 | 3 | 2 | 5 | Flow 5: Mixed / Waiting / Incomplete leg | SHU | HITACHI
889 | PRL-SHU-002-O LOT 8-1 | HVDC-ADOPT-HE-0084-1 | SHU | EQ-001 | 279848 | 1 | Indoor | Layers | 365 | 233 | 172 | 14.6277 | 4500 | 5000 | Stackable X1 | 85049000 | SEK | 2079700 | ELLY Maersk | Sweden | Gothenburg | Khalifa port | 2024-02-15 | 2024-03-27 |  | 2024-04-02 | 2024-06-05 | [8 empty] | 2025-03-12 |  |  | CASE_LIST | 1 | 1 | site | SHU | 2025-03-12 | site | 2 | 3 | -1 | 2 | 8.5 | 1 | 8.5 | HITACHI(HE) |  | 1 | 3 | 2 | 5 | Flow 5: Mixed / Waiting / Incomplete leg | SHU | HITACHI
890 | PRL-SHU-002-O LOT 8-1 | HVDC-ADOPT-HE-0084-1 | SHU | EQ-001 | 279851 | 1 | Indoor | Layers | 365 | 233 | 172 | 14.6277 | 4500 | 5000 | Stackable X1 | 85049000 | SEK | 2079700 | ELLY Maersk | Sweden | Gothenburg | Khalifa port | 2024-02-15 | 2024-03-27 |  | 2024-04-03 | 2024-05-31 | [8 empty] | 2025-03-14 |  |  | CASE_LIST | 1 | 1 | site | SHU | 2025-03-14 | site | 2 | 3 | -1 | 2 | 8.5 | 1 | 8.5 | HITACHI(HE) |  | 1 | 3 | 2 | 5 | Flow 5: Mixed / Waiting / Incomplete leg | SHU | HITACHI
891 | PRL-SHU-002-O LOT 8-1 | HVDC-ADOPT-HE-0084-1 | SHU | EQ-001 | 279855 | 1 | Indoor | Layers | 365 | 233 | 172 | 14.6277 | 4500 | 5000 | Stackable X1 | 85049000 | SEK | 2079700 | ELLY Maersk | Sweden | Gothenburg | Khalifa port | 2024-02-15 | 2024-03-27 |  | 2024-04-06 | 2024-05-29 | [8 empty] | 2025-03-13 |  |  | CASE_LIST | 1 | 1 | site | SHU | 2025-03-13 | site | 2 | 3 | -1 | 2 | 8.5 | 1 | 8.5 | HITACHI(HE) |  | 1 | 3 | 2 | 5 | Flow 5: Mixed / Waiting / Incomplete leg | SHU | HITACHI
892 | PRL-SHU-002-O LOT 8-1 | HVDC-ADOPT-HE-0084-1 | SHU | EQ-001 | 279856 | 1 | Indoor | Layers | 365 | 233 | 172 | 14.6277 | 4500 | 5000 | Stackable X1 | 85049000 | SEK | 2079700 | ELLY Maersk | Sweden | Gothenburg | Khalifa port | 2024-02-15 | 2024-03-27 |  | 2024-04-06 | 2024-05-30 | [8 empty] | 2025-03-13 |  |  | CASE_LIST | 1 | 1 | site | SHU | 2025-03-13 | site | 2 | 3 | -1 | 2 | 8.5 | 1 | 8.5 | HITACHI(HE) |  | 1 | 3 | 2 | 5 | Flow 5: Mixed / Waiting / Incomplete leg | SHU | HITACHI
893 | PRL-SHU-002-O LOT 8-1 | HVDC-ADOPT-HE-0084-1 | SHU | EQ-001 | 279857 | 1 | Indoor | Layers | 365 | 233 | 172 | 14.6277 | 4500 | 5000 | Stackable X1 | 85049000 | SEK | 2079700 | ELLY Maersk | Sweden | Gothenburg | Khalifa port | 2024-02-15 | 2024-03-27 |  | 2024-04-06 | 2024-05-29 | [8 empty] | 2025-03-13 |  |  | CASE_LIST | 1 | 1 | site | SHU | 2025-03-13 | site | 2 | 3 | -1 | 2 | 8.5 | 1 | 8.5 | HITACHI(HE) |  | 1 | 3 | 2 | 5 | Flow 5: Mixed / Waiting / Incomplete leg | SHU | HITACHI
894 | PRL-SHU-002-O LOT 8-1 | HVDC-ADOPT-HE-0084-1 | SHU | EQ-001 | 279859 | 1 | Indoor | Layers | 365 | 233 | 172 | 14.6277 | 4500 | 5000 | Stackable X1 | 85049000 | SEK | 2079700 | ELLY Maersk | Sweden | Gothenburg | Khalifa port | 2024-02-15 | 2024-03-27 |  | 2024-04-04 | 2024-06-04 | [8 empty] | 2025-03-13 |  |  | CASE_LIST | 1 | 1 | site | SHU | 2025-03-13 | site | 2 | 3 | -1 | 2 | 8.5 | 1 | 8.5 | HITACHI(HE) |  | 1 | 3 | 2 | 5 | Flow 5: Mixed / Waiting / Incomplete leg | SHU | HITACHI
895 | PRL-SHU-002-O LOT 8-1 | HVDC-ADOPT-HE-0084-1 | SHU | EQ-001 | 279861 | 1 | Indoor | Layers | 365 | 233 | 172 | 14.6277 | 4500 | 5000 | Stackable X1 | 85049000 | SEK | 2079700 | ELLY Maersk | Sweden | Gothenburg | Khalifa port | 2024-02-15 | 2024-03-27 |  | 2024-04-04 | 2024-06-05 | [8 empty] | 2025-03-14 |  |  | CASE_LIST | 1 | 1 | site | SHU | 2025-03-14 | site | 2 | 3 | -1 | 2 | 8.5 | 1 | 8.5 | HITACHI(HE) |  | 1 | 3 | 2 | 5 | Flow 5: Mixed / Waiting / Incomplete leg | SHU | HITACHI
896 | PRL-SHU-002-O LOT 8-1 | HVDC-ADOPT-HE-0084-1 | SHU | EQ-001 | 279862 | 1 | Indoor | Layers | 365 | 233 | 172 | 14.6277 | 4500 | 5000 | Stackable X1 | 85049000 | SEK | 2079700 | ELLY Maersk | Sweden | Gothenburg | Khalifa port | 2024-02-15 | 2024-03-27 |  | 2024-04-02 | 2024-05-31 | [8 empty] | 2025-03-13 |  |  | CASE_LIST | 1 | 1 | site | SHU | 2025-03-13 | site | 2 | 3 | -1 | 2 | 8.5 | 1 | 8.5 | HITACHI(HE) |  | 1 | 3 | 2 | 5 | Flow 5: Mixed / Waiting / Incomplete leg | SHU | HITACHI
897 | PRL-SHU-002-O LOT 8-1 | HVDC-ADOPT-HE-0084-1 | SHU | EQ-001 | 279863 | 1 | Indoor | Layers | 365 | 233 | 172 | 14.6277 | 4500 | 5000 | Stackable X1 | 85049000 | SEK | 2079700 | ELLY Maersk | Sweden | Gothenburg | Khalifa port | 2024-02-15 | 2024-03-27 |  | 2024-04-05 | 2024-05-29 | [8 empty] | 2025-03-13 |  |  | CASE_LIST | 1 | 1 | site | SHU | 2025-03-13 | site | 2 | 3 | -1 | 2 | 8.5 | 1 | 8.5 | HITACHI(HE) |  | 1 | 3 | 2 | 5 | Flow 5: Mixed / Waiting / Incomplete leg | SHU | HITACHI
898 | PRL-SHU-002-O LOT 8-1 | HVDC-ADOPT-HE-0084-1 | SHU | EQ-001 | 279864 | 1 | Indoor | Layers | 365 | 233 | 172 | 14.6277 | 4500 | 5000 | Stackable X1 | 85049000 | SEK | 2079700 | ELLY Maersk | Sweden | Gothenburg | Khalifa port | 2024-02-15 | 2024-03-27 |  | 2024-04-04 | 2024-06-04 | [8 empty] | 2025-03-14 |  |  | CASE_LIST | 1 | 1 | site | SHU | 2025-03-14 | site | 2 | 3 | -1 | 2 | 8.5 | 1 | 8.5 | HITACHI(HE) |  | 1 | 3 | 2 | 5 | Flow 5: Mixed / Waiting / Incomplete leg | SHU | HITACHI
899 | PRL-SHU-002-O LOT 8-1 | HVDC-ADOPT-HE-0084-1 | SHU | EQ-001 | 279865 | 1 | Indoor | Layers | 365 | 233 | 172 | 14.6277 | 4500 | 5000 | Stackable X1 | 85049000 | SEK | 2079700 | ELLY Maersk | Sweden | Gothenburg | Khalifa port | 2024-02-15 | 2024-03-27 |  | 2024-04-05 | 2024-05-29 | [8 empty] | 2025-03-13 |  |  | CASE_LIST | 1 | 1 | site | SHU | 2025-03-13 | site | 2 | 3 | -1 | 2 | 8.5 | 1 | 8.5 | HITACHI(HE) |  | 1 | 3 | 2 | 5 | Flow 5: Mixed / Waiting / Incomplete leg | SHU | HITACHI
900 | PRL-SHU-002-O LOT 8-1 | HVDC-ADOPT-HE-0084-1 | SHU | EQ-001 | 279866 | 1 | Indoor | Layers | 365 | 233 | 172 | 14.6277 | 4500 | 5000 | Stackable X1 | 85049000 | SEK | 2079700 | ELLY Maersk | Sweden | Gothenburg | Khalifa port | 2024-02-15 | 2024-03-27 |  | 2024-04-05 | 2024-05-29 | [8 empty] | 2025-03-13 |  |  | CASE_LIST | 1 | 1 | site | SHU | 2025-03-13 | site | 2 | 3 | -1 | 2 | 8.5 | 1 | 8.5 | HITACHI(HE) |  | 1 | 3 | 2 | 5 | Flow 5: Mixed / Waiting / Incomplete leg | SHU | HITACHI
901 | PRL-SHU-002-O LOT 8-1 | HVDC-ADOPT-HE-0084-1 | SHU | EQ-001 | 279867 | 1 | Indoor | Layers | 365 | 233 | 172 | 14.6277 | 4500 | 5000 | Stackable X1 | 85049000 | SEK | 2079700 | ELLY Maersk | Sweden | Gothenburg | Khalifa port | 2024-02-15 | 2024-03-27 |  | 2024-04-05 | 2024-05-29 | [8 empty] | 2025-03-13 |  |  | CASE_LIST | 1 | 1 | site | SHU | 2025-03-13 | site | 2 | 3 | -1 | 2 | 8.5 | 1 | 8.5 | HITACHI(HE) |  | 1 | 3 | 2 | 5 | Flow 5: Mixed / Waiting / Incomplete leg | SHU | HITACHI
902 | PRL-SHU-002-O LOT 8-1 | HVDC-ADOPT-HE-0084-1 | SHU | EQ-001 | 279868 | 1 | Indoor | Layers | 365 | 233 | 172 | 14.6277 | 4500 | 5000 | Stackable X1 | 85049000 | SEK | 2079700 | ELLY Maersk | Sweden | Gothenburg | Khalifa port | 2024-02-15 | 2024-03-27 |  | 2024-04-04 | 2024-06-05 | [8 empty] | 2025-03-13 |  |  | CASE_LIST | 1 | 1 | site | SHU | 2025-03-13 | site | 2 | 3 | -1 | 2 | 8.5 | 1 | 8.5 | HITACHI(HE) |  | 1 | 3 | 2 | 5 | Flow 5: Mixed / Waiting / Incomplete leg | SHU | HITACHI
837 | PRL-SHU-002-O1 LOT9 | HVDC-ADOPT-HE-0083 | SHU | EQ-001 | 190632 | 1 | outdoor covered | Ferrite assembly | 120 | 80 | 75 | 0.72 | 69 | 89 | Stackable x4 | 85049000 | SEK | 433859 | ELLY Maersk | Sweden | Gothenburg | Khalifa port | 2024-02-15 | 2024-03-27 | [11 empty] | 2024-04-17 |  |  | CASE_LIST |  | 1 | site | SHU | 2024-04-17 | site | 0 | 1 | 1 | 2 | 0.96 | 4 | 0.96 | HITACHI(HE) |  | 1 | 1 | 0 | 1 | Flow 1: Port → Site | SHU | HITACHI
838 | PRL-SHU-002-O1 LOT9 | HVDC-ADOPT-HE-0083 | SHU | EQ-001 | 190633 | 1 | outdoor covered | Ferrite assembly | 120 | 80 | 75 | 0.72 | 69 | 89 | Stackable x4 | 85049000 | SEK | 433859 | ELLY Maersk | Sweden | Gothenburg | Khalifa port | 2024-02-15 | 2024-03-27 | [11 empty] | 2024-04-17 |  |  | CASE_LIST |  | 1 | site | SHU | 2024-04-17 | site | 0 | 1 | 1 | 2 | 0.96 | 4 | 0.96 | HITACHI(HE) |  | 1 | 1 | 0 | 1 | Flow 1: Port → Site | SHU | HITACHI
839 | PRL-SHU-002-O1 LOT9 | HVDC-ADOPT-HE-0083 | SHU | EQ-001 | 190305 | 1 | outdoor covered | Bottom Shield | 426 | 231 | 255 | 25.0935 | 400 | 1144 | Stackable x1 | 85049000 | SEK | 433859 | ELLY Maersk | Sweden | Gothenburg | Khalifa port | 2024-02-15 | 2024-03-27 | [11 empty] | 2024-04-17 |  |  | CASE_LIST |  | 1 | site | SHU | 2024-04-17 | site | 0 | 1 | 1 | 2 | 9.84 | 1 | 9.84 | HITACHI(HE) |  | 1 | 1 | 0 | 1 | Flow 1: Port → Site | SHU | HITACHI
840 | PRL-SHU-002-O1 LOT9 | HVDC-ADOPT-HE-0083 | SHU | EQ-001 | 190680 | 1 | outdoor covered | Side Shield Pairs | 420 | 205 | 140 | 12.054 | 590 | 1031 | Stackable x2 | 85049000 | SEK | 433859 | ELLY Maersk | Sweden | Gothenburg | Khalifa port | 2024-02-15 | 2024-03-27 | [11 empty] | 2024-04-17 |  |  | CASE_LIST |  | 1 | site | SHU | 2024-04-17 | site | 0 | 1 | 1 | 2 | 8.61 | 2 | 8.61 | HITACHI(HE) |  | 1 | 1 | 0 | 1 | Flow 1: Port → Site | SHU | HITACHI
841 | PRL-SHU-002-O1 LOT9 | HVDC-ADOPT-HE-0083 | SHU | EQ-001 | 190681 | 1 | outdoor covered | Side Shield Pairs | 420 | 205 | 140 | 12.054 | 590 | 1031 | Stackable x2 | 85049000 | SEK | 433859 | ELLY Maersk | Sweden | Gothenburg | Khalifa port | 2024-02-15 | 2024-03-27 | [11 empty] | 2024-04-17 |  |  | CASE_LIST |  | 1 | site | SHU | 2024-04-17 | site | 0 | 1 | 1 | 2 | 8.61 | 2 | 8.61 | HITACHI(HE) |  | 1 | 1 | 0 | 1 | Flow 1: Port → Site | SHU | HITACHI
842 | PRL-SHU-002-O1 LOT9 | HVDC-ADOPT-HE-0083 | SHU | EQ-001 | 190692 | 1 | outdoor covered | Side Shield Pairs | 420 | 205 | 140 | 12.054 | 590 | 1031 | Stackable x2 | 85049000 | SEK | 433859 | ELLY Maersk | Sweden | Gothenburg | Khalifa port | 2024-02-15 | 2024-03-27 | [11 empty] | 2024-04-17 |  |  | CASE_LIST |  | 1 | site | SHU | 2024-04-17 | site | 0 | 1 | 1 | 2 | 8.61 | 2 | 8.61 | HITACHI(HE) |  | 1 | 1 | 0 | 1 | Flow 1: Port → Site | SHU | HITACHI
843 | PRL-SHU-002-O1 LOT9 | HVDC-ADOPT-HE-0083 | SHU | EQ-001 | 190693 | 1 | outdoor covered | Side Shield Pairs | 420 | 205 | 140 | 12.054 | 590 | 1031 | Stackable x2 | 85049000 | SEK | 433859 | ELLY Maersk | Sweden | Gothenburg | Khalifa port | 2024-02-15 | 2024-03-27 | [11 empty] | 2024-04-17 |  |  | CASE_LIST |  | 1 | site | SHU | 2024-04-17 | site | 0 | 1 | 1 | 2 | 8.61 | 2 | 8.61 | HITACHI(HE) |  | 1 | 1 | 0 | 1 | Flow 1: Port → Site | SHU | HITACHI
844 | PRL-SHU-002-O1 LOT9 | HVDC-ADOPT-HE-0083 | SHU | EQ-001 | 190694 | 1 | outdoor covered | Side Shield Pairs | 420 | 205 | 140 | 12.054 | 590 | 1031 | Stackable x2 | 85049000 | SEK | 433859 | ELLY Maersk | Sweden | Gothenburg | Khalifa port | 2024-02-15 | 2024-03-27 | [11 empty] | 2024-04-17 |  |  | CASE_LIST |  | 1 | site | SHU | 2024-04-17 | site | 0 | 1 | 1 | 2 | 8.61 | 2 | 8.61 | HITACHI(HE) |  | 1 | 1 | 0 | 1 | Flow 1: Port → Site | SHU | HITACHI
845 | PRL-SHU-002-O1 LOT9 | HVDC-ADOPT-HE-0083 | SHU | EQ-001 | 190695 | 1 | outdoor covered | Side Shield Pairs | 420 | 205 | 140 | 12.054 | 590 | 1031 | Stackable x2 | 85049000 | SEK | 433859 | ELLY Maersk | Sweden | Gothenburg | Khalifa port | 2024-02-15 | 2024-03-27 | [11 empty] | 2024-04-17 |  |  | CASE_LIST |  | 1 | site | SHU | 2024-04-17 | site | 0 | 1 | 1 | 2 | 8.61 | 2 | 8.61 | HITACHI(HE) |  | 1 | 1 | 0 | 1 | Flow 1: Port → Site | SHU | HITACHI
846 | PRL-SHU-002-O1 LOT9 | HVDC-ADOPT-HE-0083 | SHU | EQ-001 | 190046 | 1 | Outdoor Covered | Composite Insulator | 367 | 110 | 75 | 3.0278 | 536 | 767 | Stackable x2 | 85049000 | SEK | 433859 | ELLY Maersk | Sweden | Gothenburg | Khalifa port | 2024-02-15 | 2024-03-27 | [11 empty] | 2024-04-17 |  |  | CASE_LIST |  | 1 | site | SHU | 2024-04-17 | site | 0 | 1 | 1 | 2 | 4.04 | 2 | 4.04 | HITACHI(HE) |  | 1 | 1 | 0 | 1 | Flow 1: Port → Site | SHU | HITACHI
847 | PRL-SHU-002-O1 LOT9 | HVDC-ADOPT-HE-0083 | SHU | EQ-001 | 190047 | 1 | Outdoor Covered | Composite Insulator | 367 | 110 | 75 | 3.0278 | 536 | 767 | Stackable x2 | 85049000 | SEK | 433859 | ELLY Maersk | Sweden | Gothenburg | Khalifa port | 2024-02-15 | 2024-03-27 | [11 empty] | 2024-04-17 |  |  | CASE_LIST |  | 1 | site | SHU | 2024-04-17 | site | 0 | 1 | 1 | 2 | 4.04 | 2 | 4.04 | HITACHI(HE) |  | 1 | 1 | 0 | 1 | Flow 1: Port → Site | SHU | HITACHI
848 | PRL-SHU-002-O1 LOT9 | HVDC-ADOPT-HE-0083 | SHU | EQ-001 | 190048 | 1 | Outdoor Covered | Composite Insulator | 367 | 110 | 75 | 3.0278 | 536 | 767 | Stackable x2 | 85049000 | SEK | 433859 | ELLY Maersk | Sweden | Gothenburg | Khalifa port | 2024-02-15 | 2024-03-27 | [11 empty] | 2024-04-17 |  |  | CASE_LIST |  | 1 | site | SHU | 2024-04-17 | site | 0 | 1 | 1 | 2 | 4.04 | 2 | 4.04 | HITACHI(HE) |  | 1 | 1 | 0 | 1 | Flow 1: Port → Site | SHU | HITACHI
849 | PRL-SHU-002-O1 LOT9 | HVDC-ADOPT-HE-0083 | SHU | EQ-001 | 190049 | 1 | Outdoor Covered | Composite Insulator | 367 | 110 | 75 | 3.0278 | 536 | 767 | Stackable x2 | 85049000 | SEK | 433859 | ELLY Maersk | Sweden | Gothenburg | Khalifa port | 2024-02-15 | 2024-03-27 | [11 empty] | 2024-04-17 |  |  | CASE_LIST |  | 1 | site | SHU | 2024-04-17 | site | 0 | 1 | 1 | 2 | 4.04 | 2 | 4.04 | HITACHI(HE) |  | 1 | 1 | 0 | 1 | Flow 1: Port → Site | SHU | HITACHI
850 | PRL-SHU-002-O1 LOT9 | HVDC-ADOPT-HE-0083 | SHU | EQ-001 | 190061 | 1 | Outdoor Covered | Composite Insulator | 367 | 110 | 75 | 3.0278 | 536 | 767 | Stackable x2 | 85049000 | SEK | 433859 | ELLY Maersk | Sweden | Gothenburg | Khalifa port | 2024-02-15 | 2024-03-27 | [11 empty] | 2024-04-17 |  |  | CASE_LIST |  | 1 | site | SHU | 2024-04-17 | site | 0 | 1 | 1 | 2 | 4.04 | 2 | 4.04 | HITACHI(HE) |  | 1 | 1 | 0 | 1 | Flow 1: Port → Site | SHU | HITACHI
851 | PRL-SHU-002-O1 LOT9 | HVDC-ADOPT-HE-0083 | SHU | EQ-001 | 190062 | 1 | Outdoor Covered | Composite Insulator | 367 | 110 | 75 | 3.0278 | 536 | 767 | Stackable x2 | 85049000 | SEK | 433859 | ELLY Maersk | Sweden | Gothenburg | Khalifa port | 2024-02-15 | 2024-03-27 | [11 empty] | 2024-04-17 |  |  | CASE_LIST |  | 1 | site | SHU | 2024-04-17 | site | 0 | 1 | 1 | 2 | 4.04 | 2 | 4.04 | HITACHI(HE) |  | 1 | 1 | 0 | 1 | Flow 1: Port → Site | SHU | HITACHI
832 | PRL-SHU-002-O2 LOT9 | HVDC-ADOPT-HE-0082 | SHU | EQ-001 | 190553 | 1 | Indoor | Serpentine | 424 | 90 | 121 | 4.6174 | 50 | 315 | Stackable X3 | 85049000 | SEK | 433859 | ELLY Maersk | Sweden | Gothenburg | Khalifa port | 2024-02-15 | 2024-03-27 |  | 2024-04-02 | 2024-05-28 | [8 empty] | 2025-06-26 |  |  | CASE_LIST | 1 | 1 | site | SHU | 2025-06-26 | site | 2 | 3 | -1 | 2 | 3.82 | 3 | 3.82 | HITACHI(HE) |  | 1 | 3 | 2 | 5 | Flow 5: Mixed / Waiting / Incomplete leg | SHU | HITACHI
833 | PRL-SHU-002-O2 LOT9 | HVDC-ADOPT-HE-0082 | SHU | EQ-001 | 190554 | 1 | Indoor | Serpentine | 424 | 90 | 121 | 4.6174 | 50 | 315 | Stackable X3 | 85049000 | SEK | 433859 | ELLY Maersk | Sweden | Gothenburg | Khalifa port | 2024-02-15 | 2024-03-27 |  | 2024-04-02 | 2024-05-28 | [8 empty] | 2025-06-26 |  |  | CASE_LIST | 1 | 1 | site | SHU | 2025-06-26 | site | 2 | 3 | -1 | 2 | 3.82 | 3 | 3.82 | HITACHI(HE) |  | 1 | 3 | 2 | 5 | Flow 5: Mixed / Waiting / Incomplete leg | SHU | HITACHI
834 | PRL-SHU-002-O2 LOT9 | HVDC-ADOPT-HE-0082 | SHU | EQ-001 | 190555 | 1 | Indoor | Serpentine | 424 | 90 | 121 | 4.6174 | 50 | 315 | Stackable X3 | 85049000 | SEK | 433859 | ELLY Maersk | Sweden | Gothenburg | Khalifa port | 2024-02-15 | 2024-03-27 |  | 2024-04-02 | 2024-05-28 | [8 empty] | 2025-06-26 |  |  | CASE_LIST | 1 | 1 | site | SHU | 2025-06-26 | site | 2 | 3 | -1 | 2 | 3.82 | 3 | 3.82 | HITACHI(HE) |  | 1 | 3 | 2 | 5 | Flow 5: Mixed / Waiting / Incomplete leg | SHU | HITACHI
835 | PRL-SHU-002-O2 LOT9 | HVDC-ADOPT-HE-0082 | SHU | EQ-001 | 190556 | 1 | Indoor | Serpentine | 424 | 90 | 121 | 4.6174 | 50 | 315 | Stackable X3 | 85049000 | SEK | 433859 | ELLY Maersk | Sweden | Gothenburg | Khalifa port | 2024-02-15 | 2024-03-27 |  | 2024-04-02 | 2024-05-28 | [8 empty] | 2025-06-26 |  |  | CASE_LIST | 1 | 1 | site | SHU | 2025-06-26 | site | 2 | 3 | -1 | 2 | 3.82 | 3 | 3.82 | HITACHI(HE) |  | 1 | 3 | 2 | 5 | Flow 5: Mixed / Waiting / Incomplete leg | SHU | HITACHI
836 | PRL-SHU-002-O2 LOT9 | HVDC-ADOPT-HE-0082 | SHU | EQ-001 | 190764 | 1 | Indoor | Commissioning Spare | 383 | 143 | 137 | 7.5034 | 155 | 555 | Stackable X3 | 85049000 | SEK | 433859 | ELLY Maersk | Sweden | Gothenburg | Khalifa port | 2024-02-15 | 2024-03-27 |  |  | 2024-04-02 | [8 empty] | 2025-07-08 |  |  | CASE_LIST | 1 | 1 | site | SHU | 2025-07-08 | site | 1 | 2 | 0 | 2 | 5.48 | 3 | 5.48 | HITACHI(HE) |  | 1 | 2 | 1 | 2 | Flow 2: Port → WH → Site | SHU | HITACHI
732 | PRL-SHU-002-O LOT6 | HVDC-ADOPT-HE-0081 | SHU | EQ-001 | 279737 | 1 | Indoor | Layers 12 Cells | 365 | 233 | 172 | 14.6277 | 4500 | 5000 | Stackable X1 | 85049000 | SEK | 2079700 | ESTELLE Maersk | Sweden | Gothenburg | Khalifa port | 2024-02-08 | 2024-03-22 |  | 2024-03-27 | 2024-06-01 | [8 empty] | 2025-03-14 |  |  | CASE_LIST | 1 | 1 | site | SHU | 2025-03-14 | site | 2 | 3 | -1 | 2 | 8.5 | 1 | 8.5 | HITACHI(HE) |  | 1 | 3 | 2 | 5 | Flow 5: Mixed / Waiting / Incomplete leg | SHU | HITACHI
733 | PRL-SHU-002-O LOT6 | HVDC-ADOPT-HE-0081 | SHU | EQ-001 | 279740 | 1 | Indoor | Layers 12 Cells | 365 | 233 | 172 | 14.6277 | 4500 | 5000 | Stackable X1 | 85049000 | SEK | 2079700 | ESTELLE Maersk | Sweden | Gothenburg | Khalifa port | 2024-02-08 | 2024-03-22 |  | 2024-03-27 | 2024-06-01 | [8 empty] | 2025-03-14 |  |  | CASE_LIST | 1 | 1 | site | SHU | 2025-03-14 | site | 2 | 3 | -1 | 2 | 8.5 | 1 | 8.5 | HITACHI(HE) |  | 1 | 3 | 2 | 5 | Flow 5: Mixed / Waiting / Incomplete leg | SHU | HITACHI
734 | PRL-SHU-002-O LOT6 | HVDC-ADOPT-HE-0081 | SHU | EQ-001 | 279769 | 1 | Indoor | Layers 12 Cells | 365 | 233 | 172 | 14.6277 | 4500 | 5000 | Stackable X1 | 85049000 | SEK | 2079700 | ESTELLE Maersk | Sweden | Gothenburg | Khalifa port | 2024-02-08 | 2024-03-22 |  | 2024-03-27 | 2024-06-01 | [8 empty] | 2025-03-19 |  |  | CASE_LIST | 1 | 1 | site | SHU | 2025-03-19 | site | 2 | 3 | -1 | 2 | 8.5 | 1 | 8.5 | HITACHI(HE) |  | 1 | 3 | 2 | 5 | Flow 5: Mixed / Waiting / Incomplete leg | SHU | HITACHI
735 | PRL-SHU-002-O LOT6 | HVDC-ADOPT-HE-0081 | SHU | EQ-001 | 279771 | 1 | Indoor | Layers 12 Cells | 365 | 233 | 172 | 14.6277 | 4500 | 5000 | Stackable X1 | 85049000 | SEK | 2079700 | ESTELLE Maersk | Sweden | Gothenburg | Khalifa port | 2024-02-08 | 2024-03-22 |  | 2024-03-28 | 2024-06-01 | [8 empty] | 2025-03-18 |  |  | CASE_LIST | 1 | 1 | site | SHU | 2025-03-18 | site | 2 | 3 | -1 | 2 | 8.5 | 1 | 8.5 | HITACHI(HE) |  | 1 | 3 | 2 | 5 | Flow 5: Mixed / Waiting / Incomplete leg | SHU | HITACHI
736 | PRL-SHU-002-O LOT6 | HVDC-ADOPT-HE-0081 | SHU | EQ-001 | 279775 | 1 | Indoor | Layers 12 Cells | 365 | 233 | 172 | 14.6277 | 4500 | 5000 | Stackable X1 | 85049000 | SEK | 2079700 | ESTELLE Maersk | Sweden | Gothenburg | Khalifa port | 2024-02-08 | 2024-03-22 |  | 2024-03-27 | 2024-06-01 | [8 empty] | 2025-03-19 |  |  | CASE_LIST | 1 | 1 | site | SHU | 2025-03-19 | site | 2 | 3 | -1 | 2 | 8.5 | 1 | 8.5 | HITACHI(HE) |  | 1 | 3 | 2 | 5 | Flow 5: Mixed / Waiting / Incomplete leg | SHU | HITACHI
737 | PRL-SHU-002-O LOT6 | HVDC-ADOPT-HE-0081 | SHU | EQ-001 | 279777 | 1 | Indoor | Layers 12 Cells | 365 | 233 | 172 | 14.6277 | 4500 | 5000 | Stackable X1 | 85049000 | SEK | 2079700 | ESTELLE Maersk | Sweden | Gothenburg | Khalifa port | 2024-02-08 | 2024-03-22 |  | 2024-03-27 | 2024-06-01 | [8 empty] | 2025-03-14 |  |  | CASE_LIST | 1 | 1 | site | SHU | 2025-03-14 | site | 2 | 3 | -1 | 2 | 8.5 | 1 | 8.5 | HITACHI(HE) |  | 1 | 3 | 2 | 5 | Flow 5: Mixed / Waiting / Incomplete leg | SHU | HITACHI
738 | PRL-SHU-002-O LOT6 | HVDC-ADOPT-HE-0081 | SHU | EQ-001 | 279780 | 1 | Indoor | Layers 12 Cells | 365 | 233 | 172 | 14.6277 | 4500 | 5000 | Stackable X1 | 85049000 | SEK | 2079700 | ESTELLE Maersk | Sweden | Gothenburg | Khalifa port | 2024-02-08 | 2024-03-22 |  | 2024-03-27 | 2024-06-01 | [8 empty] | 2025-03-18 |  |  | CASE_LIST | 1 | 1 | site | SHU | 2025-03-18 | site | 2 | 3 | -1 | 2 | 8.5 | 1 | 8.5 | HITACHI(HE) |  | 1 | 3 | 2 | 5 | Flow 5: Mixed / Waiting / Incomplete leg | SHU | HITACHI
739 | PRL-SHU-002-O LOT6 | HVDC-ADOPT-HE-0081 | SHU | EQ-001 | 279781 | 1 | Indoor | Layers 12 Cells | 365 | 233 | 172 | 14.6277 | 4500 | 5000 | Stackable X1 | 85049000 | SEK | 2079700 | ESTELLE Maersk | Sweden | Gothenburg | Khalifa port | 2024-02-08 | 2024-03-22 |  | 2024-03-27 | 2024-06-03 | [8 empty] | 2025-03-19 |  |  | CASE_LIST | 1 | 1 | site | SHU | 2025-03-19 | site | 2 | 3 | -1 | 2 | 8.5 | 1 | 8.5 | HITACHI(HE) |  | 1 | 3 | 2 | 5 | Flow 5: Mixed / Waiting / Incomplete leg | SHU | HITACHI
740 | PRL-SHU-002-O LOT6 | HVDC-ADOPT-HE-0081 | SHU | EQ-001 | 279800 | 1 | Indoor | Layers 12 Cells | 365 | 233 | 172 | 14.6277 | 4500 | 5000 | Stackable X1 | 85049000 | SEK | 2079700 | ESTELLE Maersk | Sweden | Gothenburg | Khalifa port | 2024-02-08 | 2024-03-22 |  | 2024-03-28 | 2024-06-06 | [8 empty] | 2025-03-10 |  |  | CASE_LIST | 1 | 1 | site | SHU | 2025-03-10 | site | 2 | 3 | -1 | 2 | 8.5 | 1 | 8.5 | HITACHI(HE) |  | 1 | 3 | 2 | 5 | Flow 5: Mixed / Waiting / Incomplete leg | SHU | HITACHI
741 | PRL-SHU-002-O LOT6 | HVDC-ADOPT-HE-0081 | SHU | EQ-001 | 279810 | 1 | Indoor | Layers 12 Cells | 365 | 233 | 172 | 14.6277 | 4500 | 5000 | Stackable X1 | 85049000 | SEK | 2079700 | ESTELLE Maersk | Sweden | Gothenburg | Khalifa port | 2024-02-08 | 2024-03-22 |  | 2024-03-27 | 2024-12-05 | [8 empty] | 2025-03-10 |  |  | CASE_LIST | 1 | 1 | site | SHU | 2025-03-10 | site | 2 | 3 | -1 | 2 | 8.5 | 1 | 8.5 | HITACHI(HE) |  | 1 | 3 | 2 | 5 | Flow 5: Mixed / Waiting / Incomplete leg | SHU | HITACHI
742 | PRL-SHU-002-O LOT6 | HVDC-ADOPT-HE-0081 | SHU | EQ-001 | 279811 | 1 | Indoor | Layers 12 Cells | 365 | 233 | 172 | 14.6277 | 4500 | 5000 | Stackable X1 | 85049000 | SEK | 2079700 | ESTELLE Maersk | Sweden | Gothenburg | Khalifa port | 2024-02-08 | 2024-03-22 |  | 2024-03-28 | 2024-11-26 | [8 empty] | 2025-03-10 |  |  | CASE_LIST | 1 | 1 | site | SHU | 2025-03-10 | site | 2 | 3 | -1 | 2 | 8.5 | 1 | 8.5 | HITACHI(HE) |  | 1 | 3 | 2 | 5 | Flow 5: Mixed / Waiting / Incomplete leg | SHU | HITACHI
743 | PRL-SHU-002-O LOT6 | HVDC-ADOPT-HE-0081 | SHU | EQ-001 | 279812 | 1 | Indoor | Layers 12 Cells | 365 | 233 | 172 | 14.6277 | 4500 | 5000 | Stackable X1 | 85049000 | SEK | 2079700 | ESTELLE Maersk | Sweden | Gothenburg | Khalifa port | 2024-02-08 | 2024-03-22 |  | 2024-03-27 | 2024-11-29 | [8 empty] | 2025-03-11 |  |  | CASE_LIST | 1 | 1 | site | SHU | 2025-03-11 | site | 2 | 3 | -1 | 2 | 8.5 | 1 | 8.5 | HITACHI(HE) |  | 1 | 3 | 2 | 5 | Flow 5: Mixed / Waiting / Incomplete leg | SHU | HITACHI
744 | PRL-SHU-002-O LOT6 | HVDC-ADOPT-HE-0081 | SHU | EQ-001 | 279813 | 1 | Indoor | Layers 12 Cells | 365 | 233 | 172 | 14.6277 | 4500 | 5000 | Stackable X1 | 85049000 | SEK | 2079700 | ESTELLE Maersk | Sweden | Gothenburg | Khalifa port | 2024-02-08 | 2024-03-22 |  | 2024-03-27 | 2024-12-05 | [8 empty] | 2025-03-11 |  |  | CASE_LIST | 1 | 1 | site | SHU | 2025-03-11 | site | 2 | 3 | -1 | 2 | 8.5 | 1 | 8.5 | HITACHI(HE) |  | 1 | 3 | 2 | 5 | Flow 5: Mixed / Waiting / Incomplete leg | SHU | HITACHI
745 | PRL-SHU-002-O LOT6 | HVDC-ADOPT-HE-0081 | SHU | EQ-001 | 279817 | 1 | Indoor | Layers 12 Cells | 365 | 233 | 172 | 14.6277 | 4500 | 5000 | Stackable X1 | 85049000 | SEK | 2079700 | ESTELLE Maersk | Sweden | Gothenburg | Khalifa port | 2024-02-08 | 2024-03-22 |  | 2024-03-26 | 2024-11-26 | [8 empty] | 2025-03-11 |  |  | CASE_LIST | 1 | 1 | site | SHU | 2025-03-11 | site | 2 | 3 | -1 | 2 | 8.5 | 1 | 8.5 | HITACHI(HE) |  | 1 | 3 | 2 | 5 | Flow 5: Mixed / Waiting / Incomplete leg | SHU | HITACHI
746 | PRL-SHU-002-O LOT6 | HVDC-ADOPT-HE-0081 | SHU | EQ-001 | 279825 | 1 | Indoor | Layers 12 Cells | 365 | 233 | 172 | 14.6277 | 4500 | 5000 | Stackable X1 | 85049000 | SEK | 2079700 | ESTELLE Maersk | Sweden | Gothenburg | Khalifa port | 2024-02-08 | 2024-03-22 |  | 2024-03-26 | 2024-11-26 | [8 empty] | 2025-03-11 |  |  | CASE_LIST | 1 | 1 | site | SHU | 2025-03-11 | site | 2 | 3 | -1 | 2 | 8.5 | 1 | 8.5 | HITACHI(HE) |  | 1 | 3 | 2 | 5 | Flow 5: Mixed / Waiting / Incomplete leg | SHU | HITACHI
747 | PRL-SHU-002-O LOT6 | HVDC-ADOPT-HE-0081 | SHU | EQ-001 | 279827 | 1 | Indoor | Layers 12 Cells | 365 | 233 | 172 | 14.6277 | 4500 | 5000 | Stackable X1 | 85049000 | SEK | 2079700 | ESTELLE Maersk | Sweden | Gothenburg | Khalifa port | 2024-02-08 | 2024-03-22 |  | 2024-03-26 | 2024-12-05 | [8 empty] | 2025-03-11 |  |  | CASE_LIST | 1 | 1 | site | SHU | 2025-03-11 | site | 2 | 3 | -1 | 2 | 8.5 | 1 | 8.5 | HITACHI(HE) |  | 1 | 3 | 2 | 5 | Flow 5: Mixed / Waiting / Incomplete leg | SHU | HITACHI
748 | PRL-SHU-002-O LOT6 | HVDC-ADOPT-HE-0081 | SHU | EQ-001 | 279828 | 1 | Indoor | Layers 12 Cells | 365 | 233 | 172 | 14.6277 | 4500 | 5000 | Stackable X1 | 85049000 | SEK | 2079700 | ESTELLE Maersk | Sweden | Gothenburg | Khalifa port | 2024-02-08 | 2024-03-22 |  | 2024-03-26 | 2024-11-26 | [8 empty] | 2025-03-11 |  |  | CASE_LIST | 1 | 1 | site | SHU | 2025-03-11 | site | 2 | 3 | -1 | 2 | 8.5 | 1 | 8.5 | HITACHI(HE) |  | 1 | 3 | 2 | 5 | Flow 5: Mixed / Waiting / Incomplete leg | SHU | HITACHI
749 | PRL-SHU-002-O LOT6 | HVDC-ADOPT-HE-0081 | SHU | EQ-001 | 279831 | 1 | Indoor | Layers 12 Cells | 365 | 233 | 172 | 14.6277 | 4500 | 5000 | Stackable X1 | 85049000 | SEK | 2079700 | ESTELLE Maersk | Sweden | Gothenburg | Khalifa port | 2024-02-08 | 2024-03-22 |  | 2024-03-27 | 2024-06-01 | [8 empty] | 2025-03-11 |  |  | CASE_LIST | 1 | 1 | site | SHU | 2025-03-11 | site | 2 | 3 | -1 | 2 | 8.5 | 1 | 8.5 | HITACHI(HE) |  | 1 | 3 | 2 | 5 | Flow 5: Mixed / Waiting / Incomplete leg | SHU | HITACHI
750 | PRL-SHU-002-O LOT6 | HVDC-ADOPT-HE-0081 | SHU | EQ-001 | 279843 | 1 | Indoor | Layers 12 Cells | 365 | 233 | 172 | 14.6277 | 4500 | 5000 | Stackable X1 | 85049000 | SEK | 2079700 | ESTELLE Maersk | Sweden | Gothenburg | Khalifa port | 2024-02-08 | 2024-03-22 |  | 2024-03-26 | 2024-06-04 | [8 empty] | 2025-03-11 |  |  | CASE_LIST | 1 | 1 | site | SHU | 2025-03-11 | site | 2 | 3 | -1 | 2 | 8.5 | 1 | 8.5 | HITACHI(HE) |  | 1 | 3 | 2 | 5 | Flow 5: Mixed / Waiting / Incomplete leg | SHU | HITACHI
751 | PRL-SHU-002-O LOT6 | HVDC-ADOPT-HE-0081 | SHU | EQ-001 | 279844 | 1 | Indoor | Layers 12 Cells | 365 | 233 | 172 | 14.6277 | 4500 | 5000 | Stackable X1 | 85049000 | SEK | 2079700 | ESTELLE Maersk | Sweden | Gothenburg | Khalifa port | 2024-02-08 | 2024-03-22 |  | 2024-03-26 | 2024-06-04 | [8 empty] | 2025-03-11 |  |  | CASE_LIST | 1 | 1 | site | SHU | 2025-03-11 | site | 2 | 3 | -1 | 2 | 8.5 | 1 | 8.5 | HITACHI(HE) |  | 1 | 3 | 2 | 5 | Flow 5: Mixed / Waiting / Incomplete leg | SHU | HITACHI
752 | PRL-SHU-002-O LOT6 | HVDC-ADOPT-HE-0081 | SHU | EQ-001 | 279845 | 1 | Indoor | Layers 12 Cells | 365 | 233 | 172 | 14.6277 | 4500 | 5000 | Stackable X1 | 85049000 | SEK | 2079700 | ESTELLE Maersk | Sweden | Gothenburg | Khalifa port | 2024-02-08 | 2024-03-22 |  | 2024-03-26 | 2024-06-04 | [8 empty] | 2025-03-11 |  |  | CASE_LIST | 1 | 1 | site | SHU | 2025-03-11 | site | 2 | 3 | -1 | 2 | 8.5 | 1 | 8.5 | HITACHI(HE) |  | 1 | 3 | 2 | 5 | Flow 5: Mixed / Waiting / Incomplete leg | SHU | HITACHI
753 | PRL-SHU-002-O LOT6 | HVDC-ADOPT-HE-0081 | SHU | EQ-001 | 279846 | 1 | Indoor | Layers 12 Cells | 365 | 233 | 172 | 14.6277 | 4500 | 5000 | Stackable X1 | 85049000 | SEK | 2079700 | ESTELLE Maersk | Sweden | Gothenburg | Khalifa port | 2024-02-08 | 2024-03-22 |  | 2024-03-26 | 2024-06-04 | [8 empty] | 2025-03-11 |  |  | CASE_LIST | 1 | 1 | site | SHU | 2025-03-11 | site | 2 | 3 | -1 | 2 | 8.5 | 1 | 8.5 | HITACHI(HE) |  | 1 | 3 | 2 | 5 | Flow 5: Mixed / Waiting / Incomplete leg | SHU | HITACHI
754 | PRL-SHU-002-O LOT6 | HVDC-ADOPT-HE-0081 | SHU | EQ-001 | 279847 | 1 | Indoor | Layers 12 Cells | 365 | 233 | 172 | 14.6277 | 4500 | 5000 | Stackable X1 | 85049000 | SEK | 2079700 | ESTELLE Maersk | Sweden | Gothenburg | Khalifa port | 2024-02-08 | 2024-03-22 |  | 2024-03-26 | 2024-06-04 | [8 empty] | 2025-03-11 |  |  | CASE_LIST | 1 | 1 | site | SHU | 2025-03-11 | site | 2 | 3 | -1 | 2 | 8.5 | 1 | 8.5 | HITACHI(HE) |  | 1 | 3 | 2 | 5 | Flow 5: Mixed / Waiting / Incomplete leg | SHU | HITACHI
755 | PRL-SHU-002-O LOT6 | HVDC-ADOPT-HE-0081 | SHU | EQ-001 | 279849 | 1 | Indoor | Layers 12 Cells | 365 | 233 | 172 | 14.6277 | 4500 | 5000 | Stackable X1 | 85049000 | SEK | 2079700 | ESTELLE Maersk | Sweden | Gothenburg | Khalifa port | 2024-02-08 | 2024-03-22 |  | 2024-03-26 | 2024-06-04 | [8 empty] | 2025-03-11 |  |  | CASE_LIST | 1 | 1 | site | SHU | 2025-03-11 | site | 2 | 3 | -1 | 2 | 8.5 | 1 | 8.5 | HITACHI(HE) |  | 1 | 3 | 2 | 5 | Flow 5: Mixed / Waiting / Incomplete leg | SHU | HITACHI
756 | PRL-SHU-002-O LOT6 | HVDC-ADOPT-HE-0081 | SHU | EQ-001 | 279850 | 1 | Indoor | Layers 12 Cells | 365 | 233 | 172 | 14.6277 | 4500 | 5000 | Stackable X1 | 85049000 | SEK | 2079700 | ESTELLE Maersk | Sweden | Gothenburg | Khalifa port | 2024-02-08 | 2024-03-22 |  | 2024-03-26 | 2024-06-04 | [8 empty] | 2025-03-11 |  |  | CASE_LIST | 1 | 1 | site | SHU | 2025-03-11 | site | 2 | 3 | -1 | 2 | 8.5 | 1 | 8.5 | HITACHI(HE) |  | 1 | 3 | 2 | 5 | Flow 5: Mixed / Waiting / Incomplete leg | SHU | HITACHI
757 | PRL-SHU-002-O LOT6 | HVDC-ADOPT-HE-0081 | SHU | EQ-001 | 279852 | 1 | Indoor | Layers 12 Cells | 365 | 233 | 172 | 14.6277 | 4500 | 5000 | Stackable X1 | 85049000 | SEK | 2079700 | ESTELLE Maersk | Sweden | Gothenburg | Khalifa port | 2024-02-08 | 2024-03-22 |  | 2024-03-26 | 2024-06-04 | [8 empty] | 2025-03-12 |  |  | CASE_LIST | 1 | 1 | site | SHU | 2025-03-12 | site | 2 | 3 | -1 | 2 | 8.5 | 1 | 8.5 | HITACHI(HE) |  | 1 | 3 | 2 | 5 | Flow 5: Mixed / Waiting / Incomplete leg | SHU | HITACHI
758 | PRL-SHU-002-O LOT6 | HVDC-ADOPT-HE-0081 | SHU | EQ-001 | 279853 | 1 | Indoor | Layers 12 Cells | 365 | 233 | 172 | 14.6277 | 4500 | 5000 | Stackable X1 | 85049000 | SEK | 2079700 | ESTELLE Maersk | Sweden | Gothenburg | Khalifa port | 2024-02-08 | 2024-03-22 |  | 2024-03-26 | 2024-06-04 | [8 empty] | 2025-03-11 |  |  | CASE_LIST | 1 | 1 | site | SHU | 2025-03-11 | site | 2 | 3 | -1 | 2 | 8.5 | 1 | 8.5 | HITACHI(HE) |  | 1 | 3 | 2 | 5 | Flow 5: Mixed / Waiting / Incomplete leg | SHU | HITACHI
759 | PRL-SHU-002-O LOT6 | HVDC-ADOPT-HE-0081 | SHU | EQ-001 | 279854 | 1 | Indoor | Layers 12 Cells | 365 | 233 | 172 | 14.6277 | 4500 | 5000 | Stackable X1 | 85049000 | SEK | 2079700 | ESTELLE Maersk | Sweden | Gothenburg | Khalifa port | 2024-02-08 | 2024-03-22 |  | 2024-03-27 | 2024-06-01 | [8 empty] | 2025-03-12 |  |  | CASE_LIST | 1 | 1 | site | SHU | 2025-03-12 | site | 2 | 3 | -1 | 2 | 8.5 | 1 | 8.5 | HITACHI(HE) |  | 1 | 3 | 2 | 5 | Flow 5: Mixed / Waiting / Incomplete leg | SHU | HITACHI
760 | PRL-SHU-002-O LOT6 | HVDC-ADOPT-HE-0081 | SHU | EQ-001 | 279858 | 1 | Indoor | Layers 12 Cells | 365 | 233 | 172 | 14.6277 | 4500 | 5000 | Stackable X1 | 85049000 | SEK | 2079700 | ESTELLE Maersk | Sweden | Gothenburg | Khalifa port | 2024-02-08 | 2024-03-22 |  | 2024-03-26 | 2024-06-04 | [8 empty] | 2025-03-12 |  |  | CASE_LIST | 1 | 1 | site | SHU | 2025-03-12 | site | 2 | 3 | -1 | 2 | 8.5 | 1 | 8.5 | HITACHI(HE) |  | 1 | 3 | 2 | 5 | Flow 5: Mixed / Waiting / Incomplete leg | SHU | HITACHI
761 | PRL-SHU-002-O LOT6 | HVDC-ADOPT-HE-0081 | SHU | EQ-001 | 279860 | 1 | Indoor | Layers 12 Cells | 365 | 233 | 172 | 14.6277 | 4500 | 5000 | Stackable X1 | 85049000 | SEK | 2079700 | ESTELLE Maersk | Sweden | Gothenburg | Khalifa port | 2024-02-08 | 2024-03-22 |  | 2024-03-26 | 2024-06-04 | [8 empty] | 2025-03-12 |  |  | CASE_LIST | 1 | 1 | site | SHU | 2025-03-12 | site | 2 | 3 | -1 | 2 | 8.5 | 1 | 8.5 | HITACHI(HE) |  | 1 | 3 | 2 | 5 | Flow 5: Mixed / Waiting / Incomplete leg | SHU | HITACHI
791 | PRL-SHU-002-O LOT7-2 | HVDC-ADOPT-HE-0080-2 | SHU | EQ-001 | 190520 | 1 | Outdoor Covered | Side Shield Pairs - Pack 1 | 355 | 105 | 80 | 2.982 | 1634 | 1865 | Stackable X3 | 85044083 | SEK | 433859 | ELLY Maersk | Sweden | Gothenburg | Khalifa port | 2024-02-10 | 2024-03-27 | [11 empty] | 2024-04-17 |  |  | CASE_LIST |  | 1 | site | SHU | 2024-04-17 | site | 0 | 1 | 1 | 2 | 3.73 | 3 | 3.73 | HITACHI(HE) |  | 1 | 1 | 0 | 1 | Flow 1: Port → Site | SHU | HITACHI
792 | PRL-SHU-002-O LOT7-2 | HVDC-ADOPT-HE-0080-2 | SHU | EQ-001 | 190674 | 1 | Outdoor Covered | Side Shield Pairs - Pack 1 | 420 | 205 | 140 | 12.054 | 590 | 1031 | Stackable x2 | 85044083 | SEK | 433859 | ELLY Maersk | Sweden | Gothenburg | Khalifa port | 2024-02-10 | 2024-03-27 | [11 empty] | 2024-04-17 |  |  | CASE_LIST |  | 1 | site | SHU | 2024-04-17 | site | 0 | 1 | 1 | 2 | 8.61 | 2 | 8.61 | HITACHI(HE) |  | 1 | 1 | 0 | 1 | Flow 1: Port → Site | SHU | HITACHI
793 | PRL-SHU-002-O LOT7-2 | HVDC-ADOPT-HE-0080-2 | SHU | EQ-001 | 190675 | 1 | Outdoor Covered | Side Shield Pairs - Pack 1 | 420 | 205 | 140 | 12.054 | 590 | 1031 | Stackable x2 | 85044083 | SEK | 433859 | ELLY Maersk | Sweden | Gothenburg | Khalifa port | 2024-02-10 | 2024-03-27 | [11 empty] | 2024-04-17 |  |  | CASE_LIST |  | 1 | site | SHU | 2024-04-17 | site | 0 | 1 | 1 | 2 | 8.61 | 2 | 8.61 | HITACHI(HE) |  | 1 | 1 | 0 | 1 | Flow 1: Port → Site | SHU | HITACHI
695 | PRL-SHU-002-O LOT7-1 | HVDC-ADOPT-HE-0080-1 | SHU | EQ-001 | 190513 | 1 | Outdoor Covered | Terminal shield | 302 | 144 | 141 | 6.1318 | 322 | 490 | Stackable X2 | 85049000 | SEK | 433859 | ESTELLE Maersk | Sweden | Gothenburg | Khalifa port | 2024-02-08 | 2024-03-19 | [11 empty] | 2024-03-28 |  |  | CASE_LIST |  | 1 | site | SHU | 2024-03-28 | site | 0 | 1 | 1 | 2 | 4.35 | 2 | 4.35 | HITACHI(HE) |  | 1 | 1 | 0 | 1 | Flow 1: Port → Site | SHU | HITACHI
696 | PRL-SHU-002-O LOT7-1 | HVDC-ADOPT-HE-0080-1 | SHU | EQ-001 | 190514 | 1 | Outdoor Covered | Terminal shield | 302 | 144 | 141 | 6.1318 | 322 | 490 | Stackable X2 | 85049000 | SEK | 433859 | ESTELLE Maersk | Sweden | Gothenburg | Khalifa port | 2024-02-08 | 2024-03-19 | [11 empty] | 2024-03-28 |  |  | CASE_LIST |  | 1 | site | SHU | 2024-03-28 | site | 0 | 1 | 1 | 2 | 4.35 | 2 | 4.35 | HITACHI(HE) |  | 1 | 1 | 0 | 1 | Flow 1: Port → Site | SHU | HITACHI
697 | PRL-SHU-002-O LOT7-1 | HVDC-ADOPT-HE-0080-1 | SHU | EQ-001 | 190519 | 1 | Outdoor Covered | Diagonal + flexible conductors | 355 | 105 | 80 | 2.982 | 1634 | 1865 | Stackable X3 | 85049000 | SEK | 433859 | ESTELLE Maersk | Sweden | Gothenburg | Khalifa port | 2024-02-08 | 2024-03-19 | [11 empty] | 2024-03-28 |  |  | CASE_LIST |  | 1 | site | SHU | 2024-03-28 | site | 0 | 1 | 1 | 2 | 3.73 | 3 | 3.73 | HITACHI(HE) |  | 1 | 1 | 0 | 1 | Flow 1: Port → Site | SHU | HITACHI
698 | PRL-SHU-002-O LOT7-1 | HVDC-ADOPT-HE-0080-1 | SHU | EQ-001 | 190624 | 1 | Outdoor Covered | Side Shield Holders | 355 | 95 | 99 | 3.3388 | 944 | 1126 | Stackable x2 | 85049000 | SEK | 433859 | ESTELLE Maersk | Sweden | Gothenburg | Khalifa port | 2024-02-08 | 2024-03-19 | [11 empty] | 2024-03-28 |  |  | CASE_LIST |  | 1 | site | SHU | 2024-03-28 | site | 0 | 1 | 1 | 2 | 3.37 | 2 | 3.37 | HITACHI(HE) |  | 1 | 1 | 0 | 1 | Flow 1: Port → Site | SHU | HITACHI
699 | PRL-SHU-002-O LOT7-1 | HVDC-ADOPT-HE-0080-1 | SHU | EQ-001 | 190625 | 1 | Outdoor Covered | Side Shield Holders | 355 | 95 | 99 | 3.3388 | 944 | 1126 | Stackable x2 | 85049000 | SEK | 433859 | ESTELLE Maersk | Sweden | Gothenburg | Khalifa port | 2024-02-08 | 2024-03-19 | [11 empty] | 2024-03-29 |  |  | CASE_LIST |  | 1 | site | SHU | 2024-03-29 | site | 0 | 1 | 1 | 2 | 3.37 | 2 | 3.37 | HITACHI(HE) |  | 1 | 1 | 0 | 1 | Flow 1: Port → Site | SHU | HITACHI
700 | PRL-SHU-002-O LOT7-1 | HVDC-ADOPT-HE-0080-1 | SHU | EQ-001 | 190639 | 1 | Outdoor Covered | Laminate stud assemblies 1 - Pack 1 | 357 | 110 | 120 | 4.7124 | 1360 | 1660 | Stackable x2 | 85049000 | SEK | 433859 | ESTELLE Maersk | Sweden | Gothenburg | Khalifa port | 2024-02-08 | 2024-03-19 | [11 empty] | 2024-03-29 |  |  | CASE_LIST |  | 1 | site | SHU | 2024-03-29 | site | 0 | 1 | 1 | 2 | 3.93 | 2 | 3.93 | HITACHI(HE) |  | 1 | 1 | 0 | 1 | Flow 1: Port → Site | SHU | HITACHI
701 | PRL-SHU-002-O LOT7-1 | HVDC-ADOPT-HE-0080-1 | SHU | EQ-001 | 190640 | 1 | Outdoor Covered | Laminate stud assemblies 1 - Pack 1 | 357 | 110 | 120 | 4.7124 | 1360 | 1660 | Stackable x2 | 85049000 | SEK | 433859 | ESTELLE Maersk | Sweden | Gothenburg | Khalifa port | 2024-02-08 | 2024-03-19 | [11 empty] | 2024-03-29 |  |  | CASE_LIST |  | 1 | site | SHU | 2024-03-29 | site | 0 | 1 | 1 | 2 | 3.93 | 2 | 3.93 | HITACHI(HE) |  | 1 | 1 | 0 | 1 | Flow 1: Port → Site | SHU | HITACHI
702 | PRL-SHU-002-O LOT7-1 | HVDC-ADOPT-HE-0080-1 | SHU | EQ-001 | 190668 | 1 | Outdoor Covered | Side Shield Pairs - Pack 1 | 420 | 205 | 140 | 12.054 | 590 | 1031 | Stackable x2 | 85049000 | SEK | 433859 | ESTELLE Maersk | Sweden | Gothenburg | Khalifa port | 2024-02-08 | 2024-03-19 | [11 empty] | 2024-03-28 |  |  | CASE_LIST |  | 1 | site | SHU | 2024-03-28 | site | 0 | 1 | 1 | 2 | 8.61 | 2 | 8.61 | HITACHI(HE) |  | 1 | 1 | 0 | 1 | Flow 1: Port → Site | SHU | HITACHI
703 | PRL-SHU-002-O LOT7-1 | HVDC-ADOPT-HE-0080-1 | SHU | EQ-001 | 190669 | 1 | Outdoor Covered | Side Shield Pairs - Pack 1 | 420 | 205 | 140 | 12.054 | 590 | 1031 | Stackable x2 | 85049000 | SEK | 433859 | ESTELLE Maersk | Sweden | Gothenburg | Khalifa port | 2024-02-08 | 2024-03-19 | [11 empty] | 2024-03-28 |  |  | CASE_LIST |  | 1 | site | SHU | 2024-03-28 | site | 0 | 1 | 1 | 2 | 8.61 | 2 | 8.61 | HITACHI(HE) |  | 1 | 1 | 0 | 1 | Flow 1: Port → Site | SHU | HITACHI
704 | PRL-SHU-002-O LOT7-1 | HVDC-ADOPT-HE-0080-1 | SHU | EQ-001 | 190670 | 1 | Outdoor Covered | Side Shield Pairs - Pack 1 | 420 | 205 | 140 | 12.054 | 590 | 1031 | Stackable x2 | 85049000 | SEK | 433859 | ESTELLE Maersk | Sweden | Gothenburg | Khalifa port | 2024-02-08 | 2024-03-19 | [11 empty] | 2024-03-28 |  |  | CASE_LIST |  | 1 | site | SHU | 2024-03-28 | site | 0 | 1 | 1 | 2 | 8.61 | 2 | 8.61 | HITACHI(HE) |  | 1 | 1 | 0 | 1 | Flow 1: Port → Site | SHU | HITACHI
705 | PRL-SHU-002-O LOT7-1 | HVDC-ADOPT-HE-0080-1 | SHU | EQ-001 | 190671 | 1 | Outdoor Covered | Side Shield Pairs - Pack 1 | 420 | 205 | 140 | 12.054 | 590 | 1031 | Stackable x2 | 85049000 | SEK | 433859 | ESTELLE Maersk | Sweden | Gothenburg | Khalifa port | 2024-02-08 | 2024-03-19 | [11 empty] | 2024-03-28 |  |  | CASE_LIST |  | 1 | site | SHU | 2024-03-28 | site | 0 | 1 | 1 | 2 | 8.61 | 2 | 8.61 | HITACHI(HE) |  | 1 | 1 | 0 | 1 | Flow 1: Port → Site | SHU | HITACHI
706 | PRL-SHU-002-O LOT7-1 | HVDC-ADOPT-HE-0080-1 | SHU | EQ-001 | 190672 | 1 | Outdoor Covered | Side Shield Pairs - Pack 1 | 420 | 205 | 140 | 12.054 | 590 | 1031 | Stackable x2 | 85049000 | SEK | 433859 | ESTELLE Maersk | Sweden | Gothenburg | Khalifa port | 2024-02-08 | 2024-03-19 | [11 empty] | 2024-03-28 |  |  | CASE_LIST |  | 1 | site | SHU | 2024-03-28 | site | 0 | 1 | 1 | 2 | 8.61 | 2 | 8.61 | HITACHI(HE) |  | 1 | 1 | 0 | 1 | Flow 1: Port → Site | SHU | HITACHI
707 | PRL-SHU-002-O LOT7-1 | HVDC-ADOPT-HE-0080-1 | SHU | EQ-001 | 190673 | 1 | Outdoor Covered | Side Shield Pairs - Pack 1 | 420 | 205 | 140 | 12.054 | 590 | 1031 | Stackable x2 | 85049000 | SEK | 433859 | ESTELLE Maersk | Sweden | Gothenburg | Khalifa port | 2024-02-08 | 2024-03-19 | [11 empty] | 2024-03-28 |  |  | CASE_LIST |  | 1 | site | SHU | 2024-03-28 | site | 0 | 1 | 1 | 2 | 8.61 | 2 | 8.61 | HITACHI(HE) |  | 1 | 1 | 0 | 1 | Flow 1: Port → Site | SHU | HITACHI
708 | PRL-SHU-002-O LOT7-1 | HVDC-ADOPT-HE-0080-1 | SHU | EQ-001 | 190676 | 1 | Outdoor Covered | Side Shield Pairs - Pack 1 | 420 | 205 | 140 | 12.054 | 590 | 1031 | Stackable x2 | 85049000 | SEK | 433859 | ESTELLE Maersk | Sweden | Gothenburg | Khalifa port | 2024-02-08 | 2024-03-19 | [11 empty] | 2024-03-28 |  |  | CASE_LIST |  | 1 | site | SHU | 2024-03-28 | site | 0 | 1 | 1 | 2 | 8.61 | 2 | 8.61 | HITACHI(HE) |  | 1 | 1 | 0 | 1 | Flow 1: Port → Site | SHU | HITACHI
709 | PRL-SHU-002-O LOT7-1 | HVDC-ADOPT-HE-0080-1 | SHU | EQ-001 | 190677 | 1 | Outdoor Covered | Side Shield Pairs - Pack 1 | 420 | 205 | 140 | 12.054 | 590 | 1031 | Stackable x2 | 85049000 | SEK | 433859 | ESTELLE Maersk | Sweden | Gothenburg | Khalifa port | 2024-02-08 | 2024-03-19 | [11 empty] | 2024-03-28 |  |  | CASE_LIST |  | 1 | site | SHU | 2024-03-28 | site | 0 | 1 | 1 | 2 | 8.61 | 2 | 8.61 | HITACHI(HE) |  | 1 | 1 | 0 | 1 | Flow 1: Port → Site | SHU | HITACHI
710 | PRL-SHU-002-O LOT7-1 | HVDC-ADOPT-HE-0080-1 | SHU | EQ-001 | 190678 | 1 | Outdoor Covered | Side Shield Pairs - Pack 1 | 420 | 205 | 140 | 12.054 | 590 | 1031 | Stackable x2 | 85049000 | SEK | 433859 | ESTELLE Maersk | Sweden | Gothenburg | Khalifa port | 2024-02-08 | 2024-03-19 | [11 empty] | 2024-03-29 |  |  | CASE_LIST |  | 1 | site | SHU | 2024-03-29 | site | 0 | 1 | 1 | 2 | 8.61 | 2 | 8.61 | HITACHI(HE) |  | 1 | 1 | 0 | 1 | Flow 1: Port → Site | SHU | HITACHI
711 | PRL-SHU-002-O LOT7-1 | HVDC-ADOPT-HE-0080-1 | SHU | EQ-001 | 190679 | 1 | Outdoor Covered | Side Shield Pairs - Pack 1 | 420 | 205 | 140 | 12.054 | 590 | 1031 | Stackable x2 | 85049000 | SEK | 433859 | ESTELLE Maersk | Sweden | Gothenburg | Khalifa port | 2024-02-08 | 2024-03-19 | [11 empty] | 2024-03-29 |  |  | CASE_LIST |  | 1 | site | SHU | 2024-03-29 | site | 0 | 1 | 1 | 2 | 8.61 | 2 | 8.61 | HITACHI(HE) |  | 1 | 1 | 0 | 1 | Flow 1: Port → Site | SHU | HITACHI
712 | PRL-SHU-002-O LOT7-1 | HVDC-ADOPT-HE-0080-1 | SHU | EQ-001 | 190682 | 1 | Outdoor Covered | Side Shield Pairs - Pack 1 | 420 | 205 | 140 | 12.054 | 590 | 1031 | Stackable x2 | 85049000 | SEK | 433859 | ESTELLE Maersk | Sweden | Gothenburg | Khalifa port | 2024-02-08 | 2024-03-19 | [11 empty] | 2024-03-29 |  |  | CASE_LIST |  | 1 | site | SHU | 2024-03-29 | site | 0 | 1 | 1 | 2 | 8.61 | 2 | 8.61 | HITACHI(HE) |  | 1 | 1 | 0 | 1 | Flow 1: Port → Site | SHU | HITACHI
713 | PRL-SHU-002-O LOT7-1 | HVDC-ADOPT-HE-0080-1 | SHU | EQ-001 | 190683 | 1 | Outdoor Covered | Side Shield Pairs - Pack 1 | 420 | 205 | 140 | 12.054 | 590 | 1031 | Stackable x2 | 85049000 | SEK | 433859 | ESTELLE Maersk | Sweden | Gothenburg | Khalifa port | 2024-02-08 | 2024-03-19 | [11 empty] | 2024-03-29 |  |  | CASE_LIST |  | 1 | site | SHU | 2024-03-29 | site | 0 | 1 | 1 | 2 | 8.61 | 2 | 8.61 | HITACHI(HE) |  | 1 | 1 | 0 | 1 | Flow 1: Port → Site | SHU | HITACHI
714 | PRL-SHU-002-O LOT7-1 | HVDC-ADOPT-HE-0080-1 | SHU | EQ-001 | 190684 | 1 | Outdoor Covered | Side Shield Pairs - Pack 1 | 420 | 205 | 140 | 12.054 | 590 | 1031 | Stackable x2 | 85049000 | SEK | 433859 | ESTELLE Maersk | Sweden | Gothenburg | Khalifa port | 2024-02-08 | 2024-03-19 | [11 empty] | 2024-03-29 |  |  | CASE_LIST |  | 1 | site | SHU | 2024-03-29 | site | 0 | 1 | 1 | 2 | 8.61 | 2 | 8.61 | HITACHI(HE) |  | 1 | 1 | 0 | 1 | Flow 1: Port → Site | SHU | HITACHI
715 | PRL-SHU-002-O LOT7-1 | HVDC-ADOPT-HE-0080-1 | SHU | EQ-001 | 190685 | 1 | Outdoor Covered | Side Shield Pairs - Pack 1 | 420 | 205 | 140 | 12.054 | 590 | 1031 | Stackable x2 | 85049000 | SEK | 433859 | ESTELLE Maersk | Sweden | Gothenburg | Khalifa port | 2024-02-08 | 2024-03-19 | [11 empty] | 2024-03-29 |  |  | CASE_LIST |  | 1 | site | SHU | 2024-03-29 | site | 0 | 1 | 1 | 2 | 8.61 | 2 | 8.61 | HITACHI(HE) |  | 1 | 1 | 0 | 1 | Flow 1: Port → Site | SHU | HITACHI
716 | PRL-SHU-002-O LOT7-1 | HVDC-ADOPT-HE-0080-1 | SHU | EQ-001 | 190686 | 1 | Outdoor Covered | Side Shield Pairs - Pack 1 | 420 | 205 | 140 | 12.054 | 590 | 1031 | Stackable x2 | 85049000 | SEK | 433859 | ESTELLE Maersk | Sweden | Gothenburg | Khalifa port | 2024-02-08 | 2024-03-19 | [11 empty] | 2024-03-29 |  |  | CASE_LIST |  | 1 | site | SHU | 2024-03-29 | site | 0 | 1 | 1 | 2 | 8.61 | 2 | 8.61 | HITACHI(HE) |  | 1 | 1 | 0 | 1 | Flow 1: Port → Site | SHU | HITACHI
717 | PRL-SHU-002-O LOT7-1 | HVDC-ADOPT-HE-0080-1 | SHU | EQ-001 | 190690 | 1 | Outdoor Covered | Side Shield Pairs - Pack 1 | 420 | 205 | 140 | 12.054 | 590 | 1031 | Stackable x2 | 85049000 | SEK | 433859 | ESTELLE Maersk | Sweden | Gothenburg | Khalifa port | 2024-02-08 | 2024-03-19 | [11 empty] | 2024-03-29 |  |  | CASE_LIST |  | 1 | site | SHU | 2024-03-29 | site | 0 | 1 | 1 | 2 | 8.61 | 2 | 8.61 | HITACHI(HE) |  | 1 | 1 | 0 | 1 | Flow 1: Port → Site | SHU | HITACHI
718 | PRL-SHU-002-O LOT7-1 | HVDC-ADOPT-HE-0080-1 | SHU | EQ-001 | 190691 | 1 | Outdoor Covered | Side Shield Pairs - Pack 1 | 420 | 205 | 140 | 12.054 | 590 | 1031 | Stackable x2 | 85049000 | SEK | 433859 | ESTELLE Maersk | Sweden | Gothenburg | Khalifa port | 2024-02-08 | 2024-03-19 | [11 empty] | 2024-03-29 |  |  | CASE_LIST |  | 1 | site | SHU | 2024-03-29 | site | 0 | 1 | 1 | 2 | 8.61 | 2 | 8.61 | HITACHI(HE) |  | 1 | 1 | 0 | 1 | Flow 1: Port → Site | SHU | HITACHI
719 | PRL-SHU-002-O LOT7-1 | HVDC-ADOPT-HE-0080-1 | SHU | EQ-001 | 190696 | 1 | Outdoor Covered | Side Shield Pairs - Pack 1 | 420 | 205 | 140 | 12.054 | 590 | 1031 | Stackable x2 | 85049000 | SEK | 433859 | ESTELLE Maersk | Sweden | Gothenburg | Khalifa port | 2024-02-08 | 2024-03-19 | [11 empty] | 2024-03-29 |  |  | CASE_LIST |  | 1 | site | SHU | 2024-03-29 | site | 0 | 1 | 1 | 2 | 8.61 | 2 | 8.61 | HITACHI(HE) |  | 1 | 1 | 0 | 1 | Flow 1: Port → Site | SHU | HITACHI
720 | PRL-SHU-002-O LOT7-1 | HVDC-ADOPT-HE-0080-1 | SHU | EQ-001 | 190697 | 1 | Outdoor Covered | Side Shield Pairs - Pack 1 | 420 | 205 | 140 | 12.054 | 590 | 1031 | Stackable x2 | 85049000 | SEK | 433859 | ESTELLE Maersk | Sweden | Gothenburg | Khalifa port | 2024-02-08 | 2024-03-19 | [11 empty] | 2024-04-02 |  |  | CASE_LIST |  | 1 | site | SHU | 2024-04-02 | site | 0 | 1 | 1 | 2 | 8.61 | 2 | 8.61 | HITACHI(HE) |  | 1 | 1 | 0 | 1 | Flow 1: Port → Site | SHU | HITACHI
721 | PRL-SHU-002-O LOT7-1 | HVDC-ADOPT-HE-0080-1 | SHU | EQ-001 | 190698 | 1 | Outdoor Covered | Side Shield Pairs - Pack 1 | 420 | 205 | 140 | 12.054 | 590 | 1031 | Stackable x2 | 85049000 | SEK | 433859 | ESTELLE Maersk | Sweden | Gothenburg | Khalifa port | 2024-02-08 | 2024-03-19 | [11 empty] | 2024-04-02 |  |  | CASE_LIST |  | 1 | site | SHU | 2024-04-02 | site | 0 | 1 | 1 | 2 | 8.61 | 2 | 8.61 | HITACHI(HE) |  | 1 | 1 | 0 | 1 | Flow 1: Port → Site | SHU | HITACHI
722 | PRL-SHU-002-O LOT7-1 | HVDC-ADOPT-HE-0080-1 | SHU | EQ-001 | 190699 | 1 | Outdoor Covered | Side Shield Pairs - Pack 1 | 420 | 205 | 140 | 12.054 | 590 | 1031 | Stackable x2 | 85049000 | SEK | 433859 | ESTELLE Maersk | Sweden | Gothenburg | Khalifa port | 2024-02-08 | 2024-03-19 | [11 empty] | 2024-04-03 |  |  | CASE_LIST |  | 1 | site | SHU | 2024-04-03 | site | 0 | 1 | 1 | 2 | 8.61 | 2 | 8.61 | HITACHI(HE) |  | 1 | 1 | 0 | 1 | Flow 1: Port → Site | SHU | HITACHI
723 | PRL-SHU-002-O LOT7-1 | HVDC-ADOPT-HE-0080-1 | SHU | EQ-001 | 190700 | 1 | Outdoor Covered | Side Shield Pairs - Pack 1 | 420 | 205 | 140 | 12.054 | 590 | 1031 | Stackable x2 | 85049000 | SEK | 433859 | ESTELLE Maersk | Sweden | Gothenburg | Khalifa port | 2024-02-08 | 2024-03-19 | [11 empty] | 2024-04-03 |  |  | CASE_LIST |  | 1 | site | SHU | 2024-04-03 | site | 0 | 1 | 1 | 2 | 8.61 | 2 | 8.61 | HITACHI(HE) |  | 1 | 1 | 0 | 1 | Flow 1: Port → Site | SHU | HITACHI
724 | PRL-SHU-002-O LOT7-1 | HVDC-ADOPT-HE-0080-1 | SHU | EQ-001 | 190701 | 1 | Outdoor Covered | Side Shield Pairs - Pack 1 | 420 | 205 | 140 | 12.054 | 590 | 1031 | Stackable x2 | 85049000 | SEK | 433859 | ESTELLE Maersk | Sweden | Gothenburg | Khalifa port | 2024-02-08 | 2024-03-19 | [11 empty] | 2024-04-03 |  |  | CASE_LIST |  | 1 | site | SHU | 2024-04-03 | site | 0 | 1 | 1 | 2 | 8.61 | 2 | 8.61 | HITACHI(HE) |  | 1 | 1 | 0 | 1 | Flow 1: Port → Site | SHU | HITACHI
725 | PRL-SHU-002-O LOT7-1 | HVDC-ADOPT-HE-0080-1 | SHU | EQ-001 | 190702 | 1 | Outdoor Covered | Side Shield Pairs - Pack 1 | 420 | 205 | 140 | 12.054 | 590 | 1031 | Stackable x2 | 85049000 | SEK | 433859 | ESTELLE Maersk | Sweden | Gothenburg | Khalifa port | 2024-02-08 | 2024-03-19 | [11 empty] | 2024-04-03 |  |  | CASE_LIST |  | 1 | site | SHU | 2024-04-03 | site | 0 | 1 | 1 | 2 | 8.61 | 2 | 8.61 | HITACHI(HE) |  | 1 | 1 | 0 | 1 | Flow 1: Port → Site | SHU | HITACHI
726 | PRL-SHU-002-O LOT7-1 | HVDC-ADOPT-HE-0080-1 | SHU | EQ-001 | 190703 | 1 | Outdoor Covered | Side Shield Pairs - Pack 1 | 420 | 205 | 140 | 12.054 | 590 | 1031 | Stackable x2 | 85049000 | SEK | 433859 | ESTELLE Maersk | Sweden | Gothenburg | Khalifa port | 2024-02-08 | 2024-03-19 | [11 empty] | 2024-04-03 |  |  | CASE_LIST |  | 1 | site | SHU | 2024-04-03 | site | 0 | 1 | 1 | 2 | 8.61 | 2 | 8.61 | HITACHI(HE) |  | 1 | 1 | 0 | 1 | Flow 1: Port → Site | SHU | HITACHI
727 | PRL-SHU-002-O LOT7-1 | HVDC-ADOPT-HE-0080-1 | SHU | EQ-001 | 190704 | 1 | Outdoor Covered | Side Shield Pairs - Pack 1 | 420 | 205 | 140 | 12.054 | 590 | 1031 | Stackable x2 | 85049000 | SEK | 433859 | ESTELLE Maersk | Sweden | Gothenburg | Khalifa port | 2024-02-08 | 2024-03-19 | [11 empty] | 2024-04-03 |  |  | CASE_LIST |  | 1 | site | SHU | 2024-04-03 | site | 0 | 1 | 1 | 2 | 8.61 | 2 | 8.61 | HITACHI(HE) |  | 1 | 1 | 0 | 1 | Flow 1: Port → Site | SHU | HITACHI
728 | PRL-SHU-002-O LOT7-1 | HVDC-ADOPT-HE-0080-1 | SHU | EQ-001 | 190705 | 1 | Outdoor Covered | Side Shield Pairs - Pack 1 | 420 | 205 | 140 | 12.054 | 590 | 1031 | Stackable x2 | 85049000 | SEK | 433859 | ESTELLE Maersk | Sweden | Gothenburg | Khalifa port | 2024-02-08 | 2024-03-19 | [11 empty] | 2024-04-04 |  |  | CASE_LIST |  | 1 | site | SHU | 2024-04-04 | site | 0 | 1 | 1 | 2 | 8.61 | 2 | 8.61 | HITACHI(HE) |  | 1 | 1 | 0 | 1 | Flow 1: Port → Site | SHU | HITACHI
729 | PRL-SHU-002-O LOT7-1 | HVDC-ADOPT-HE-0080-1 | SHU | EQ-001 | 190706 | 1 | Outdoor Covered | Side Shield Pairs - Pack 1 | 420 | 205 | 140 | 12.054 | 590 | 1031 | Stackable x2 | 85049000 | SEK | 433859 | ESTELLE Maersk | Sweden | Gothenburg | Khalifa port | 2024-02-08 | 2024-03-19 | [11 empty] | 2024-04-04 |  |  | CASE_LIST |  | 1 | site | SHU | 2024-04-04 | site | 0 | 1 | 1 | 2 | 8.61 | 2 | 8.61 | HITACHI(HE) |  | 1 | 1 | 0 | 1 | Flow 1: Port → Site | SHU | HITACHI
730 | PRL-SHU-002-O LOT7-1 | HVDC-ADOPT-HE-0080-1 | SHU | EQ-001 | 190707 | 1 | Outdoor Covered | Side Shield Pairs - Pack 1 | 420 | 205 | 140 | 12.054 | 590 | 1031 | Stackable x2 | 85049000 | SEK | 433859 | ESTELLE Maersk | Sweden | Gothenburg | Khalifa port | 2024-02-08 | 2024-03-19 | [11 empty] | 2024-04-04 |  |  | CASE_LIST |  | 1 | site | SHU | 2024-04-04 | site | 0 | 1 | 1 | 2 | 8.61 | 2 | 8.61 | HITACHI(HE) |  | 1 | 1 | 0 | 1 | Flow 1: Port → Site | SHU | HITACHI
731 | PRL-SHU-002-O LOT7-1 | HVDC-ADOPT-HE-0080-1 | SHU | EQ-001 | 190708 | 1 | Outdoor Covered | Side Shield Pairs - Pack 1 | 420 | 205 | 140 | 12.054 | 590 | 1031 | Stackable x2 | 85049000 | SEK | 433859 | ESTELLE Maersk | Sweden | Gothenburg | Khalifa port | 2024-02-08 | 2024-03-19 | [11 empty] | 2024-04-04 |  |  | CASE_LIST |  | 1 | site | SHU | 2024-04-04 | site | 0 | 1 | 1 | 2 | 8.61 | 2 | 8.61 | HITACHI(HE) |  | 1 | 1 | 0 | 1 | Flow 1: Port → Site | SHU | HITACHI
903 | PRL-ZAK-003-O8 LOT1 Spare | HVDC-ADOPT-HE-0079 | AGI | EQ-003 | 364463 | 1 | Outdoor Covered | Zakum, Single-phase converter reactor Spare | 350 | 350 | 429 | 52.5525 | 10000 | 12000 | Not stackable | 85045010 | EUR | 164968.3 | ELLY Maersk | Belgium | Antwerp | Khalifa port | 2024-02-20 | 2024-03-27 |  |  |  |  | 2024-04-04 | [9 empty] | CASE_LIST | 1 |  | warehouse | DSV Outdoor | 2024-04-04 | warehouse | 1 | 1 | -1 | 0 | 12.25 | 0 | 12.25 | HITACHI(HE) |  | 0 | 1 | 1 | 2 | Flow 2: Port → WH → Site | DSV Outdoor | HITACHI
763 | PRL-MIR-003-O6 LOT1 Spare | HVDC-ADOPT-HE-0078 | MIR | EQ-003 | 279342 | 1 | Outdoor Covered | Mirfa, Single-phase converter reactor | 325 | 325 | 429 | 45.3131 | 7000 | 8850 | Not stackable | 85045010 | EUR | 164968.3 | EUGEN Maersk | Belgium | Antwerp | Khalifa port | 2024-02-09 | 2024-03-13 | [10 empty] | 2024-03-20 |  |  |  | CASE_LIST |  | 1 | site | MIR | 2024-03-20 | site | 0 | 1 | 1 | 2 | 10.56 | 0 | 10.56 | HITACHI(HE) |  | 1 | 1 | 0 | 1 | Flow 1: Port → Site | MIR | HITACHI
768 | PRL-ZAK-003-O5 LOT1 | HVDC-ADOPT-HE-0077 | AGI | EQ-003 | 364458 | 1 | Outdoor Covered | Zakum, Single-phase converter reactor | 350 | 350 | 429 | 52.5525 | 10000 | 12000 | Not stackable | 85045010 | EUR | 164968.3 | EUGEN Maersk | Belgium | Antwerp | Khalifa port | 2024-02-09 | 2024-03-13 |  |  |  |  | 2024-03-20 | [9 empty] | CASE_LIST | 1 |  | warehouse | DSV Outdoor | 2024-03-20 | warehouse | 1 | 1 | -1 | 0 | 12.25 | 0 | 12.25 | HITACHI(HE) |  | 0 | 1 | 1 | 2 | Flow 2: Port → WH → Site | DSV Outdoor | HITACHI
769 | PRL-ZAK-003-O5 LOT1 | HVDC-ADOPT-HE-0077 | AGI | EQ-003 | 364459 | 1 | Outdoor Covered | Zakum, Single-phase converter reactor | 350 | 350 | 429 | 52.5525 | 10000 | 12000 | Not stackable | 85045010 | EUR | 164968.3 | EUGEN Maersk | Belgium | Antwerp | Khalifa port | 2024-02-09 | 2024-03-13 |  |  |  |  | 2024-03-20 | [9 empty] | CASE_LIST | 1 |  | warehouse | DSV Outdoor | 2024-03-20 | warehouse | 1 | 1 | -1 | 0 | 12.25 | 0 | 12.25 | HITACHI(HE) |  | 0 | 1 | 1 | 2 | Flow 2: Port → WH → Site | DSV Outdoor | HITACHI
766 | PRL-ZAK-003-O4 LOT1 | HVDC-ADOPT-HE-0076 | AGI | EQ-003 | 364456 | 1 | Outdoor Covered | Zakum, Single-phase converter reactor | 350 | 350 | 429 | 52.5525 | 10000 | 12000 | Not stackable | 85045010 | EUR | 164968.3 | EUGEN Maersk | Belgium | Antwerp | Khalifa port | 2024-02-09 | 2024-03-13 |  |  |  |  | 2024-03-20 | [9 empty] | CASE_LIST | 1 |  | warehouse | DSV Outdoor | 2024-03-20 | warehouse | 1 | 1 | -1 | 0 | 12.25 | 0 | 12.25 | HITACHI(HE) |  | 0 | 1 | 1 | 2 | Flow 2: Port → WH → Site | DSV Outdoor | HITACHI
767 | PRL-ZAK-003-O4 LOT1 | HVDC-ADOPT-HE-0076 | AGI | EQ-003 | 364457 | 1 | Outdoor Covered | Zakum, Single-phase converter reactor | 350 | 350 | 429 | 52.5525 | 10000 | 12000 | Not stackable | 85045010 | EUR | 164968.3 | EUGEN Maersk | Belgium | Antwerp | Khalifa port | 2024-02-09 | 2024-03-13 |  |  |  |  | 2024-03-20 | [9 empty] | CASE_LIST | 1 |  | warehouse | DSV Outdoor | 2024-03-20 | warehouse | 1 | 1 | -1 | 0 | 12.25 | 0 | 12.25 | HITACHI(HE) |  | 0 | 1 | 1 | 2 | Flow 2: Port → WH → Site | DSV Outdoor | HITACHI
679 | PRL-SHU-003-O5 LOT1 Spare | HVDC-ADOPT-HE-0075 | SHU | EQ-003 | 190500 | 1 | Outdoor Covered | Shuweihat, Single-phase converter reactor | 285 | 285 | 429 | 34.8455 | 4800 | 6325 | Not stackable | 85045010 | EUR | 164968.3 | EDITH Maersk | Belgium | Antwerp | Khalifa port | 2024-02-04 | 2024-03-06 | [11 empty] | 2024-03-12 |  |  | CASE_LIST |  | 1 | site | SHU | 2024-03-12 | site | 0 | 1 | 1 | 2 | 8.12 | 0 | 8.12 | HITACHI(HE) |  | 1 | 1 | 0 | 1 | Flow 1: Port → Site | SHU | HITACHI
672 | PRL-DAS-003-O6 Lot 1 Spare | HVDC-ADOPT-HE-0074 | DAS | EQ-003 | 208256 | 1 | Outdoor Covered | Das, Single-phase converter reactor | 350 | 350 | 429 | 52.5525 | 6850 | 8900 | Not stackable | 85045010 | EUR | 164968.3 | EDITH Maersk | Belgium | Antwerp | Khalifa port | 2024-02-04 | 2024-03-06 | [6 empty] | 2024-03-14 | [5 empty] | 2024-09-03 |  | CASE_LIST | 1 | 1 | site | DAS | 2024-09-03 | site | 1 | 2 | 0 | 2 | 12.25 | 0 | 12.25 | HITACHI(HE) |  | 1 | 2 | 1 | 3 | Flow 3: Port → MOSB → Site | DAS | HITACHI
762 | PRL-MIR-003-O5 LOT1 | HVDC-ADOPT-HE-0073 | MIR | EQ-003 | 279341 | 1 | Outdoor Covered | Mirfa, Single-phase converter reactor | 325 | 325 | 429 | 45.3131 | 7000 | 8850 | Not stackable | 85045010 | EUR | 164968.3 | EUGEN Maersk | Belgium | Antwerp | Khalifa port | 2024-02-09 | 2024-03-13 | [10 empty] | 2024-03-20 |  |  |  | CASE_LIST |  | 1 | site | MIR | 2024-03-20 | site | 0 | 1 | 1 | 2 | 10.56 | 0 | 10.56 | HITACHI(HE) |  | 1 | 1 | 0 | 1 | Flow 1: Port → Site | MIR | HITACHI
673 | PRL-MIR-003-O4 LOT1 | HVDC-ADOPT-HE-0072 | MIR | EQ-003 | 279338 | 1 | Outdoor Covered | Mirfa, Single-phase converter reactor | 325 | 325 | 429 | 45.3131 | 7000 | 8850 | Not stackable | 85045010 | EUR | 164968.3 | EDITH Maersk | Belgium | Antwerp | Khalifa port | 2024-02-04 | 2024-03-06 | [10 empty] | 2024-03-11 |  |  |  | CASE_LIST |  | 1 | site | MIR | 2024-03-11 | site | 0 | 1 | 1 | 2 | 10.56 | 0 | 10.56 | HITACHI(HE) |  | 1 | 1 | 0 | 1 | Flow 1: Port → Site | MIR | HITACHI
674 | PRL-MIR-003-O4 LOT1 | HVDC-ADOPT-HE-0072 | MIR | EQ-003 | 279339 | 1 | Outdoor Covered | Mirfa, Single-phase converter reactor | 325 | 325 | 429 | 45.3131 | 7000 | 8850 | Not stackable | 85045010 | EUR | 164968.3 | EDITH Maersk | Belgium | Antwerp | Khalifa port | 2024-02-04 | 2024-03-06 | [10 empty] | 2024-03-11 |  |  |  | CASE_LIST |  | 1 | site | MIR | 2024-03-11 | site | 0 | 1 | 1 | 2 | 10.56 | 0 | 10.56 | HITACHI(HE) |  | 1 | 1 | 0 | 1 | Flow 1: Port → Site | MIR | HITACHI
675 | PRL-MIR-003-O4 LOT1 Spare | HVDC-ADOPT-HE-0072 | MIR | EQ-003 | 279340 | 1 | Outdoor Covered | Mirfa, Single-phase converter reactor | 325 | 325 | 429 | 45.3131 | 7000 | 8850 | Not stackable | 85045010 | EUR | 164968.3 | EDITH Maersk | Belgium | Antwerp | Khalifa port | 2024-02-04 | 2024-03-06 | [10 empty] | 2024-03-11 |  |  |  | CASE_LIST |  | 1 | site | MIR | 2024-03-11 | site | 0 | 1 | 1 | 2 | 10.56 | 0 | 10.56 | HITACHI(HE) |  | 1 | 1 | 0 | 1 | Flow 1: Port → Site | MIR | HITACHI
669 | PRL-ZAK-003-O2 LOT1 Spare | HVDC-ADOPT-HE-0071 | AGI | EQ-003 | 364453 | 1 | Outdoor Covered | Zakum, Single-phase converter reactor | 350 | 350 | 429 | 52.5525 | 10000 | 12000 | Not stackable | 85045010 | EUR | 164968.3 | EDITH Maersk | Belgium | Antwerp | Khalifa port | 2024-02-04 | 2024-03-06 |  |  |  |  | 2024-03-14 | [9 empty] | CASE_LIST | 1 |  | warehouse | DSV Outdoor | 2024-03-14 | warehouse | 1 | 1 | -1 | 0 | 12.25 | 0 | 12.25 | HITACHI(HE) |  | 0 | 1 | 1 | 2 | Flow 2: Port → WH → Site | DSV Outdoor | HITACHI
657 | PRL-SHU-002-O2 LOT5 | HVDC-ADOPT-HE-0070 | SHU | EQ-001 | 190539 | 1 | Indoor | Serpentine | 424 | 90 | 121 | 4.6174 | 50 | 315 | Stackable X3 | 85049000 | SEK | 433859 | EUGEN Maersk | Sweden | Gothenburg | Khalifa port | 2024-01-30 | 2024-03-11 |  | 2024-03-19 | 2024-05-28 | [8 empty] | 2025-06-26 |  |  | CASE_LIST | 1 | 1 | site | SHU | 2025-06-26 | site | 2 | 3 | -1 | 2 | 3.82 | 3 | 3.82 | HITACHI(HE) |  | 1 | 3 | 2 | 5 | Flow 5: Mixed / Waiting / Incomplete leg | SHU | HITACHI
658 | PRL-SHU-002-O2 LOT5 | HVDC-ADOPT-HE-0070 | SHU | EQ-001 | 190540 | 1 | Indoor | Serpentine | 424 | 90 | 121 | 4.6174 | 50 | 315 | Stackable X3 | 85049000 | SEK | 433859 | EUGEN Maersk | Sweden | Gothenburg | Khalifa port | 2024-01-30 | 2024-03-11 |  | 2024-03-19 | 2024-05-28 | [8 empty] | 2025-06-26 |  |  | CASE_LIST | 1 | 1 | site | SHU | 2025-06-26 | site | 2 | 3 | -1 | 2 | 3.82 | 3 | 3.82 | HITACHI(HE) |  | 1 | 3 | 2 | 5 | Flow 5: Mixed / Waiting / Incomplete leg | SHU | HITACHI
659 | PRL-SHU-002-O2 LOT5 | HVDC-ADOPT-HE-0070 | SHU | EQ-001 | 190545 | 1 | Indoor | Serpentine | 424 | 90 | 121 | 4.6174 | 50 | 315 | Stackable X3 | 85049000 | SEK | 433859 | EUGEN Maersk | Sweden | Gothenburg | Khalifa port | 2024-01-30 | 2024-03-11 |  | 2024-03-19 | 2024-05-28 | [8 empty] | 2025-06-26 |  |  | CASE_LIST | 1 | 1 | site | SHU | 2025-06-26 | site | 2 | 3 | -1 | 2 | 3.82 | 3 | 3.82 | HITACHI(HE) |  | 1 | 3 | 2 | 5 | Flow 5: Mixed / Waiting / Incomplete leg | SHU | HITACHI
660 | PRL-SHU-002-O2 LOT5 | HVDC-ADOPT-HE-0070 | SHU | EQ-001 | 190546 | 1 | Indoor | Serpentine | 424 | 90 | 121 | 4.6174 | 50 | 315 | Stackable X3 | 85049000 | SEK | 433859 | EUGEN Maersk | Sweden | Gothenburg | Khalifa port | 2024-01-30 | 2024-03-11 |  | 2024-03-19 | 2024-05-28 | [8 empty] | 2025-06-26 |  |  | CASE_LIST | 1 | 1 | site | SHU | 2025-06-26 | site | 2 | 3 | -1 | 2 | 3.82 | 3 | 3.82 | HITACHI(HE) |  | 1 | 3 | 2 | 5 | Flow 5: Mixed / Waiting / Incomplete leg | SHU | HITACHI
661 | PRL-SHU-002-O2 LOT5 | HVDC-ADOPT-HE-0070 | SHU | EQ-001 | 190547 | 1 | Indoor | Serpentine | 424 | 90 | 121 | 4.6174 | 50 | 315 | Stackable X3 | 85049000 | SEK | 433859 | EUGEN Maersk | Sweden | Gothenburg | Khalifa port | 2024-01-30 | 2024-03-11 |  | 2024-03-19 | 2024-05-28 | [8 empty] | 2025-06-26 |  |  | CASE_LIST | 1 | 1 | site | SHU | 2025-06-26 | site | 2 | 3 | -1 | 2 | 3.82 | 3 | 3.82 | HITACHI(HE) |  | 1 | 3 | 2 | 5 | Flow 5: Mixed / Waiting / Incomplete leg | SHU | HITACHI
662 | PRL-SHU-002-O2 LOT5 | HVDC-ADOPT-HE-0070 | SHU | EQ-001 | 190550 | 1 | Indoor | Serpentine | 424 | 90 | 121 | 4.6174 | 50 | 315 | Stackable X3 | 85049000 | SEK | 433859 | EUGEN Maersk | Sweden | Gothenburg | Khalifa port | 2024-01-30 | 2024-03-11 |  | 2024-03-19 | 2024-05-28 | [8 empty] | 2025-06-26 |  |  | CASE_LIST | 1 | 1 | site | SHU | 2025-06-26 | site | 2 | 3 | -1 | 2 | 3.82 | 3 | 3.82 | HITACHI(HE) |  | 1 | 3 | 2 | 5 | Flow 5: Mixed / Waiting / Incomplete leg | SHU | HITACHI
663 | PRL-SHU-002-O2 LOT5 | HVDC-ADOPT-HE-0070 | SHU | EQ-001 | 190551 | 1 | Indoor | Serpentine | 424 | 90 | 121 | 4.6174 | 50 | 315 | Stackable X3 | 85049000 | SEK | 433859 | EUGEN Maersk | Sweden | Gothenburg | Khalifa port | 2024-01-30 | 2024-03-11 |  | 2024-03-19 | 2024-05-28 | [8 empty] | 2025-06-26 |  |  | CASE_LIST | 1 | 1 | site | SHU | 2025-06-26 | site | 2 | 3 | -1 | 2 | 3.82 | 3 | 3.82 | HITACHI(HE) |  | 1 | 3 | 2 | 5 | Flow 5: Mixed / Waiting / Incomplete leg | SHU | HITACHI
664 | PRL-SHU-002-O2 LOT5 | HVDC-ADOPT-HE-0070 | SHU | EQ-001 | 190552 | 1 | Indoor | Serpentine | 424 | 90 | 121 | 4.6174 | 50 | 315 | Stackable X3 | 85049000 | SEK | 433859 | EUGEN Maersk | Sweden | Gothenburg | Khalifa port | 2024-01-30 | 2024-03-11 |  | 2024-03-19 | 2024-05-28 | [8 empty] | 2025-06-26 |  |  | CASE_LIST | 1 | 1 | site | SHU | 2025-06-26 | site | 2 | 3 | -1 | 2 | 3.82 | 3 | 3.82 | HITACHI(HE) |  | 1 | 3 | 2 | 5 | Flow 5: Mixed / Waiting / Incomplete leg | SHU | HITACHI
665 | PRL-SHU-002-O2 LOT5 | HVDC-ADOPT-HE-0070 | SHU | EQ-001 | 190757 | 1 | Indoor | Cooling Media at Maintenance | 170 | 120 | 157 | 3.2028 | 138 | 325 | Stackable X4 | 85049000 | SEK | 433859 | EUGEN Maersk | Sweden | Gothenburg | Khalifa port | 2024-01-30 | 2024-03-11 |  | 2024-03-19 | [9 empty] | 2024-11-21 |  |  | CASE_LIST | 1 | 1 | site | SHU | 2024-11-21 | site | 1 | 2 | 0 | 2 | 2.04 | 4 | 2.04 | HITACHI(HE) |  | 1 | 2 | 1 | 2 | Flow 2: Port → WH → Site | SHU | HITACHI
666 | PRL-SHU-002-O2 LOT5 | HVDC-ADOPT-HE-0070 | SHU | EQ-001 | 190758 | 1 | Indoor | Cooling Media at Maintenance | 170 | 120 | 157 | 3.2028 | 138 | 325 | Stackable X4 | 85049000 | SEK | 433859 | EUGEN Maersk | Sweden | Gothenburg | Khalifa port | 2024-01-30 | 2024-03-11 |  | 2024-03-19 | [9 empty] | 2024-11-21 |  |  | CASE_LIST | 1 | 1 | site | SHU | 2024-11-21 | site | 1 | 2 | 0 | 2 | 2.04 | 4 | 2.04 | HITACHI(HE) |  | 1 | 2 | 1 | 2 | Flow 2: Port → WH → Site | SHU | HITACHI
634 | PRL-SHU-002-O1 LOT5 | HVDC-ADOPT-HE-0069 | SHU | EQ-001 | 190571 | 1 | Outdoor Covered | Small Items Site Assembly | 334 | 194 | 92 | 5.9612 | 1974 | 2450 | Stackable X4 | 85049000 | SEK | 433859 | EUGEN Maersk | Sweden | Gothenburg | Khalifa port | 2024-01-30 | 2024-03-11 | [11 empty] | 2024-03-22 |  |  | CASE_LIST |  | 1 | site | SHU | 2024-03-22 | site | 0 | 1 | 1 | 2 | 6.48 | 4 | 6.48 | HITACHI(HE) |  | 1 | 1 | 0 | 1 | Flow 1: Port → Site | SHU | HITACHI
635 | PRL-SHU-002-O1 LOT5 | HVDC-ADOPT-HE-0069 | SHU | EQ-001 | 190772 | 1 | Outdoor Covered | Damper | 235 | 120 | 140 | 3.948 | 3250 | 3500 | Stackable X4 | 85049000 | SEK | 433859 | EUGEN Maersk | Sweden | Gothenburg | Khalifa port | 2024-01-30 | 2024-03-11 | [11 empty] | 2024-03-22 |  |  | CASE_LIST |  | 1 | site | SHU | 2024-03-22 | site | 0 | 1 | 1 | 2 | 2.82 | 4 | 2.82 | HITACHI(HE) |  | 1 | 1 | 0 | 1 | Flow 1: Port → Site | SHU | HITACHI
636 | PRL-SHU-002-O1 LOT5 | HVDC-ADOPT-HE-0069 | SHU | EQ-001 | 190618 | 1 | Outdoor Covered | Side Shield Holders | 355 | 95 | 99 | 3.3388 | 944 | 1126 | Stackable x2 | 85049000 | SEK | 433859 | EUGEN Maersk | Sweden | Gothenburg | Khalifa port | 2024-01-30 | 2024-03-11 | [11 empty] | 2024-03-23 |  |  | CASE_LIST |  | 1 | site | SHU | 2024-03-23 | site | 0 | 1 | 1 | 2 | 3.37 | 2 | 3.37 | HITACHI(HE) |  | 1 | 1 | 0 | 1 | Flow 1: Port → Site | SHU | HITACHI
637 | PRL-SHU-002-O1 LOT5 | HVDC-ADOPT-HE-0069 | SHU | EQ-001 | 190619 | 1 | Outdoor Covered | Side Shield Holders | 355 | 95 | 99 | 3.3388 | 944 | 1126 | Stackable x2 | 85049000 | SEK | 433859 | EUGEN Maersk | Sweden | Gothenburg | Khalifa port | 2024-01-30 | 2024-03-11 | [11 empty] | 2024-03-23 |  |  | CASE_LIST |  | 1 | site | SHU | 2024-03-23 | site | 0 | 1 | 1 | 2 | 3.37 | 2 | 3.37 | HITACHI(HE) |  | 1 | 1 | 0 | 1 | Flow 1: Port → Site | SHU | HITACHI
638 | PRL-SHU-002-O1 LOT5 | HVDC-ADOPT-HE-0069 | SHU | EQ-001 | 190620 | 1 | Outdoor Covered | Side Shield Holders | 355 | 95 | 99 | 3.3388 | 944 | 1126 | Stackable x2 | 85049000 | SEK | 433859 | EUGEN Maersk | Sweden | Gothenburg | Khalifa port | 2024-01-30 | 2024-03-11 | [11 empty] | 2024-03-23 |  |  | CASE_LIST |  | 1 | site | SHU | 2024-03-23 | site | 0 | 1 | 1 | 2 | 3.37 | 2 | 3.37 | HITACHI(HE) |  | 1 | 1 | 0 | 1 | Flow 1: Port → Site | SHU | HITACHI
639 | PRL-SHU-002-O1 LOT5 | HVDC-ADOPT-HE-0069 | SHU | EQ-001 | 190621 | 1 | Outdoor Covered | Side Shield Holders | 355 | 95 | 99 | 3.3388 | 944 | 1126 | Stackable x2 | 85049000 | SEK | 433859 | EUGEN Maersk | Sweden | Gothenburg | Khalifa port | 2024-01-30 | 2024-03-11 | [11 empty] | 2024-03-23 |  |  | CASE_LIST |  | 1 | site | SHU | 2024-03-23 | site | 0 | 1 | 1 | 2 | 3.37 | 2 | 3.37 | HITACHI(HE) |  | 1 | 1 | 0 | 1 | Flow 1: Port → Site | SHU | HITACHI
640 | PRL-SHU-002-O1 LOT5 | HVDC-ADOPT-HE-0069 | SHU | EQ-001 | 190622 | 1 | Outdoor Covered | Side Shield Holders | 355 | 95 | 99 | 3.3388 | 944 | 1126 | Stackable x2 | 85049000 | SEK | 433859 | EUGEN Maersk | Sweden | Gothenburg | Khalifa port | 2024-01-30 | 2024-03-11 | [11 empty] | 2024-03-22 |  |  | CASE_LIST |  | 1 | site | SHU | 2024-03-22 | site | 0 | 1 | 1 | 2 | 3.37 | 2 | 3.37 | HITACHI(HE) |  | 1 | 1 | 0 | 1 | Flow 1: Port → Site | SHU | HITACHI
641 | PRL-SHU-002-O1 LOT5 | HVDC-ADOPT-HE-0069 | SHU | EQ-001 | 190623 | 1 | Outdoor Covered | Side Shield Holders | 355 | 95 | 99 | 3.3388 | 944 | 1126 | Stackable x2 | 85049000 | SEK | 433859 | EUGEN Maersk | Sweden | Gothenburg | Khalifa port | 2024-01-30 | 2024-03-11 | [11 empty] | 2024-03-22 |  |  | CASE_LIST |  | 1 | site | SHU | 2024-03-22 | site | 0 | 1 | 1 | 2 | 3.37 | 2 | 3.37 | HITACHI(HE) |  | 1 | 1 | 0 | 1 | Flow 1: Port → Site | SHU | HITACHI
642 | PRL-SHU-002-O1 LOT5 | HVDC-ADOPT-HE-0069 | SHU | EQ-001 | 190644 | 1 | Outdoor Covered | Laminate stud assemblies 3 | 238 | 183 | 58 | 2.5261 | 730 | 830 | Stackable x2 | 85049000 | SEK | 433859 | EUGEN Maersk | Sweden | Gothenburg | Khalifa port | 2024-01-30 | 2024-03-11 | [11 empty] | 2024-03-23 |  |  | CASE_LIST |  | 1 | site | SHU | 2024-03-23 | site | 0 | 1 | 1 | 2 | 4.36 | 2 | 4.36 | HITACHI(HE) |  | 1 | 1 | 0 | 1 | Flow 1: Port → Site | SHU | HITACHI
643 | PRL-SHU-002-O1 LOT5 | HVDC-ADOPT-HE-0069 | SHU | EQ-001 | 190645 | 1 | Outdoor Covered | Laminate stud assemblies 3 | 238 | 183 | 58 | 2.5261 | 730 | 830 | Stackable x2 | 85049000 | SEK | 433859 | EUGEN Maersk | Sweden | Gothenburg | Khalifa port | 2024-01-30 | 2024-03-11 | [11 empty] | 2024-03-23 |  |  | CASE_LIST |  | 1 | site | SHU | 2024-03-23 | site | 0 | 1 | 1 | 2 | 4.36 | 2 | 4.36 | HITACHI(HE) |  | 1 | 1 | 0 | 1 | Flow 1: Port → Site | SHU | HITACHI
644 | PRL-SHU-002-O1 LOT5 | HVDC-ADOPT-HE-0069 | SHU | EQ-001 | 190646 | 1 | Outdoor Covered | Laminate stud assemblies 3 | 238 | 183 | 58 | 2.5261 | 730 | 830 | Stackable x2 | 85049000 | SEK | 433859 | EUGEN Maersk | Sweden | Gothenburg | Khalifa port | 2024-01-30 | 2024-03-11 | [11 empty] | 2024-03-23 |  |  | CASE_LIST |  | 1 | site | SHU | 2024-03-23 | site | 0 | 1 | 1 | 2 | 4.36 | 2 | 4.36 | HITACHI(HE) |  | 1 | 1 | 0 | 1 | Flow 1: Port → Site | SHU | HITACHI
645 | PRL-SHU-002-O1 LOT5 | HVDC-ADOPT-HE-0069 | SHU | EQ-001 | 190295 | 1 | Outdoor Covered | Bottom Shield | 426 | 231 | 255 | 25.0935 | 400 | 1144 | Stackable X1 | 85049000 | SEK | 433859 | EUGEN Maersk | Sweden | Gothenburg | Khalifa port | 2024-01-30 | 2024-03-11 | [11 empty] | 2024-03-23 |  |  | CASE_LIST |  | 1 | site | SHU | 2024-03-23 | site | 0 | 1 | 1 | 2 | 9.84 | 1 | 9.84 | HITACHI(HE) |  | 1 | 1 | 0 | 1 | Flow 1: Port → Site | SHU | HITACHI
646 | PRL-SHU-002-O1 LOT5 | HVDC-ADOPT-HE-0069 | SHU | EQ-001 | 190298 | 1 | Outdoor Covered | Bottom Shield | 426 | 231 | 255 | 25.0935 | 400 | 1144 | Stackable X1 | 85049000 | SEK | 433859 | EUGEN Maersk | Sweden | Gothenburg | Khalifa port | 2024-01-30 | 2024-03-11 | [11 empty] | 2024-03-23 |  |  | CASE_LIST |  | 1 | site | SHU | 2024-03-23 | site | 0 | 1 | 1 | 2 | 9.84 | 1 | 9.84 | HITACHI(HE) |  | 1 | 1 | 0 | 1 | Flow 1: Port → Site | SHU | HITACHI
647 | PRL-SHU-002-O1 LOT5 | HVDC-ADOPT-HE-0069 | SHU | EQ-001 | 190299 | 1 | Outdoor Covered | Bottom Shield | 426 | 231 | 255 | 25.0935 | 400 | 1144 | Stackable X1 | 85049000 | SEK | 433859 | EUGEN Maersk | Sweden | Gothenburg | Khalifa port | 2024-01-30 | 2024-03-11 | [11 empty] | 2024-03-23 |  |  | CASE_LIST |  | 1 | site | SHU | 2024-03-23 | site | 0 | 1 | 1 | 2 | 9.84 | 1 | 9.84 | HITACHI(HE) |  | 1 | 1 | 0 | 1 | Flow 1: Port → Site | SHU | HITACHI
648 | PRL-SHU-002-O1 LOT5 | HVDC-ADOPT-HE-0069 | SHU | EQ-001 | 190302 | 1 | Outdoor Covered | Bottom Shield | 426 | 231 | 255 | 25.0935 | 400 | 1144 | Stackable X1 | 85049000 | SEK | 433859 | EUGEN Maersk | Sweden | Gothenburg | Khalifa port | 2024-01-30 | 2024-03-11 | [11 empty] | 2024-03-23 |  |  | CASE_LIST |  | 1 | site | SHU | 2024-03-23 | site | 0 | 1 | 1 | 2 | 9.84 | 1 | 9.84 | HITACHI(HE) |  | 1 | 1 | 0 | 1 | Flow 1: Port → Site | SHU | HITACHI
649 | PRL-SHU-002-O1 LOT5 | HVDC-ADOPT-HE-0069 | SHU | EQ-001 | 190688 | 1 | Outdoor Covered | Side Shield Pairs - Pack 1 | 420 | 205 | 140 | 12.054 | 590 | 1031 | Stackable x2 | 85049000 | SEK | 433859 | EUGEN Maersk | Sweden | Gothenburg | Khalifa port | 2024-01-30 | 2024-03-11 | [11 empty] | 2024-03-22 |  |  | CASE_LIST |  | 1 | site | SHU | 2024-03-22 | site | 0 | 1 | 1 | 2 | 8.61 | 2 | 8.61 | HITACHI(HE) |  | 1 | 1 | 0 | 1 | Flow 1: Port → Site | SHU | HITACHI
650 | PRL-SHU-002-O1 LOT5 | HVDC-ADOPT-HE-0069 | SHU | EQ-001 | 190709 | 1 | Outdoor Covered | Side Shield Pairs - Pack 1 | 420 | 205 | 140 | 12.054 | 590 | 1031 | Stackable x2 | 85049000 | SEK | 433859 | EUGEN Maersk | Sweden | Gothenburg | Khalifa port | 2024-01-30 | 2024-03-11 | [11 empty] | 2024-03-22 |  |  | CASE_LIST |  | 1 | site | SHU | 2024-03-22 | site | 0 | 1 | 1 | 2 | 8.61 | 2 | 8.61 | HITACHI(HE) |  | 1 | 1 | 0 | 1 | Flow 1: Port → Site | SHU | HITACHI
651 | PRL-SHU-002-O1 LOT5 | HVDC-ADOPT-HE-0069 | SHU | EQ-001 | 190710 | 1 | Outdoor Covered | Side Shield Pairs - Pack 1 | 420 | 205 | 140 | 12.054 | 590 | 1031 | Stackable x2 | 85049000 | SEK | 433859 | EUGEN Maersk | Sweden | Gothenburg | Khalifa port | 2024-01-30 | 2024-03-11 | [11 empty] | 2024-03-22 |  |  | CASE_LIST |  | 1 | site | SHU | 2024-03-22 | site | 0 | 1 | 1 | 2 | 8.61 | 2 | 8.61 | HITACHI(HE) |  | 1 | 1 | 0 | 1 | Flow 1: Port → Site | SHU | HITACHI
652 | PRL-SHU-002-O1 LOT5 | HVDC-ADOPT-HE-0069 | SHU | EQ-001 | 190711 | 1 | Outdoor Covered | Side Shield Pairs - Pack 1 | 420 | 205 | 140 | 12.054 | 590 | 1031 | Stackable x2 | 85049000 | SEK | 433859 | EUGEN Maersk | Sweden | Gothenburg | Khalifa port | 2024-01-30 | 2024-03-11 | [11 empty] | 2024-03-22 |  |  | CASE_LIST |  | 1 | site | SHU | 2024-03-22 | site | 0 | 1 | 1 | 2 | 8.61 | 2 | 8.61 | HITACHI(HE) |  | 1 | 1 | 0 | 1 | Flow 1: Port → Site | SHU | HITACHI
653 | PRL-SHU-002-O1 LOT5 | HVDC-ADOPT-HE-0069 | SHU | EQ-001 | 190712 | 1 | Outdoor Covered | Side Shield Pairs - Pack 1 | 420 | 205 | 140 | 12.054 | 590 | 1031 | Stackable x2 | 85049000 | SEK | 433859 | EUGEN Maersk | Sweden | Gothenburg | Khalifa port | 2024-01-30 | 2024-03-11 | [11 empty] | 2024-03-22 |  |  | CASE_LIST |  | 1 | site | SHU | 2024-03-22 | site | 0 | 1 | 1 | 2 | 8.61 | 2 | 8.61 | HITACHI(HE) |  | 1 | 1 | 0 | 1 | Flow 1: Port → Site | SHU | HITACHI
654 | PRL-SHU-002-O1 LOT5 | HVDC-ADOPT-HE-0069 | SHU | EQ-001 | 190713 | 1 | Outdoor Covered | Side Shield Pairs - Pack 1 | 420 | 205 | 140 | 12.054 | 590 | 1031 | Stackable x2 | 85049000 | SEK | 433859 | EUGEN Maersk | Sweden | Gothenburg | Khalifa port | 2024-01-30 | 2024-03-11 | [11 empty] | 2024-03-22 |  |  | CASE_LIST |  | 1 | site | SHU | 2024-03-22 | site | 0 | 1 | 1 | 2 | 8.61 | 2 | 8.61 | HITACHI(HE) |  | 1 | 1 | 0 | 1 | Flow 1: Port → Site | SHU | HITACHI
655 | PRL-SHU-002-O1 LOT5 | HVDC-ADOPT-HE-0069 | SHU | EQ-001 | 190755 | 1 | Outdoor Covered | Tool kit | 167 | 127 | 105 | 2.2269 | 120 | 256 | Stackable X4 | 85049000 | SEK | 433859 | EUGEN Maersk | Sweden | Gothenburg | Khalifa port | 2024-01-30 | 2024-03-11 | [11 empty] | 2024-03-23 |  |  | CASE_LIST |  | 1 | site | SHU | 2024-03-23 | site | 0 | 1 | 1 | 2 | 2.12 | 4 | 2.12 | HITACHI(HE) |  | 1 | 1 | 0 | 1 | Flow 1: Port → Site | SHU | HITACHI
656 | PRL-SHU-002-O1 LOT5 | HVDC-ADOPT-HE-0069 | SHU | EQ-001 | 190756 | 1 | Outdoor Covered | Tool kit | 167 | 127 | 105 | 2.2269 | 120 | 256 | Stackable X4 | 85049000 | SEK | 433859 | EUGEN Maersk | Sweden | Gothenburg | Khalifa port | 2024-01-30 | 2024-03-11 | [11 empty] | 2024-03-23 |  |  | CASE_LIST |  | 1 | site | SHU | 2024-03-23 | site | 0 | 1 | 1 | 2 | 2.12 | 4 | 2.12 | HITACHI(HE) |  | 1 | 1 | 0 | 1 | Flow 1: Port → Site | SHU | HITACHI
770 | PRL-SHU-002-O LOT4-2 | HVDC-ADOPT-HE-0068-2 | SHU | EQ-001 | 279796 | 1 | Indoor | Layers 12 Cells | 365 | 233 | 172 | 14.6277 | 4500 | 5000 | Stackable X1 | 85049000 | SEK | 2079700 | ELLY Maersk | Sweden | Gothenburg | Khalifa port | 2024-02-10 | 2024-03-27 |  | 2024-04-15 | 2024-05-30 | [8 empty] | 2025-03-17 |  |  | CASE_LIST | 1 | 1 | site | SHU | 2025-03-17 | site | 2 | 3 | -1 | 2 | 8.5 | 1 | 8.5 | HITACHI(HE) |  | 1 | 3 | 2 | 5 | Flow 5: Mixed / Waiting / Incomplete leg | SHU | HITACHI
771 | PRL-SHU-002-O LOT4-2 | HVDC-ADOPT-HE-0068-2 | SHU | EQ-001 | 279794 | 1 | Indoor | Layers 12 Cells | 365 | 233 | 172 | 14.6277 | 4500 | 5000 | Stackable X1 | 85049000 | SEK | 2079700 | ELLY Maersk | Sweden | Gothenburg | Khalifa port | 2024-02-10 | 2024-03-27 |  | 2024-04-15 | 2024-05-29 | [8 empty] | 2025-03-17 |  |  | CASE_LIST | 1 | 1 | site | SHU | 2025-03-17 | site | 2 | 3 | -1 | 2 | 8.5 | 1 | 8.5 | HITACHI(HE) |  | 1 | 3 | 2 | 5 | Flow 5: Mixed / Waiting / Incomplete leg | SHU | HITACHI
772 | PRL-SHU-002-O LOT4-2 | HVDC-ADOPT-HE-0068-2 | SHU | EQ-001 | 279792 | 1 | Indoor | Layers 12 Cells | 365 | 233 | 172 | 14.6277 | 4500 | 5000 | Stackable X1 | 85049000 | SEK | 2079700 | ELLY Maersk | Sweden | Gothenburg | Khalifa port | 2024-02-10 | 2024-03-27 |  | 2024-04-15 | 2024-12-09 | [8 empty] | 2025-03-14 |  |  | CASE_LIST | 1 | 1 | site | SHU | 2025-03-14 | site | 2 | 3 | -1 | 2 | 8.5 | 1 | 8.5 | HITACHI(HE) |  | 1 | 3 | 2 | 5 | Flow 5: Mixed / Waiting / Incomplete leg | SHU | HITACHI
773 | PRL-SHU-002-O LOT4-2 | HVDC-ADOPT-HE-0068-2 | SHU | EQ-001 | 279793 | 1 | Indoor | Layers 12 Cells | 365 | 233 | 172 | 14.6277 | 4500 | 5000 | Stackable X1 | 85049000 | SEK | 2079700 | ELLY Maersk | Sweden | Gothenburg | Khalifa port | 2024-02-10 | 2024-03-27 |  | 2024-04-06 | 2024-05-30 | [8 empty] | 2025-03-15 |  |  | CASE_LIST | 1 | 1 | site | SHU | 2025-03-15 | site | 2 | 3 | -1 | 2 | 8.5 | 1 | 8.5 | HITACHI(HE) |  | 1 | 3 | 2 | 5 | Flow 5: Mixed / Waiting / Incomplete leg | SHU | HITACHI
774 | PRL-SHU-002-O LOT4-2 | HVDC-ADOPT-HE-0068-2 | SHU | EQ-001 | 279797 | 1 | Indoor | Layers 12 Cells | 365 | 233 | 172 | 14.6277 | 4500 | 5000 | Stackable X1 | 85049000 | SEK | 2079700 | ELLY Maersk | Sweden | Gothenburg | Khalifa port | 2024-02-10 | 2024-03-27 |  | 2024-04-06 | 2024-11-29 | [8 empty] | 2025-03-11 |  |  | CASE_LIST | 1 | 1 | site | SHU | 2025-03-11 | site | 2 | 3 | -1 | 2 | 8.5 | 1 | 8.5 | HITACHI(HE) |  | 1 | 3 | 2 | 5 | Flow 5: Mixed / Waiting / Incomplete leg | SHU | HITACHI
775 | PRL-SHU-002-O LOT4-2 | HVDC-ADOPT-HE-0068-2 | SHU | EQ-001 | 279773 | 1 | Indoor | Layers 12 Cells | 365 | 233 | 172 | 14.6277 | 4500 | 5000 | Stackable X1 | 85049000 | SEK | 2079700 | ELLY Maersk | Sweden | Gothenburg | Khalifa port | 2024-02-10 | 2024-03-27 |  | 2024-04-15 | 2024-05-29 | [8 empty] | 2025-03-18 |  |  | CASE_LIST | 1 | 1 | site | SHU | 2025-03-18 | site | 2 | 3 | -1 | 2 | 8.5 | 1 | 8.5 | HITACHI(HE) |  | 1 | 3 | 2 | 5 | Flow 5: Mixed / Waiting / Incomplete leg | SHU | HITACHI
776 | PRL-SHU-002-O LOT4-2 | HVDC-ADOPT-HE-0068-2 | SHU | EQ-001 | 279758 | 1 | Indoor | Layers 12 Cells | 365 | 233 | 172 | 14.6277 | 4500 | 5000 | Stackable X1 | 85049000 | SEK | 2079700 | ELLY Maersk | Sweden | Gothenburg | Khalifa port | 2024-02-10 | 2024-03-27 |  | 2024-04-06 | 2024-05-30 | [8 empty] | 2025-03-17 |  |  | CASE_LIST | 1 | 1 | site | SHU | 2025-03-17 | site | 2 | 3 | -1 | 2 | 8.5 | 1 | 8.5 | HITACHI(HE) |  | 1 | 3 | 2 | 5 | Flow 5: Mixed / Waiting / Incomplete leg | SHU | HITACHI
777 | PRL-SHU-002-O LOT4-2 | HVDC-ADOPT-HE-0068-2 | SHU | EQ-001 | 279754 | 1 | Indoor | Layers 12 Cells | 365 | 233 | 172 | 14.6277 | 4500 | 5000 | Stackable X1 | 85049000 | SEK | 2079700 | ELLY Maersk | Sweden | Gothenburg | Khalifa port | 2024-02-10 | 2024-03-27 |  | 2024-04-15 | 2024-05-30 | [8 empty] | 2025-03-17 |  |  | CASE_LIST | 1 | 1 | site | SHU | 2025-03-17 | site | 2 | 3 | -1 | 2 | 8.5 | 1 | 8.5 | HITACHI(HE) |  | 1 | 3 | 2 | 5 | Flow 5: Mixed / Waiting / Incomplete leg | SHU | HITACHI
778 | PRL-SHU-002-O LOT4-2 | HVDC-ADOPT-HE-0068-2 | SHU | EQ-001 | 279752 | 1 | Indoor | Layers 12 Cells | 365 | 233 | 172 | 14.6277 | 4500 | 5000 | Stackable X1 | 85049000 | SEK | 2079700 | ELLY Maersk | Sweden | Gothenburg | Khalifa port | 2024-02-10 | 2024-03-27 |  | 2024-04-15 | 2024-05-30 | [8 empty] | 2025-03-15 |  |  | CASE_LIST | 1 | 1 | site | SHU | 2025-03-15 | site | 2 | 3 | -1 | 2 | 8.5 | 1 | 8.5 | HITACHI(HE) |  | 1 | 3 | 2 | 5 | Flow 5: Mixed / Waiting / Incomplete leg | SHU | HITACHI
779 | PRL-SHU-002-O LOT4-2 | HVDC-ADOPT-HE-0068-2 | SHU | EQ-001 | 279753 | 1 | Indoor | Layers 12 Cells | 365 | 233 | 172 | 14.6277 | 4500 | 5000 | Stackable X1 | 85049000 | SEK | 2079700 | ELLY Maersk | Sweden | Gothenburg | Khalifa port | 2024-02-10 | 2024-03-27 |  | 2024-04-15 | 2024-05-30 | [8 empty] | 2025-03-17 |  |  | CASE_LIST | 1 | 1 | site | SHU | 2025-03-17 | site | 2 | 3 | -1 | 2 | 8.5 | 1 | 8.5 | HITACHI(HE) |  | 1 | 3 | 2 | 5 | Flow 5: Mixed / Waiting / Incomplete leg | SHU | HITACHI
780 | PRL-SHU-002-O LOT4-2 | HVDC-ADOPT-HE-0068-2 | SHU | EQ-001 | 279788 | 1 | Indoor | Layers 12 Cells | 365 | 233 | 172 | 14.6277 | 4500 | 5000 | Stackable X1 | 85049000 | SEK | 2079700 | ELLY Maersk | Sweden | Gothenburg | Khalifa port | 2024-02-10 | 2024-03-27 |  | 2024-04-15 | 2024-05-29 | [8 empty] | 2025-03-18 |  |  | CASE_LIST | 1 | 1 | site | SHU | 2025-03-18 | site | 2 | 3 | -1 | 2 | 8.5 | 1 | 8.5 | HITACHI(HE) |  | 1 | 3 | 2 | 5 | Flow 5: Mixed / Waiting / Incomplete leg | SHU | HITACHI
781 | PRL-SHU-002-O LOT4-2 | HVDC-ADOPT-HE-0068-2 | SHU | EQ-001 | 279789 | 1 | Indoor | Layers 12 Cells | 365 | 233 | 172 | 14.6277 | 4500 | 5000 | Stackable X1 | 85049000 | SEK | 2079700 | ELLY Maersk | Sweden | Gothenburg | Khalifa port | 2024-02-10 | 2024-03-27 |  | 2024-04-15 | 2024-05-30 | [8 empty] | 2025-03-17 |  |  | CASE_LIST | 1 | 1 | site | SHU | 2025-03-17 | site | 2 | 3 | -1 | 2 | 8.5 | 1 | 8.5 | HITACHI(HE) |  | 1 | 3 | 2 | 5 | Flow 5: Mixed / Waiting / Incomplete leg | SHU | HITACHI
782 | PRL-SHU-002-O LOT4-2 | HVDC-ADOPT-HE-0068-2 | SHU | EQ-001 | 279784 | 1 | Indoor | Layers 12 Cells | 365 | 233 | 172 | 14.6277 | 4500 | 5000 | Stackable X1 | 85049000 | SEK | 2079700 | ELLY Maersk | Sweden | Gothenburg | Khalifa port | 2024-02-10 | 2024-03-27 |  | 2024-04-15 | 2024-05-31 | [8 empty] | 2025-03-14 |  |  | CASE_LIST | 1 | 1 | site | SHU | 2025-03-14 | site | 2 | 3 | -1 | 2 | 8.5 | 1 | 8.5 | HITACHI(HE) |  | 1 | 3 | 2 | 5 | Flow 5: Mixed / Waiting / Incomplete leg | SHU | HITACHI
783 | PRL-SHU-002-O LOT4-2 | HVDC-ADOPT-HE-0068-2 | SHU | EQ-001 | 279782 | 1 | Indoor | Layers 12 Cells | 365 | 233 | 172 | 14.6277 | 4500 | 5000 | Stackable X1 | 85049000 | SEK | 2079700 | ELLY Maersk | Sweden | Gothenburg | Khalifa port | 2024-02-10 | 2024-03-27 |  | 2024-04-06 | 2024-05-29 | [8 empty] | 2025-03-15 |  |  | CASE_LIST | 1 | 1 | site | SHU | 2025-03-15 | site | 2 | 3 | -1 | 2 | 8.5 | 1 | 8.5 | HITACHI(HE) |  | 1 | 3 | 2 | 5 | Flow 5: Mixed / Waiting / Incomplete leg | SHU | HITACHI
784 | PRL-SHU-002-O LOT4-2 | HVDC-ADOPT-HE-0068-2 | SHU | EQ-001 | 279746 | 1 | Indoor | Layers 12 Cells | 365 | 233 | 172 | 14.6277 | 4500 | 5000 | Stackable X1 | 85049000 | SEK | 2079700 | ELLY Maersk | Sweden | Gothenburg | Khalifa port | 2024-02-10 | 2024-03-27 |  | 2024-04-15 | 2024-06-04 | [8 empty] | 2025-03-18 |  |  | CASE_LIST | 1 | 1 | site | SHU | 2025-03-18 | site | 2 | 3 | -1 | 2 | 8.5 | 1 | 8.5 | HITACHI(HE) |  | 1 | 3 | 2 | 5 | Flow 5: Mixed / Waiting / Incomplete leg | SHU | HITACHI
785 | PRL-SHU-002-O LOT4-2 | HVDC-ADOPT-HE-0068-2 | SHU | EQ-001 | 279744 | 1 | Indoor | Layers 12 Cells | 365 | 233 | 172 | 14.6277 | 4500 | 5000 | Stackable X1 | 85049000 | SEK | 2079700 | ELLY Maersk | Sweden | Gothenburg | Khalifa port | 2024-02-10 | 2024-03-27 |  | 2024-04-15 | 2024-05-31 | [8 empty] | 2025-03-18 |  |  | CASE_LIST | 1 | 1 | site | SHU | 2025-03-18 | site | 2 | 3 | -1 | 2 | 8.5 | 1 | 8.5 | HITACHI(HE) |  | 1 | 3 | 2 | 5 | Flow 5: Mixed / Waiting / Incomplete leg | SHU | HITACHI
786 | PRL-SHU-002-O LOT4-2 | HVDC-ADOPT-HE-0068-2 | SHU | EQ-001 | 279745 | 1 | Indoor | Layers 12 Cells | 365 | 233 | 172 | 14.6277 | 4500 | 5000 | Stackable X1 | 85049000 | SEK | 2079700 | ELLY Maersk | Sweden | Gothenburg | Khalifa port | 2024-02-10 | 2024-03-27 |  | 2024-04-15 | 2024-05-31 | [8 empty] | 2025-03-17 |  |  | CASE_LIST | 1 | 1 | site | SHU | 2025-03-17 | site | 2 | 3 | -1 | 2 | 8.5 | 1 | 8.5 | HITACHI(HE) |  | 1 | 3 | 2 | 5 | Flow 5: Mixed / Waiting / Incomplete leg | SHU | HITACHI
787 | PRL-SHU-002-O LOT4-2 | HVDC-ADOPT-HE-0068-2 | SHU | EQ-001 | 279751 | 1 | Indoor | Layers 12 Cells | 365 | 233 | 172 | 14.6277 | 4500 | 5000 | Stackable X1 | 85049000 | SEK | 2079700 | ELLY Maersk | Sweden | Gothenburg | Khalifa port | 2024-02-10 | 2024-03-27 |  | 2024-04-06 | 2024-05-30 | [8 empty] | 2025-03-15 |  |  | CASE_LIST | 1 | 1 | site | SHU | 2025-03-15 | site | 2 | 3 | -1 | 2 | 8.5 | 1 | 8.5 | HITACHI(HE) |  | 1 | 3 | 2 | 5 | Flow 5: Mixed / Waiting / Incomplete leg | SHU | HITACHI
788 | PRL-SHU-002-O LOT4-2 | HVDC-ADOPT-HE-0068-2 | SHU | EQ-001 | 279749 | 1 | Indoor | Layers 12 Cells | 365 | 233 | 172 | 14.6277 | 4500 | 5000 | Stackable X1 | 85049000 | SEK | 2079700 | ELLY Maersk | Sweden | Gothenburg | Khalifa port | 2024-02-10 | 2024-03-27 |  | 2024-04-15 | 2024-05-30 | [8 empty] | 2025-03-17 |  |  | CASE_LIST | 1 | 1 | site | SHU | 2025-03-17 | site | 2 | 3 | -1 | 2 | 8.5 | 1 | 8.5 | HITACHI(HE) |  | 1 | 3 | 2 | 5 | Flow 5: Mixed / Waiting / Incomplete leg | SHU | HITACHI
789 | PRL-SHU-002-O LOT4-2 | HVDC-ADOPT-HE-0068-2 | SHU | EQ-001 | 279747 | 1 | Indoor | Layers 12 Cells | 365 | 233 | 172 | 14.6277 | 4500 | 5000 | Stackable X1 | 85049000 | SEK | 2079700 | ELLY Maersk | Sweden | Gothenburg | Khalifa port | 2024-02-10 | 2024-03-27 |  | 2024-04-15 | 2024-05-30 | [8 empty] | 2025-03-17 |  |  | CASE_LIST | 1 | 1 | site | SHU | 2025-03-17 | site | 2 | 3 | -1 | 2 | 8.5 | 1 | 8.5 | HITACHI(HE) |  | 1 | 3 | 2 | 5 | Flow 5: Mixed / Waiting / Incomplete leg | SHU | HITACHI
790 | PRL-SHU-002-O LOT4-2 | HVDC-ADOPT-HE-0068-2 | SHU | EQ-001 | 279748 | 1 | Indoor | Layers 12 Cells | 365 | 233 | 172 | 14.6277 | 4500 | 5000 | Stackable X1 | 85049000 | SEK | 2079700 | ELLY Maersk | Sweden | Gothenburg | Khalifa port | 2024-02-10 | 2024-03-27 |  | 2024-04-15 | 2024-05-31 | [8 empty] | 2025-03-14 |  |  | CASE_LIST | 1 | 1 | site | SHU | 2025-03-14 | site | 2 | 3 | -1 | 2 | 8.5 | 1 | 8.5 | HITACHI(HE) |  | 1 | 3 | 2 | 5 | Flow 5: Mixed / Waiting / Incomplete leg | SHU | HITACHI
680 | PRL-SHU-002-O Lot 4-1 | HVDC-ADOPT-HE-0068-1 | SHU | EQ-001 | 279795 | 1 | Indoor | Layers 12 Cells | 365 | 233 | 172 | 14.6277 | 4500 | 5000 | Stackable X1 | 85049000 | SEK | 2079700 | ESTELLE Maersk | Sweden | Gothenburg | Khalifa port | 2024-02-08 | 2024-03-19 |  | 2024-03-28 | 2024-06-01 | [8 empty] | 2025-03-14 |  |  | CASE_LIST | 1 | 1 | site | SHU | 2025-03-14 | site | 2 | 3 | -1 | 2 | 8.5 | 1 | 8.5 | HITACHI(HE) |  | 1 | 3 | 2 | 5 | Flow 5: Mixed / Waiting / Incomplete leg | SHU | HITACHI
681 | PRL-SHU-002-O Lot 4-1 | HVDC-ADOPT-HE-0068-1 | SHU | EQ-001 | 279786 | 1 | Indoor | Layers 12 Cells | 365 | 233 | 172 | 14.6277 | 4500 | 5000 | Stackable X1 | 85049000 | SEK | 2079700 | ESTELLE Maersk | Sweden | Gothenburg | Khalifa port | 2024-02-08 | 2024-03-19 |  | 2024-03-28 | 2024-05-31 | [8 empty] | 2025-03-15 |  |  | CASE_LIST | 1 | 1 | site | SHU | 2025-03-15 | site | 2 | 3 | -1 | 2 | 8.5 | 1 | 8.5 | HITACHI(HE) |  | 1 | 3 | 2 | 5 | Flow 5: Mixed / Waiting / Incomplete leg | SHU | HITACHI
682 | PRL-SHU-002-O Lot 4-1 | HVDC-ADOPT-HE-0068-1 | SHU | EQ-001 | 279791 | 1 | Indoor | Layers 12 Cells | 365 | 233 | 172 | 14.6277 | 4500 | 5000 | Stackable X1 | 85049000 | SEK | 2079700 | ESTELLE Maersk | Sweden | Gothenburg | Khalifa port | 2024-02-08 | 2024-03-19 |  | 2024-03-28 | 2024-12-05 | [8 empty] | 2025-03-14 |  |  | CASE_LIST | 1 | 1 | site | SHU | 2025-03-14 | site | 2 | 3 | -1 | 2 | 8.5 | 1 | 8.5 | HITACHI(HE) |  | 1 | 3 | 2 | 5 | Flow 5: Mixed / Waiting / Incomplete leg | SHU | HITACHI
683 | PRL-SHU-002-O Lot 4-1 | HVDC-ADOPT-HE-0068-1 | SHU | EQ-001 | 279787 | 1 | Indoor | Layers 12 Cells | 365 | 233 | 172 | 14.6277 | 4500 | 5000 | Stackable X1 | 85049000 | SEK | 2079700 | ESTELLE Maersk | Sweden | Gothenburg | Khalifa port | 2024-02-08 | 2024-03-19 |  | 2024-03-28 | 2024-06-06 | [8 empty] | 2025-03-16 |  |  | CASE_LIST | 1 | 1 | site | SHU | 2025-03-16 | site | 2 | 3 | -1 | 2 | 8.5 | 1 | 8.5 | HITACHI(HE) |  | 1 | 3 | 2 | 5 | Flow 5: Mixed / Waiting / Incomplete leg | SHU | HITACHI
684 | PRL-SHU-002-O Lot 4-1 | HVDC-ADOPT-HE-0068-1 | SHU | EQ-001 | 279757 | 1 | Indoor | Layers 12 Cells | 365 | 233 | 172 | 14.6277 | 4500 | 5000 | Stackable X1 | 85049000 | SEK | 2079700 | ESTELLE Maersk | Sweden | Gothenburg | Khalifa port | 2024-02-08 | 2024-03-19 |  | 2024-03-28 | 2024-06-06 | [8 empty] | 2025-03-16 |  |  | CASE_LIST | 1 | 1 | site | SHU | 2025-03-16 | site | 2 | 3 | -1 | 2 | 8.5 | 1 | 8.5 | HITACHI(HE) |  | 1 | 3 | 2 | 5 | Flow 5: Mixed / Waiting / Incomplete leg | SHU | HITACHI
685 | PRL-SHU-002-O Lot 4-1 | HVDC-ADOPT-HE-0068-1 | SHU | EQ-001 | 279756 | 1 | Indoor | Layers 12 Cells | 365 | 233 | 172 | 14.6277 | 4500 | 5000 | Stackable X1 | 85049000 | SEK | 2079700 | ESTELLE Maersk | Sweden | Gothenburg | Khalifa port | 2024-02-08 | 2024-03-19 |  | 2024-03-28 | 2024-06-07 | [8 empty] | 2025-03-17 |  |  | CASE_LIST | 1 | 1 | site | SHU | 2025-03-17 | site | 2 | 3 | -1 | 2 | 8.5 | 1 | 8.5 | HITACHI(HE) |  | 1 | 3 | 2 | 5 | Flow 5: Mixed / Waiting / Incomplete leg | SHU | HITACHI
686 | PRL-SHU-002-O Lot 4-1 | HVDC-ADOPT-HE-0068-1 | SHU | EQ-001 | 279790 | 1 | Indoor | Layers 12 Cells | 365 | 233 | 172 | 14.6277 | 4500 | 5000 | Stackable X1 | 85049000 | SEK | 2079700 | ESTELLE Maersk | Sweden | Gothenburg | Khalifa port | 2024-02-08 | 2024-03-19 |  | 2024-03-28 | 2024-12-09 | [8 empty] | 2025-03-18 |  |  | CASE_LIST | 1 | 1 | site | SHU | 2025-03-18 | site | 2 | 3 | -1 | 2 | 8.5 | 1 | 8.5 | HITACHI(HE) |  | 1 | 3 | 2 | 5 | Flow 5: Mixed / Waiting / Incomplete leg | SHU | HITACHI
687 | PRL-SHU-002-O Lot 4-1 | HVDC-ADOPT-HE-0068-1 | SHU | EQ-001 | 279785 | 1 | Indoor | Layers 12 Cells | 365 | 233 | 172 | 14.6277 | 4500 | 5000 | Stackable X1 | 85049000 | SEK | 2079700 | ESTELLE Maersk | Sweden | Gothenburg | Khalifa port | 2024-02-08 | 2024-03-19 |  | 2024-03-28 | 2024-06-06 | [8 empty] | 2025-03-18 |  |  | CASE_LIST | 1 | 1 | site | SHU | 2025-03-18 | site | 2 | 3 | -1 | 2 | 8.5 | 1 | 8.5 | HITACHI(HE) |  | 1 | 3 | 2 | 5 | Flow 5: Mixed / Waiting / Incomplete leg | SHU | HITACHI
688 | PRL-SHU-002-O Lot 4-1 | HVDC-ADOPT-HE-0068-1 | SHU | EQ-001 | 279778 | 1 | Indoor | Layers 12 Cells | 365 | 233 | 172 | 14.6277 | 4500 | 5000 | Stackable X1 | 85049000 | SEK | 2079700 | ESTELLE Maersk | Sweden | Gothenburg | Khalifa port | 2024-02-08 | 2024-03-19 |  | 2024-03-28 | 2024-06-07 | [8 empty] | 2025-03-18 |  |  | CASE_LIST | 1 | 1 | site | SHU | 2025-03-18 | site | 2 | 3 | -1 | 2 | 8.5 | 1 | 8.5 | HITACHI(HE) |  | 1 | 3 | 2 | 5 | Flow 5: Mixed / Waiting / Incomplete leg | SHU | HITACHI
689 | PRL-SHU-002-O Lot 4-1 | HVDC-ADOPT-HE-0068-1 | SHU | EQ-001 | 279783 | 1 | Indoor | Layers 12 Cells | 365 | 233 | 172 | 14.6277 | 4500 | 5000 | Stackable X1 | 85049000 | SEK | 2079700 | ESTELLE Maersk | Sweden | Gothenburg | Khalifa port | 2024-02-08 | 2024-03-19 |  | 2024-03-28 | 2024-06-06 | [8 empty] | 2025-03-17 |  |  | CASE_LIST | 1 | 1 | site | SHU | 2025-03-17 | site | 2 | 3 | -1 | 2 | 8.5 | 1 | 8.5 | HITACHI(HE) |  | 1 | 3 | 2 | 5 | Flow 5: Mixed / Waiting / Incomplete leg | SHU | HITACHI
690 | PRL-SHU-002-O Lot 4-1 | HVDC-ADOPT-HE-0068-1 | SHU | EQ-001 | 279742 | 1 | Indoor | Layers 12 Cells | 365 | 233 | 172 | 14.6277 | 4500 | 5000 | Stackable X1 | 85049000 | SEK | 2079700 | ESTELLE Maersk | Sweden | Gothenburg | Khalifa port | 2024-02-08 | 2024-03-19 |  | 2024-03-28 | 2024-06-06 | [8 empty] | 2025-03-17 |  |  | CASE_LIST | 1 | 1 | site | SHU | 2025-03-17 | site | 2 | 3 | -1 | 2 | 8.5 | 1 | 8.5 | HITACHI(HE) |  | 1 | 3 | 2 | 5 | Flow 5: Mixed / Waiting / Incomplete leg | SHU | HITACHI
691 | PRL-SHU-002-O Lot 4-1 | HVDC-ADOPT-HE-0068-1 | SHU | EQ-001 | 279738 | 1 | Indoor | Layers 12 Cells | 365 | 233 | 172 | 14.6277 | 4500 | 5000 | Stackable X1 | 85049000 | SEK | 2079700 | ESTELLE Maersk | Sweden | Gothenburg | Khalifa port | 2024-02-08 | 2024-03-19 |  | 2024-03-28 | 2024-06-07 | [8 empty] | 2025-03-18 |  |  | CASE_LIST | 1 | 1 | site | SHU | 2025-03-18 | site | 2 | 3 | -1 | 2 | 8.5 | 1 | 8.5 | HITACHI(HE) |  | 1 | 3 | 2 | 5 | Flow 5: Mixed / Waiting / Incomplete leg | SHU | HITACHI
692 | PRL-SHU-002-O Lot 4-1 | HVDC-ADOPT-HE-0068-1 | SHU | EQ-001 | 279739 | 1 | Indoor | Layers 12 Cells | 365 | 233 | 172 | 14.6277 | 4500 | 5000 | Stackable X1 | 85049000 | SEK | 2079700 | ESTELLE Maersk | Sweden | Gothenburg | Khalifa port | 2024-02-08 | 2024-03-19 |  | 2024-03-28 | 2024-06-07 | [8 empty] | 2025-03-16 |  |  | CASE_LIST | 1 | 1 | site | SHU | 2025-03-16 | site | 2 | 3 | -1 | 2 | 8.5 | 1 | 8.5 | HITACHI(HE) |  | 1 | 3 | 2 | 5 | Flow 5: Mixed / Waiting / Incomplete leg | SHU | HITACHI
693 | PRL-SHU-002-O Lot 4-1 | HVDC-ADOPT-HE-0068-1 | SHU | EQ-001 | 279741 | 1 | Indoor | Layers 12 Cells | 365 | 233 | 172 | 14.6277 | 4500 | 5000 | Stackable X1 | 85049000 | SEK | 2079700 | ESTELLE Maersk | Sweden | Gothenburg | Khalifa port | 2024-02-08 | 2024-03-19 |  | 2024-03-28 | 2024-06-06 | [8 empty] | 2025-03-16 |  |  | CASE_LIST | 1 | 1 | site | SHU | 2025-03-16 | site | 2 | 3 | -1 | 2 | 8.5 | 1 | 8.5 | HITACHI(HE) |  | 1 | 3 | 2 | 5 | Flow 5: Mixed / Waiting / Incomplete leg | SHU | HITACHI
694 | PRL-SHU-002-O Lot 4-1 | HVDC-ADOPT-HE-0068-1 | SHU | EQ-001 | 279743 | 1 | Indoor | Layers 12 Cells | 365 | 233 | 172 | 14.6277 | 4500 | 5000 | Stackable X1 | 85049000 | SEK | 2079700 | ESTELLE Maersk | Sweden | Gothenburg | Khalifa port | 2024-02-08 | 2024-03-19 |  | 2024-03-28 | 2024-06-07 | [8 empty] | 2025-03-18 |  |  | CASE_LIST | 1 | 1 | site | SHU | 2025-03-18 | site | 2 | 3 | -1 | 2 | 8.5 | 1 | 8.5 | HITACHI(HE) |  | 1 | 3 | 2 | 5 | Flow 5: Mixed / Waiting / Incomplete leg | SHU | HITACHI
290 | PRL-SHU-004-A2 | HVDC-ADOPT-HE-0067 | SHU | EQ-078 | 191061 | 1 | Indoor | Transducter Link with Connector | 576 | 106 | 115 | 7.0214 | 391 | 605 | Stackable | 90308900 | SEK | 418525.6 | EK | Denmark | Copenhagen | Abu Dhabi Airport | 2024-01-29 | 2024-01-30 |  |  | 2024-02-02 | [8 empty] | 2025-07-08 |  |  | CASE_LIST | 1 | 1 | site | SHU | 2025-07-08 | site | 1 | 2 | 0 | 2 | 6.11 | 1 | 6.11 | HITACHI(HE) |  | 1 | 2 | 1 | 2 | Flow 2: Port → WH → Site | SHU | HITACHI
278 | PRL-SHU-004-A | HVDC-ADOPT-HE-0066 | SHU | EQ-078 | 191064 | 1 | Indoor | Current Transducter DCOCT HF (AC) | 149 | 114 | 63 | 1.0701 | 177 | 300 | Stackable | 90308900 | SEK | 418525.6 | EK | Denmark | Copenhagen | Abu Dhabi Airport | 2024-01-28 | 2024-01-29 |  | 2024-02-01 | [9 empty] | 2024-11-21 |  |  | CASE_LIST | 1 | 1 | site | SHU | 2024-11-21 | site | 1 | 2 | 0 | 2 | 1.7 | 1 | 1.7 | HITACHI(HE) |  | 1 | 2 | 1 | 2 | Flow 2: Port → WH → Site | SHU | HITACHI
279 | PRL-SHU-004-A | HVDC-ADOPT-HE-0066 | SHU | EQ-078 | 191065 | 1 | Indoor | Current Transducter DCOCT HF (AC) | 149 | 114 | 63 | 1.0701 | 177 | 300 | Stackable | 90308900 | SEK | 418525.6 | EK | Denmark | Copenhagen | Abu Dhabi Airport | 2024-01-28 | 2024-01-29 |  | 2024-02-01 | [9 empty] | 2024-11-21 |  |  | CASE_LIST | 1 | 1 | site | SHU | 2024-11-21 | site | 1 | 2 | 0 | 2 | 1.7 | 1 | 1.7 | HITACHI(HE) |  | 1 | 2 | 1 | 2 | Flow 2: Port → WH → Site | SHU | HITACHI
280 | PRL-SHU-004-A | HVDC-ADOPT-HE-0066 | SHU | EQ-078 | 191066 | 1 | Indoor | Current Transducter DCOCT HF (AC) | 149 | 114 | 63 | 1.0701 | 177 | 300 | Stackable | 90308900 | SEK | 418525.6 | EK | Denmark | Copenhagen | Abu Dhabi Airport | 2024-01-28 | 2024-01-29 |  | 2024-02-01 | [9 empty] | 2024-11-21 |  |  | CASE_LIST | 1 | 1 | site | SHU | 2024-11-21 | site | 1 | 2 | 0 | 2 | 1.7 | 1 | 1.7 | HITACHI(HE) |  | 1 | 2 | 1 | 2 | Flow 2: Port → WH → Site | SHU | HITACHI
281 | PRL-SHU-004-A | HVDC-ADOPT-HE-0066 | SHU | EQ-078 | 191067 | 1 | Indoor | Current Transducter DCOCT HF (AC) | 149 | 114 | 63 | 1.0701 | 177 | 300 | Stackable | 90308900 | SEK | 418525.6 | EK | Denmark | Copenhagen | Abu Dhabi Airport | 2024-01-28 | 2024-01-29 |  | 2024-02-01 | [9 empty] | 2024-11-21 |  |  | CASE_LIST | 1 | 1 | site | SHU | 2024-11-21 | site | 1 | 2 | 0 | 2 | 1.7 | 1 | 1.7 | HITACHI(HE) |  | 1 | 2 | 1 | 2 | Flow 2: Port → WH → Site | SHU | HITACHI
282 | PRL-SHU-004-A | HVDC-ADOPT-HE-0066 | SHU | EQ-078 | 191069 | 1 | Indoor | Current Transducter DCOCT HF (AC) | 149 | 114 | 63 | 1.0701 | 117 | 240 | Stackable | 90308900 | SEK | 418525.6 | EK | Denmark | Copenhagen | Abu Dhabi Airport | 2024-01-28 | 2024-01-29 |  | 2024-02-01 | [9 empty] | 2024-11-21 |  |  | CASE_LIST | 1 | 1 | site | SHU | 2024-11-21 | site | 1 | 2 | 0 | 2 | 1.7 | 1 | 1.7 | HITACHI(HE) |  | 1 | 2 | 1 | 2 | Flow 2: Port → WH → Site | SHU | HITACHI
283 | PRL-SHU-004-A | HVDC-ADOPT-HE-0066 | SHU | EQ-078 | 191072 | 1 | Outdoor Covered | Grading Ring | 151 | 151 | 70 | 1.5961 | 95 | 205 | Stackable | 90308900 | SEK | 418525.6 | EK | Denmark | Copenhagen | Abu Dhabi Airport | 2024-01-28 | 2024-01-29 | [11 empty] | 2024-02-01 |  |  | CASE_LIST |  | 1 | site | SHU | 2024-02-01 | site | 0 | 1 | 1 | 2 | 2.28 | 1 | 2.28 | HITACHI(HE) |  | 1 | 1 | 0 | 1 | Flow 1: Port → Site | SHU | HITACHI
284 | PRL-SHU-004-A | HVDC-ADOPT-HE-0066 | SHU | EQ-078 | 191073 | 1 | Outdoor Covered | Grading Ring | 151 | 151 | 70 | 1.5961 | 95 | 205 | Stackable | 90308900 | SEK | 418525.6 | EK | Denmark | Copenhagen | Abu Dhabi Airport | 2024-01-28 | 2024-01-29 | [11 empty] | 2024-02-01 |  |  | CASE_LIST |  | 1 | site | SHU | 2024-02-01 | site | 0 | 1 | 1 | 2 | 2.28 | 1 | 2.28 | HITACHI(HE) |  | 1 | 1 | 0 | 1 | Flow 1: Port → Site | SHU | HITACHI
285 | PRL-SHU-004-A | HVDC-ADOPT-HE-0066 | SHU | EQ-078 | 191074 | 1 | Outdoor Covered | Grading Ring | 151 | 151 | 70 | 1.5961 | 95 | 205 | Stackable | 90308900 | SEK | 418525.6 | EK | Denmark | Copenhagen | Abu Dhabi Airport | 2024-01-28 | 2024-01-29 | [11 empty] | 2024-02-01 |  |  | CASE_LIST |  | 1 | site | SHU | 2024-02-01 | site | 0 | 1 | 1 | 2 | 2.28 | 1 | 2.28 | HITACHI(HE) |  | 1 | 1 | 0 | 1 | Flow 1: Port → Site | SHU | HITACHI
286 | PRL-SHU-004-A | HVDC-ADOPT-HE-0066 | SHU | EQ-078 | 191075 | 1 | Outdoor Covered | Grading Ring | 151 | 151 | 70 | 1.5961 | 95 | 205 | Stackable | 90308900 | SEK | 418525.6 | EK | Denmark | Copenhagen | Abu Dhabi Airport | 2024-01-28 | 2024-01-29 | [11 empty] | 2024-02-01 |  |  | CASE_LIST |  | 1 | site | SHU | 2024-02-01 | site | 0 | 1 | 1 | 2 | 2.28 | 1 | 2.28 | HITACHI(HE) |  | 1 | 1 | 0 | 1 | Flow 1: Port → Site | SHU | HITACHI
287 | PRL-SHU-004-A | HVDC-ADOPT-HE-0066 | SHU | EQ-078 | 191076 | 1 | Outdoor Covered | Grading Ring | 151 | 151 | 70 | 1.5961 | 95 | 205 | Stackable | 90308900 | SEK | 418525.6 | EK | Denmark | Copenhagen | Abu Dhabi Airport | 2024-01-28 | 2024-01-29 | [11 empty] | 2024-02-01 |  |  | CASE_LIST |  | 1 | site | SHU | 2024-02-01 | site | 0 | 1 | 1 | 2 | 2.28 | 1 | 2.28 | HITACHI(HE) |  | 1 | 1 | 0 | 1 | Flow 1: Port → Site | SHU | HITACHI
288 | PRL-SHU-004-A | HVDC-ADOPT-HE-0066 | SHU | EQ-078 | 191077 | 1 | Outdoor Covered | Grading Ring | 151 | 151 | 70 | 1.5961 | 95 | 205 | Stackable | 90308900 | SEK | 418525.6 | EK | Denmark | Copenhagen | Abu Dhabi Airport | 2024-01-28 | 2024-01-29 | [11 empty] | 2024-02-01 |  |  | CASE_LIST |  | 1 | site | SHU | 2024-02-01 | site | 0 | 1 | 1 | 2 | 2.28 | 1 | 2.28 | HITACHI(HE) |  | 1 | 1 | 0 | 1 | Flow 1: Port → Site | SHU | HITACHI
289 | PRL-SHU-004-A | HVDC-ADOPT-HE-0066 | SHU | EQ-078 | 191079 | 1 | Outdoor Covered | Grading Ring | 151 | 151 | 70 | 1.5961 | 95 | 205 | Stackable | 90308900 | SEK | 418525.6 | EK | Denmark | Copenhagen | Abu Dhabi Airport | 2024-01-28 | 2024-01-29 | [11 empty] | 2024-02-01 |  |  | CASE_LIST |  | 1 | site | SHU | 2024-02-01 | site | 0 | 1 | 1 | 2 | 2.28 | 1 | 2.28 | HITACHI(HE) |  | 1 | 1 | 0 | 1 | Flow 1: Port → Site | SHU | HITACHI
277 | PRL-MIR-004-A2 | HVDC-ADOPT-HE-0065 | MIR | EQ-078 | 279982 | 1 | Indoor | Transducter Link with Connector | 576 | 106 | 115 | 7.0214 | 436 | 650 | Stackable | 90308900 | SEK | 418525.6 | EK | Netherlands | Amsterdam | Abu Dhabi Airport | 2024-01-29 | 2024-01-30 |  |  | 2024-02-02 | [7 empty] | 2025-08-08 |  |  |  | CASE_LIST | 1 | 1 | site | MIR | 2025-08-08 | site | 1 | 2 | 0 | 2 | 6.11 | 1 | 6.11 | HITACHI(HE) |  | 1 | 2 | 1 | 2 | Flow 2: Port → WH → Site | MIR | HITACHI
263 | PRL-MIR-004-A | HVDC-ADOPT-HE-0064 | MIR | EQ-078 | 279985 | 1 | Indoor | Current Transducter DCOCT HF (AC) | 149 | 114 | 63 | 1.0701 | 177 | 300 | Stackable | 90308900 | SEK | 418525.6 | EK | Denmark | Copenhagen | Abu Dhabi Airport | 2024-01-28 | 2024-01-29 |  |  | 2024-02-01 | [7 empty] | 2025-08-08 |  |  |  | CASE_LIST | 1 | 1 | site | MIR | 2025-08-08 | site | 1 | 2 | 0 | 2 | 1.7 | 1 | 1.7 | HITACHI(HE) |  | 1 | 2 | 1 | 2 | Flow 2: Port → WH → Site | MIR | HITACHI
264 | PRL-MIR-004-A | HVDC-ADOPT-HE-0064 | MIR | EQ-078 | 279986 | 1 | Indoor | Current Transducter DCOCT HF (AC) | 149 | 114 | 63 | 1.0701 | 177 | 300 | Stackable | 90308900 | SEK | 418525.6 | EK | Denmark | Copenhagen | Abu Dhabi Airport | 2024-01-28 | 2024-01-29 |  |  | 2024-02-01 | [7 empty] | 2025-08-08 |  |  |  | CASE_LIST | 1 | 1 | site | MIR | 2025-08-08 | site | 1 | 2 | 0 | 2 | 1.7 | 1 | 1.7 | HITACHI(HE) |  | 1 | 2 | 1 | 2 | Flow 2: Port → WH → Site | MIR | HITACHI
265 | PRL-MIR-004-A | HVDC-ADOPT-HE-0064 | MIR | EQ-078 | 279987 | 1 | Indoor | Current Transducter DCOCT HF (AC) | 149 | 114 | 63 | 1.0701 | 177 | 300 | Stackable | 90308900 | SEK | 418525.6 | EK | Denmark | Copenhagen | Abu Dhabi Airport | 2024-01-28 | 2024-01-29 |  |  | 2024-02-01 | [7 empty] | 2025-08-08 |  |  |  | CASE_LIST | 1 | 1 | site | MIR | 2025-08-08 | site | 1 | 2 | 0 | 2 | 1.7 | 1 | 1.7 | HITACHI(HE) |  | 1 | 2 | 1 | 2 | Flow 2: Port → WH → Site | MIR | HITACHI
266 | PRL-MIR-004-A | HVDC-ADOPT-HE-0064 | MIR | EQ-078 | 279988 | 1 | Indoor | Current Transducter DCOCT HF (AC) | 149 | 114 | 63 | 1.0701 | 177 | 300 | Stackable | 90308900 | SEK | 418525.6 | EK | Denmark | Copenhagen | Abu Dhabi Airport | 2024-01-28 | 2024-01-29 |  |  | 2024-02-01 | [7 empty] | 2025-08-08 |  |  |  | CASE_LIST | 1 | 1 | site | MIR | 2025-08-08 | site | 1 | 2 | 0 | 2 | 1.7 | 1 | 1.7 | HITACHI(HE) |  | 1 | 2 | 1 | 2 | Flow 2: Port → WH → Site | MIR | HITACHI
267 | PRL-MIR-004-A | HVDC-ADOPT-HE-0064 | MIR | EQ-078 | 279990 | 1 | Indoor | Current Transducter DCOCT HF (AC) | 149 | 114 | 63 | 1.0701 | 117 | 240 | Stackable | 90308900 | SEK | 418525.6 | EK | Denmark | Copenhagen | Abu Dhabi Airport | 2024-01-28 | 2024-01-29 |  |  | 2024-02-01 | [7 empty] | 2025-08-08 |  |  |  | CASE_LIST | 1 | 1 | site | MIR | 2025-08-08 | site | 1 | 2 | 0 | 2 | 1.7 | 1 | 1.7 | HITACHI(HE) |  | 1 | 2 | 1 | 2 | Flow 2: Port → WH → Site | MIR | HITACHI
268 | PRL-MIR-004-A | HVDC-ADOPT-HE-0064 | MIR | EQ-078 | 279991 | 1 | Indoor | Current Transducter DCOCT HF (AC) | 149 | 114 | 63 | 1.0701 | 117 | 240 | Stackable | 90308900 | SEK | 418525.6 | EK | Denmark | Copenhagen | Abu Dhabi Airport | 2024-01-28 | 2024-01-29 |  |  | 2024-02-01 | [7 empty] | 2025-08-08 |  |  |  | CASE_LIST | 1 | 1 | site | MIR | 2025-08-08 | site | 1 | 2 | 0 | 2 | 1.7 | 1 | 1.7 | HITACHI(HE) |  | 1 | 2 | 1 | 2 | Flow 2: Port → WH → Site | MIR | HITACHI
269 | PRL-MIR-004-A | HVDC-ADOPT-HE-0064 | MIR | EQ-078 | 279994 | 1 | Outdoor Covered | Grading Ring | 151 | 151 | 70 | 1.5961 | 95 | 205 | Stackable | 90308900 | SEK | 418525.6 | EK | Denmark | Copenhagen | Abu Dhabi Airport | 2024-01-28 | 2024-01-29 | [10 empty] | 2024-02-01 |  |  |  | CASE_LIST |  | 1 | site | MIR | 2024-02-01 | site | 0 | 1 | 1 | 2 | 2.28 | 1 | 2.28 | HITACHI(HE) |  | 1 | 1 | 0 | 1 | Flow 1: Port → Site | MIR | HITACHI
270 | PRL-MIR-004-A | HVDC-ADOPT-HE-0064 | MIR | EQ-078 | 279995 | 1 | Outdoor Covered | Grading Ring | 151 | 151 | 70 | 1.5961 | 95 | 205 | Stackable | 90308900 | SEK | 418525.6 | EK | Denmark | Copenhagen | Abu Dhabi Airport | 2024-01-28 | 2024-01-29 | [10 empty] | 2024-02-01 |  |  |  | CASE_LIST |  | 1 | site | MIR | 2024-02-01 | site | 0 | 1 | 1 | 2 | 2.28 | 1 | 2.28 | HITACHI(HE) |  | 1 | 1 | 0 | 1 | Flow 1: Port → Site | MIR | HITACHI
271 | PRL-MIR-004-A | HVDC-ADOPT-HE-0064 | MIR | EQ-078 | 279996 | 1 | Outdoor Covered | Grading Ring | 151 | 151 | 70 | 1.5961 | 95 | 205 | Stackable | 90308900 | SEK | 418525.6 | EK | Denmark | Copenhagen | Abu Dhabi Airport | 2024-01-28 | 2024-01-29 | [10 empty] | 2024-02-01 |  |  |  | CASE_LIST |  | 1 | site | MIR | 2024-02-01 | site | 0 | 1 | 1 | 2 | 2.28 | 1 | 2.28 | HITACHI(HE) |  | 1 | 1 | 0 | 1 | Flow 1: Port → Site | MIR | HITACHI
272 | PRL-MIR-004-A | HVDC-ADOPT-HE-0064 | MIR | EQ-078 | 279997 | 1 | Outdoor Covered | Grading Ring | 151 | 151 | 70 | 1.5961 | 95 | 205 | Stackable | 90308900 | SEK | 418525.6 | EK | Denmark | Copenhagen | Abu Dhabi Airport | 2024-01-28 | 2024-01-29 | [10 empty] | 2024-02-01 |  |  |  | CASE_LIST |  | 1 | site | MIR | 2024-02-01 | site | 0 | 1 | 1 | 2 | 2.28 | 1 | 2.28 | HITACHI(HE) |  | 1 | 1 | 0 | 1 | Flow 1: Port → Site | MIR | HITACHI
273 | PRL-MIR-004-A | HVDC-ADOPT-HE-0064 | MIR | EQ-078 | 279998 | 1 | Outdoor Covered | Grading Ring | 151 | 151 | 70 | 1.5961 | 95 | 205 | Stackable | 90308900 | SEK | 418525.6 | EK | Denmark | Copenhagen | Abu Dhabi Airport | 2024-01-28 | 2024-01-29 | [10 empty] | 2024-02-01 |  |  |  | CASE_LIST |  | 1 | site | MIR | 2024-02-01 | site | 0 | 1 | 1 | 2 | 2.28 | 1 | 2.28 | HITACHI(HE) |  | 1 | 1 | 0 | 1 | Flow 1: Port → Site | MIR | HITACHI
274 | PRL-MIR-004-A | HVDC-ADOPT-HE-0064 | MIR | EQ-078 | 279999 | 1 | Outdoor Covered | Grading Ring | 151 | 151 | 70 | 1.5961 | 95 | 205 | Stackable | 90308900 | SEK | 418525.6 | EK | Denmark | Copenhagen | Abu Dhabi Airport | 2024-01-28 | 2024-01-29 | [10 empty] | 2024-02-01 |  |  |  | CASE_LIST |  | 1 | site | MIR | 2024-02-01 | site | 0 | 1 | 1 | 2 | 2.28 | 1 | 2.28 | HITACHI(HE) |  | 1 | 1 | 0 | 1 | Flow 1: Port → Site | MIR | HITACHI
275 | PRL-MIR-004-A | HVDC-ADOPT-HE-0064 | MIR | EQ-078 | 280001 | 1 | Outdoor Covered | Grading Ring | 151 | 151 | 70 | 1.5961 | 95 | 205 | Stackable | 90308900 | SEK | 418525.6 | EK | Denmark | Copenhagen | Abu Dhabi Airport | 2024-01-28 | 2024-01-29 | [10 empty] | 2024-02-01 |  |  |  | CASE_LIST |  | 1 | site | MIR | 2024-02-01 | site | 0 | 1 | 1 | 2 | 2.28 | 1 | 2.28 | HITACHI(HE) |  | 1 | 1 | 0 | 1 | Flow 1: Port → Site | MIR | HITACHI
276 | PRL-MIR-004-A | HVDC-ADOPT-HE-0064 | MIR | EQ-078 | 280002 | 1 | Outdoor Covered | Grading Ring | 151 | 151 | 70 | 1.5961 | 95 | 205 | Stackable | 90308900 | SEK | 418525.6 | EK | Denmark | Copenhagen | Abu Dhabi Airport | 2024-01-28 | 2024-01-29 | [10 empty] | 2024-02-01 |  |  |  | CASE_LIST |  | 1 | site | MIR | 2024-02-01 | site | 0 | 1 | 1 | 2 | 2.28 | 1 | 2.28 | HITACHI(HE) |  | 1 | 1 | 0 | 1 | Flow 1: Port → Site | MIR | HITACHI
262 | PRL-DAS-004-A2 | HVDC-ADOPT-HE-0063 | DAS | EQ-078 | 208455 | 1 | Indoor | Transducter Link with Connector | 576 | 106 | 115 | 7.0214 | 391 | 605 | Stackable | 90308900 | SEK | 418252.6 | EK | Netherlands | Amsterdam | Abu Dhabi Airport | 2024-01-29 | 2024-01-30 |  | 2024-02-02 | [10 empty] | 2025-06-07 |  | CASE_LIST | 1 | 1 | site | DAS | 2025-06-07 | site | 1 | 2 | 0 | 2 | 6.11 | 1 | 6.11 | HITACHI(HE) |  | 1 | 2 | 1 | 2 | Flow 2: Port → WH → Site | DAS | HITACHI
250 | PRL-DAS-004-A | HVDC-ADOPT-HE-0062 | DAS | EQ-078 | 208458 | 1 | Indoor | Current Transducter DCOCT HF (AC) | 149 | 114 | 63 | 1.0701 | 177 | 300 | Stackable | 90308900 | SEK | 418252.6 | EK | Denmark | Copenhagen | Abu Dhabi Airport | 2024-01-26 | 2024-01-28 |  | 2024-02-01 |  |  |  |  | 2025-05-20 | [5 empty] | 2025-05-29 |  | CASE_LIST | 1 | 1 | site | DAS | 2025-05-29 | site | 2 | 3 | -1 | 2 | 1.7 | 1 | 1.7 | HITACHI(HE) |  | 1 | 3 | 2 | 4 | Flow 4: Port → WH → MOSB → Site | DAS | HITACHI
251 | PRL-DAS-004-A | HVDC-ADOPT-HE-0062 | DAS | EQ-078 | 208459 | 1 | Indoor | Current Transducter DCOCT HF (AC) | 149 | 114 | 63 | 1.0701 | 177 | 300 | Stackable | 90308900 | SEK | 418252.6 | EK | Denmark | Copenhagen | Abu Dhabi Airport | 2024-01-26 | 2024-01-28 |  | 2024-02-01 |  |  |  |  | 2025-05-20 | [5 empty] | 2025-05-29 |  | CASE_LIST | 1 | 1 | site | DAS | 2025-05-29 | site | 2 | 3 | -1 | 2 | 1.7 | 1 | 1.7 | HITACHI(HE) |  | 1 | 3 | 2 | 4 | Flow 4: Port → WH → MOSB → Site | DAS | HITACHI
252 | PRL-DAS-004-A | HVDC-ADOPT-HE-0062 | DAS | EQ-078 | 208460 | 1 | Indoor | Current Transducter DCOCT HF (AC) | 149 | 114 | 63 | 1.0701 | 177 | 300 | Stackable | 90308900 | SEK | 418252.6 | EK | Denmark | Copenhagen | Abu Dhabi Airport | 2024-01-26 | 2024-01-28 |  | 2024-02-01 |  |  |  |  | 2025-05-20 | [5 empty] | 2025-05-29 |  | CASE_LIST | 1 | 1 | site | DAS | 2025-05-29 | site | 2 | 3 | -1 | 2 | 1.7 | 1 | 1.7 | HITACHI(HE) |  | 1 | 3 | 2 | 4 | Flow 4: Port → WH → MOSB → Site | DAS | HITACHI
253 | PRL-DAS-004-A | HVDC-ADOPT-HE-0062 | DAS | EQ-078 | 208461 | 1 | Indoor | Current Transducter DCOCT HF (AC) | 149 | 114 | 63 | 1.0701 | 177 | 300 | Stackable | 90308900 | SEK | 418252.6 | EK | Denmark | Copenhagen | Abu Dhabi Airport | 2024-01-26 | 2024-01-28 |  | 2024-02-01 |  |  |  |  | 2025-05-20 | [5 empty] | 2025-05-29 |  | CASE_LIST | 1 | 1 | site | DAS | 2025-05-29 | site | 2 | 3 | -1 | 2 | 1.7 | 1 | 1.7 | HITACHI(HE) |  | 1 | 3 | 2 | 4 | Flow 4: Port → WH → MOSB → Site | DAS | HITACHI
254 | PRL-DAS-004-A | HVDC-ADOPT-HE-0062 | DAS | EQ-078 | 208463 | 1 | Indoor | Current Transducter DCOCT HF (AC) | 149 | 114 | 63 | 1.0701 | 117 | 240 | Stackable | 90308900 | SEK | 418252.6 | EK | Denmark | Copenhagen | Abu Dhabi Airport | 2024-01-26 | 2024-01-28 |  | 2024-02-01 |  |  |  |  | 2025-05-20 | [5 empty] | 2025-05-29 |  | CASE_LIST | 1 | 1 | site | DAS | 2025-05-29 | site | 2 | 3 | -1 | 2 | 1.7 | 1 | 1.7 | HITACHI(HE) |  | 1 | 3 | 2 | 4 | Flow 4: Port → WH → MOSB → Site | DAS | HITACHI
255 | PRL-DAS-004-A | HVDC-ADOPT-HE-0062 | DAS | EQ-078 | 208466 | 1 | Outdoor Covered | Grading Ring | 151 | 151 | 70 | 1.5961 | 95 | 205 | Stackable | 90308900 | SEK | 418252.6 | EK | Denmark | Copenhagen | Abu Dhabi Airport | 2024-01-26 | 2024-01-28 |  |  |  |  | 2024-01-31 |  | 2025-06-18 | [5 empty] | 2025-06-27 |  | CASE_LIST | 1 | 1 | site | DAS | 2025-06-27 | site | 2 | 3 | -1 | 2 | 2.28 | 1 | 2.28 | HITACHI(HE) |  | 1 | 3 | 2 | 4 | Flow 4: Port → WH → MOSB → Site | DAS | HITACHI
256 | PRL-DAS-004-A | HVDC-ADOPT-HE-0062 | DAS | EQ-078 | 208467 | 1 | Outdoor Covered | Grading Ring | 151 | 151 | 70 | 1.5961 | 95 | 205 | Stackable | 90308900 | SEK | 418252.6 | EK | Denmark | Copenhagen | Abu Dhabi Airport | 2024-01-26 | 2024-01-28 |  |  |  |  | 2024-01-31 |  | 2025-06-18 | [5 empty] | 2025-06-27 |  | CASE_LIST | 1 | 1 | site | DAS | 2025-06-27 | site | 2 | 3 | -1 | 2 | 2.28 | 1 | 2.28 | HITACHI(HE) |  | 1 | 3 | 2 | 4 | Flow 4: Port → WH → MOSB → Site | DAS | HITACHI
257 | PRL-DAS-004-A | HVDC-ADOPT-HE-0062 | DAS | EQ-078 | 208468 | 1 | Outdoor Covered | Grading Ring | 151 | 151 | 70 | 1.5961 | 95 | 205 | Stackable | 90308900 | SEK | 418252.6 | EK | Denmark | Copenhagen | Abu Dhabi Airport | 2024-01-26 | 2024-01-28 |  |  |  |  | 2024-01-31 |  | 2025-06-18 | [5 empty] | 2025-06-27 |  | CASE_LIST | 1 | 1 | site | DAS | 2025-06-27 | site | 2 | 3 | -1 | 2 | 2.28 | 1 | 2.28 | HITACHI(HE) |  | 1 | 3 | 2 | 4 | Flow 4: Port → WH → MOSB → Site | DAS | HITACHI
258 | PRL-DAS-004-A | HVDC-ADOPT-HE-0062 | DAS | EQ-078 | 208469 | 1 | Outdoor Covered | Grading Ring | 151 | 151 | 70 | 1.5961 | 95 | 205 | Stackable | 90308900 | SEK | 418252.6 | EK | Denmark | Copenhagen | Abu Dhabi Airport | 2024-01-26 | 2024-01-28 |  |  |  |  | 2024-01-31 |  | 2025-06-18 | [5 empty] | 2025-06-27 |  | CASE_LIST | 1 | 1 | site | DAS | 2025-06-27 | site | 2 | 3 | -1 | 2 | 2.28 | 1 | 2.28 | HITACHI(HE) |  | 1 | 3 | 2 | 4 | Flow 4: Port → WH → MOSB → Site | DAS | HITACHI
259 | PRL-DAS-004-A | HVDC-ADOPT-HE-0062 | DAS | EQ-078 | 208470 | 1 | Outdoor Covered | Grading Ring | 151 | 151 | 70 | 1.5961 | 95 | 205 | Stackable | 90308900 | SEK | 418252.6 | EK | Denmark | Copenhagen | Abu Dhabi Airport | 2024-01-26 | 2024-01-28 |  |  |  |  | 2024-01-31 |  | 2025-06-18 | [5 empty] | 2025-06-27 |  | CASE_LIST | 1 | 1 | site | DAS | 2025-06-27 | site | 2 | 3 | -1 | 2 | 2.28 | 1 | 2.28 | HITACHI(HE) |  | 1 | 3 | 2 | 4 | Flow 4: Port → WH → MOSB → Site | DAS | HITACHI
260 | PRL-DAS-004-A | HVDC-ADOPT-HE-0062 | DAS | EQ-078 | 208471 | 1 | Outdoor Covered | Grading Ring | 151 | 151 | 70 | 1.5961 | 95 | 205 | Stackable | 90308900 | SEK | 418252.6 | EK | Denmark | Copenhagen | Abu Dhabi Airport | 2024-01-26 | 2024-01-28 |  |  |  |  | 2024-01-31 |  | 2025-06-18 | [5 empty] | 2025-06-27 |  | CASE_LIST | 1 | 1 | site | DAS | 2025-06-27 | site | 2 | 3 | -1 | 2 | 2.28 | 1 | 2.28 | HITACHI(HE) |  | 1 | 3 | 2 | 4 | Flow 4: Port → WH → MOSB → Site | DAS | HITACHI
261 | PRL-DAS-004-A | HVDC-ADOPT-HE-0062 | DAS | EQ-078 | 208473 | 1 | Outdoor Covered | Grading Ring | 151 | 151 | 70 | 1.5961 | 95 | 205 | Stackable | 90308900 | SEK | 418252.6 | EK | Denmark | Copenhagen | Abu Dhabi Airport | 2024-01-26 | 2024-01-28 |  |  |  |  | 2024-01-31 |  | 2025-06-18 | [5 empty] | 2025-06-27 |  | CASE_LIST | 1 | 1 | site | DAS | 2025-06-27 | site | 2 | 3 | -1 | 2 | 2.28 | 1 | 2.28 | HITACHI(HE) |  | 1 | 3 | 2 | 4 | Flow 4: Port → WH → MOSB → Site | DAS | HITACHI
670 | PRL-DAS-003-O5 LOT1 | HVDC-ADOPT-HE-0061 | DAS | EQ-003 | 208254 | 1 | Outdoor Covered | Das, Single-phase converter reactor | 350 | 350 | 429 | 52.5525 | 6850 | 8900 | Not stackable | 85045010 | EUR | 164968.3 | EDITH Maersk | Belgium | Antwerp | Khalifa port | 2024-02-04 | 2024-03-06 | [6 empty] | 2024-03-14 | [5 empty] | 2024-09-03 |  | CASE_LIST | 1 | 1 | site | DAS | 2024-09-03 | site | 1 | 2 | 0 | 2 | 12.25 | 0 | 12.25 | HITACHI(HE) |  | 1 | 2 | 1 | 3 | Flow 3: Port → MOSB → Site | DAS | HITACHI
671 | PRL-DAS-003-O5 LOT1 | HVDC-ADOPT-HE-0061 | DAS | EQ-003 | 208255 | 1 | Outdoor Covered | Das, Single-phase converter reactor | 350 | 350 | 429 | 52.5525 | 6850 | 8900 | Not stackable | 85045010 | EUR | 164968.3 | EDITH Maersk | Belgium | Antwerp | Khalifa port | 2024-02-04 | 2024-03-06 | [6 empty] | 2024-03-14 | [5 empty] | 2024-09-03 |  | CASE_LIST | 1 | 1 | site | DAS | 2024-09-03 | site | 1 | 2 | 0 | 2 | 12.25 | 0 | 12.25 | HITACHI(HE) |  | 1 | 2 | 1 | 3 | Flow 3: Port → MOSB → Site | DAS | HITACHI
631 | PRL-DAS-003-O4 LOT1 | HVDC-ADOPT-HE-0060 | DAS | EQ-003 | 208251 | 1 | Outdoor Covered | Single-phase converter reactor | 350 | 350 | 429 | 52.5525 | 6850 | 8900 | Not stackable | 85045000 | EUR | 164968.3 | MARIE Maersk | Belgium | Antwerp | Khalifa port | 2024-01-29 | 2024-02-29 | [6 empty] | 2024-03-07 | [5 empty] | 2024-09-03 |  | CASE_LIST | 1 | 1 | site | DAS | 2024-09-03 | site | 1 | 2 | 0 | 2 | 12.25 | 0 | 12.25 | HITACHI(HE) |  | 1 | 2 | 1 | 3 | Flow 3: Port → MOSB → Site | DAS | HITACHI
632 | PRL-DAS-003-O4 LOT1 | HVDC-ADOPT-HE-0060 | DAS | EQ-003 | 208252 | 1 | Outdoor Covered | Single-phase converter reactor | 350 | 350 | 429 | 52.5525 | 6850 | 8900 | Not stackable | 85045000 | EUR | 164968.3 | MARIE Maersk | Belgium | Antwerp | Khalifa port | 2024-01-29 | 2024-02-29 | [6 empty] | 2024-03-07 | [5 empty] | 2024-09-03 |  | CASE_LIST | 1 | 1 | site | DAS | 2024-09-03 | site | 1 | 2 | 0 | 2 | 12.25 | 0 | 12.25 | HITACHI(HE) |  | 1 | 2 | 1 | 3 | Flow 3: Port → MOSB → Site | DAS | HITACHI
633 | PRL-DAS-003-O4 LOT1 | HVDC-ADOPT-HE-0060 | DAS | EQ-003 | 208253 | 1 | Outdoor Covered | Single-phase converter reactor | 350 | 350 | 429 | 52.5525 | 6850 | 8900 | Not stackable | 85045000 | EUR | 164968.3 | MARIE Maersk | Belgium | Antwerp | Khalifa port | 2024-01-29 | 2024-02-29 | [6 empty] | 2024-03-07 | [5 empty] | 2024-09-03 |  | CASE_LIST | 1 | 1 | site | DAS | 2024-09-03 | site | 1 | 2 | 0 | 2 | 12.25 | 0 | 12.25 | HITACHI(HE) |  | 1 | 2 | 1 | 3 | Flow 3: Port → MOSB → Site | DAS | HITACHI
628 | PRL-MIR-003-O3 Lot 1 | HVDC-ADOPT-HE-0059 | MIR | EQ-003 | 279335 | 1 | Outdoor Covered | Single-phase converter reactor | 325 | 325 | 429 | 45.3131 | 7000 | 8850 | Not stackable | 85045000 | EUR | 164968.3 | MARIE Maersk | Belgium | Antwerp | Khalifa port | 2024-01-29 | 2024-02-29 | [10 empty] | 2024-03-07 |  |  |  | CASE_LIST |  | 1 | site | MIR | 2024-03-07 | site | 0 | 1 | 1 | 2 | 10.56 | 0 | 10.56 | HITACHI(HE) |  | 1 | 1 | 0 | 1 | Flow 1: Port → Site | MIR | HITACHI
629 | PRL-MIR-003-O3 Lot 1 | HVDC-ADOPT-HE-0059 | MIR | EQ-003 | 279336 | 1 | Outdoor Covered | Single-phase converter reactor | 325 | 325 | 429 | 45.3131 | 7000 | 8850 | Not stackable | 85045000 | EUR | 164968.3 | MARIE Maersk | Belgium | Antwerp | Khalifa port | 2024-01-29 | 2024-02-29 | [10 empty] | 2024-03-07 |  |  |  | CASE_LIST |  | 1 | site | MIR | 2024-03-07 | site | 0 | 1 | 1 | 2 | 10.56 | 0 | 10.56 | HITACHI(HE) |  | 1 | 1 | 0 | 1 | Flow 1: Port → Site | MIR | HITACHI
630 | PRL-MIR-003-O3 Lot 1 | HVDC-ADOPT-HE-0059 | MIR | EQ-003 | 279337 | 1 | Outdoor Covered | Single-phase converter reactor | 325 | 325 | 429 | 45.3131 | 7000 | 8850 | Not stackable | 85045000 | EUR | 164968.3 | MARIE Maersk | Belgium | Antwerp | Khalifa port | 2024-01-29 | 2024-02-29 | [10 empty] | 2024-03-07 |  |  |  | CASE_LIST |  | 1 | site | MIR | 2024-03-07 | site | 0 | 1 | 1 | 2 | 10.56 | 0 | 10.56 | HITACHI(HE) |  | 1 | 1 | 0 | 1 | Flow 1: Port → Site | MIR | HITACHI
625 | PRL-MIR-003-O2 Lot 1 | HVDC-ADOPT-HE-0058 | MIR | EQ-003 | 279332 | 1 | Outdoor Covered | Single-phase converter reactor | 325 | 325 | 429 | 45.3131 | 7000 | 8850 | Not stackable | 85045000 | EUR | 164968.3 | MARIE Maersk | Belgium | Antwerp | Khalifa port | 2024-01-29 | 2024-02-29 | [10 empty] | 2024-03-06 |  |  |  | CASE_LIST |  | 1 | site | MIR | 2024-03-06 | site | 0 | 1 | 1 | 2 | 10.56 | 0 | 10.56 | HITACHI(HE) |  | 1 | 1 | 0 | 1 | Flow 1: Port → Site | MIR | HITACHI
626 | PRL-MIR-003-O2 Lot 1 | HVDC-ADOPT-HE-0058 | MIR | EQ-003 | 279333 | 1 | Outdoor Covered | Single-phase converter reactor | 325 | 325 | 429 | 45.3131 | 7000 | 8850 | Not stackable | 85045000 | EUR | 164968.3 | MARIE Maersk | Belgium | Antwerp | Khalifa port | 2024-01-29 | 2024-02-29 | [10 empty] | 2024-03-06 |  |  |  | CASE_LIST |  | 1 | site | MIR | 2024-03-06 | site | 0 | 1 | 1 | 2 | 10.56 | 0 | 10.56 | HITACHI(HE) |  | 1 | 1 | 0 | 1 | Flow 1: Port → Site | MIR | HITACHI
627 | PRL-MIR-003-O2 Lot 1 | HVDC-ADOPT-HE-0058 | MIR | EQ-003 | 279334 | 1 | Outdoor Covered | Single-phase converter reactor | 325 | 325 | 429 | 45.3131 | 7000 | 8850 | Not stackable | 85045000 | EUR | 164968.3 | MARIE Maersk | Belgium | Antwerp | Khalifa port | 2024-01-29 | 2024-02-29 | [10 empty] | 2024-03-06 |  |  |  | CASE_LIST |  | 1 | site | MIR | 2024-03-06 | site | 0 | 1 | 1 | 2 | 10.56 | 0 | 10.56 | HITACHI(HE) |  | 1 | 1 | 0 | 1 | Flow 1: Port → Site | MIR | HITACHI
676 | PRL-SHU-003-O4 LOT1 | HVDC-ADOPT-HE-0057 | SHU | EQ-003 | 190497 | 1 | Outdoor Covered | Shuweihat, Single-phase converter reactor | 285 | 285 | 429 | 34.8455 | 4800 | 6325 | Not stackable | 85045010 | EUR | 164968.3 | EDITH Maersk | Belgium | Antwerp | Khalifa port | 2024-02-04 | 2024-03-06 | [11 empty] | 2024-03-12 |  |  | CASE_LIST |  | 1 | site | SHU | 2024-03-12 | site | 0 | 1 | 1 | 2 | 8.12 | 0 | 8.12 | HITACHI(HE) |  | 1 | 1 | 0 | 1 | Flow 1: Port → Site | SHU | HITACHI
677 | PRL-SHU-003-O4 LOT1 | HVDC-ADOPT-HE-0057 | SHU | EQ-003 | 190498 | 1 | Outdoor Covered | Shuweihat, Single-phase converter reactor | 285 | 285 | 429 | 34.8455 | 4800 | 6325 | Not stackable | 85045010 | EUR | 164968.3 | EDITH Maersk | Belgium | Antwerp | Khalifa port | 2024-02-04 | 2024-03-06 | [11 empty] | 2024-03-12 |  |  | CASE_LIST |  | 1 | site | SHU | 2024-03-12 | site | 0 | 1 | 1 | 2 | 8.12 | 0 | 8.12 | HITACHI(HE) |  | 1 | 1 | 0 | 1 | Flow 1: Port → Site | SHU | HITACHI
678 | PRL-SHU-003-O4 LOT1 | HVDC-ADOPT-HE-0057 | SHU | EQ-003 | 190499 | 1 | Outdoor Covered | Shuweihat, Single-phase converter reactor | 285 | 285 | 429 | 34.8455 | 4800 | 6325 | Not stackable | 85045010 | EUR | 164968.3 | EDITH Maersk | Belgium | Antwerp | Khalifa port | 2024-02-04 | 2024-03-06 | [11 empty] | 2024-03-12 |  |  | CASE_LIST |  | 1 | site | SHU | 2024-03-12 | site | 0 | 1 | 1 | 2 | 8.12 | 0 | 8.12 | HITACHI(HE) |  | 1 | 1 | 0 | 1 | Flow 1: Port → Site | SHU | HITACHI
528 | PRL-SHU-002-O2 Lot1 | HVDC-ADOPT-HE-0056 | SHU | EQ-001 | 190050 | 1 | Outdoor Covered | Corona rings | 113 | 80 | 110 | 0.9944 | 149 | 217 | Stackable X3 | 85049090 | SEK | 433859 | MSC Irene | Sweden | Gothenburg | Khalifa port | 2024-01-27 | 2024-03-22 | [11 empty] | 2024-04-08 |  |  | CASE_LIST |  | 1 | site | SHU | 2024-04-08 | site | 0 | 1 | 1 | 2 | 0.9 | 3 | 0.9 | HITACHI(HE) |  | 1 | 1 | 0 | 1 | Flow 1: Port → Site | SHU | HITACHI
529 | PRL-SHU-002-O2 Lot1 | HVDC-ADOPT-HE-0056 | SHU | EQ-001 | 190051 | 1 | Outdoor Covered | Corona rings | 113 | 80 | 110 | 0.9944 | 149 | 217 | Stackable X3 | 85049090 | SEK | 433859 | MSC Irene | Sweden | Gothenburg | Khalifa port | 2024-01-27 | 2024-03-22 | [11 empty] | 2024-04-08 |  |  | CASE_LIST |  | 1 | site | SHU | 2024-04-08 | site | 0 | 1 | 1 | 2 | 0.9 | 3 | 0.9 | HITACHI(HE) |  | 1 | 1 | 0 | 1 | Flow 1: Port → Site | SHU | HITACHI
530 | PRL-SHU-002-O2 Lot1 | HVDC-ADOPT-HE-0056 | SHU | EQ-001 | 190052 | 1 | Outdoor Covered | Corona rings | 113 | 80 | 110 | 0.9944 | 149 | 217 | Stackable X3 | 85049090 | SEK | 433859 | MSC Irene | Sweden | Gothenburg | Khalifa port | 2024-01-27 | 2024-03-22 | [11 empty] | 2024-04-08 |  |  | CASE_LIST |  | 1 | site | SHU | 2024-04-08 | site | 0 | 1 | 1 | 2 | 0.9 | 3 | 0.9 | HITACHI(HE) |  | 1 | 1 | 0 | 1 | Flow 1: Port → Site | SHU | HITACHI
531 | PRL-SHU-002-O2 Lot1 | HVDC-ADOPT-HE-0056 | SHU | EQ-001 | 190053 | 1 | Outdoor Covered | Structur pipes | 265 | 129 | 66 | 2.2562 | 21 | 188 | Stackable X3 | 85049090 | SEK | 433859 | MSC Irene | Sweden | Gothenburg | Khalifa port | 2024-01-27 | 2024-03-22 | [11 empty] | 2024-04-06 |  |  | CASE_LIST |  | 1 | site | SHU | 2024-04-06 | site | 0 | 1 | 1 | 2 | 3.42 | 3 | 3.42 | HITACHI(HE) |  | 1 | 1 | 0 | 1 | Flow 1: Port → Site | SHU | HITACHI
532 | PRL-SHU-002-O2 Lot1 | HVDC-ADOPT-HE-0056 | SHU | EQ-001 | 190054 | 1 | Outdoor Covered | Structur pipes | 265 | 129 | 66 | 2.2562 | 21 | 188 | Stackable X3 | 85049090 | SEK | 433859 | MSC Irene | Sweden | Gothenburg | Khalifa port | 2024-01-27 | 2024-03-22 | [11 empty] | 2024-04-06 |  |  | CASE_LIST |  | 1 | site | SHU | 2024-04-06 | site | 0 | 1 | 1 | 2 | 3.42 | 3 | 3.42 | HITACHI(HE) |  | 1 | 1 | 0 | 1 | Flow 1: Port → Site | SHU | HITACHI
533 | PRL-SHU-002-O2 Lot1 | HVDC-ADOPT-HE-0056 | SHU | EQ-001 | 190055 | 1 | Outdoor Covered | Structur pipes | 265 | 129 | 66 | 2.2562 | 21 | 188 | Stackable X3 | 85049090 | SEK | 433859 | MSC Irene | Sweden | Gothenburg | Khalifa port | 2024-01-27 | 2024-03-22 | [11 empty] | 2024-04-06 |  |  | CASE_LIST |  | 1 | site | SHU | 2024-04-06 | site | 0 | 1 | 1 | 2 | 3.42 | 3 | 3.42 | HITACHI(HE) |  | 1 | 1 | 0 | 1 | Flow 1: Port → Site | SHU | HITACHI
534 | PRL-SHU-002-O2 Lot1 | HVDC-ADOPT-HE-0056 | SHU | EQ-001 | 190056 | 1 | Outdoor Covered | Structur pipes | 265 | 129 | 66 | 2.2562 | 21 | 188 | Stackable X3 | 85049090 | SEK | 433859 | MSC Irene | Sweden | Gothenburg | Khalifa port | 2024-01-27 | 2024-03-22 | [11 empty] | 2024-04-08 |  |  | CASE_LIST |  | 1 | site | SHU | 2024-04-08 | site | 0 | 1 | 1 | 2 | 3.42 | 3 | 3.42 | HITACHI(HE) |  | 1 | 1 | 0 | 1 | Flow 1: Port → Site | SHU | HITACHI
535 | PRL-SHU-002-O2 Lot1 | HVDC-ADOPT-HE-0056 | SHU | EQ-001 | 190057 | 1 | Outdoor Covered | Structur pipes | 265 | 129 | 66 | 2.2562 | 21 | 188 | Stackable X3 | 85049090 | SEK | 433859 | MSC Irene | Sweden | Gothenburg | Khalifa port | 2024-01-27 | 2024-03-22 | [11 empty] | 2024-04-08 |  |  | CASE_LIST |  | 1 | site | SHU | 2024-04-08 | site | 0 | 1 | 1 | 2 | 3.42 | 3 | 3.42 | HITACHI(HE) |  | 1 | 1 | 0 | 1 | Flow 1: Port → Site | SHU | HITACHI
536 | PRL-SHU-002-O2 Lot1 | HVDC-ADOPT-HE-0056 | SHU | EQ-001 | 190058 | 1 | Outdoor Covered | Structur pipes | 265 | 129 | 66 | 2.2562 | 21 | 188 | Stackable X3 | 85049090 | SEK | 433859 | MSC Irene | Sweden | Gothenburg | Khalifa port | 2024-01-27 | 2024-03-22 | [11 empty] | 2024-04-08 |  |  | CASE_LIST |  | 1 | site | SHU | 2024-04-08 | site | 0 | 1 | 1 | 2 | 3.42 | 3 | 3.42 | HITACHI(HE) |  | 1 | 1 | 0 | 1 | Flow 1: Port → Site | SHU | HITACHI
537 | PRL-SHU-002-O2 Lot1 | HVDC-ADOPT-HE-0056 | SHU | EQ-001 | 190059 | 1 | Outdoor Covered | Structur pipes | 265 | 129 | 66 | 2.2562 | 21 | 188 | Stackable X3 | 85049090 | SEK | 433859 | MSC Irene | Sweden | Gothenburg | Khalifa port | 2024-01-27 | 2024-03-22 | [11 empty] | 2024-04-08 |  |  | CASE_LIST |  | 1 | site | SHU | 2024-04-08 | site | 0 | 1 | 1 | 2 | 3.42 | 3 | 3.42 | HITACHI(HE) |  | 1 | 1 | 0 | 1 | Flow 1: Port → Site | SHU | HITACHI
538 | PRL-SHU-002-O2 Lot1 | HVDC-ADOPT-HE-0056 | SHU | EQ-001 | 190060 | 1 | Outdoor Covered | Structur pipes | 265 | 129 | 66 | 2.2562 | 21 | 188 | Stackable X3 | 85049090 | SEK | 433859 | MSC Irene | Sweden | Gothenburg | Khalifa port | 2024-01-27 | 2024-03-22 | [11 empty] | 2024-04-08 |  |  | CASE_LIST |  | 1 | site | SHU | 2024-04-08 | site | 0 | 1 | 1 | 2 | 3.42 | 3 | 3.42 | HITACHI(HE) |  | 1 | 1 | 0 | 1 | Flow 1: Port → Site | SHU | HITACHI
539 | PRL-SHU-002-O2 Lot1 | HVDC-ADOPT-HE-0056 | SHU | EQ-001 | 190067 | 1 | Outdoor Covered | Corona rings | 113 | 80 | 110 | 0.9944 | 149 | 217 | Stackable X3 | 85049090 | SEK | 433859 | MSC Irene | Sweden | Gothenburg | Khalifa port | 2024-01-27 | 2024-03-22 | [11 empty] | 2024-04-08 |  |  | CASE_LIST |  | 1 | site | SHU | 2024-04-08 | site | 0 | 1 | 1 | 2 | 0.9 | 3 | 0.9 | HITACHI(HE) |  | 1 | 1 | 0 | 1 | Flow 1: Port → Site | SHU | HITACHI
540 | PRL-SHU-002-O2 Lot1 | HVDC-ADOPT-HE-0056 | SHU | EQ-001 | 190068 | 1 | Outdoor Covered | Corona rings | 113 | 80 | 110 | 0.9944 | 149 | 217 | Stackable X3 | 85049090 | SEK | 433859 | MSC Irene | Sweden | Gothenburg | Khalifa port | 2024-01-27 | 2024-03-22 | [11 empty] | 2024-04-05 |  |  | CASE_LIST |  | 1 | site | SHU | 2024-04-05 | site | 0 | 1 | 1 | 2 | 0.9 | 3 | 0.9 | HITACHI(HE) |  | 1 | 1 | 0 | 1 | Flow 1: Port → Site | SHU | HITACHI
541 | PRL-SHU-002-O2 Lot1 | HVDC-ADOPT-HE-0056 | SHU | EQ-001 | 190069 | 1 | Outdoor Covered | Corona rings | 113 | 80 | 110 | 0.9944 | 149 | 217 | Stackable X3 | 85049090 | SEK | 433859 | MSC Irene | Sweden | Gothenburg | Khalifa port | 2024-01-27 | 2024-03-22 | [11 empty] | 2024-04-05 |  |  | CASE_LIST |  | 1 | site | SHU | 2024-04-05 | site | 0 | 1 | 1 | 2 | 0.9 | 3 | 0.9 | HITACHI(HE) |  | 1 | 1 | 0 | 1 | Flow 1: Port → Site | SHU | HITACHI
542 | PRL-SHU-002-O2 Lot1 | HVDC-ADOPT-HE-0056 | SHU | EQ-001 | 190288 | 1 | Outdoor Covered | Bottom Shield | 426 | 231 | 255 | 25.0935 | 400 | 1144 | Stackable X1 | 85049090 | SEK | 433859 | MSC Irene | Sweden | Gothenburg | Khalifa port | 2024-01-27 | 2024-03-22 | [11 empty] | 2024-04-05 |  |  | CASE_LIST |  | 1 | site | SHU | 2024-04-05 | site | 0 | 1 | 1 | 2 | 9.84 | 1 | 9.84 | HITACHI(HE) |  | 1 | 1 | 0 | 1 | Flow 1: Port → Site | SHU | HITACHI
543 | PRL-SHU-002-O2 Lot1 | HVDC-ADOPT-HE-0056 | SHU | EQ-001 | 190289 | 1 | Outdoor Covered | Bottom Shield | 426 | 231 | 255 | 25.0935 | 400 | 1144 | Stackable X1 | 85049090 | SEK | 433859 | MSC Irene | Sweden | Gothenburg | Khalifa port | 2024-01-27 | 2024-03-22 | [11 empty] | 2024-04-05 |  |  | CASE_LIST |  | 1 | site | SHU | 2024-04-05 | site | 0 | 1 | 1 | 2 | 9.84 | 1 | 9.84 | HITACHI(HE) |  | 1 | 1 | 0 | 1 | Flow 1: Port → Site | SHU | HITACHI
544 | PRL-SHU-002-O2 Lot1 | HVDC-ADOPT-HE-0056 | SHU | EQ-001 | 190290 | 1 | Outdoor Covered | Bottom Shield | 426 | 231 | 255 | 25.0935 | 400 | 1144 | Stackable X1 | 85049090 | SEK | 433859 | MSC Irene | Sweden | Gothenburg | Khalifa port | 2024-01-27 | 2024-03-22 | [11 empty] | 2024-04-05 |  |  | CASE_LIST |  | 1 | site | SHU | 2024-04-05 | site | 0 | 1 | 1 | 2 | 9.84 | 1 | 9.84 | HITACHI(HE) |  | 1 | 1 | 0 | 1 | Flow 1: Port → Site | SHU | HITACHI
545 | PRL-SHU-002-O2 Lot1 | HVDC-ADOPT-HE-0056 | SHU | EQ-001 | 190291 | 1 | Outdoor Covered | Bottom Shield | 426 | 231 | 255 | 25.0935 | 400 | 1144 | Stackable X1 | 85049090 | SEK | 433859 | MSC Irene | Sweden | Gothenburg | Khalifa port | 2024-01-27 | 2024-03-22 | [11 empty] | 2024-04-05 |  |  | CASE_LIST |  | 1 | site | SHU | 2024-04-05 | site | 0 | 1 | 1 | 2 | 9.84 | 1 | 9.84 | HITACHI(HE) |  | 1 | 1 | 0 | 1 | Flow 1: Port → Site | SHU | HITACHI
546 | PRL-SHU-002-O2 Lot1 | HVDC-ADOPT-HE-0056 | SHU | EQ-001 | 190292 | 1 | Outdoor Covered | Bottom Shield | 426 | 231 | 255 | 25.0935 | 400 | 1144 | Stackable X1 | 85049090 | SEK | 433859 | MSC Irene | Sweden | Gothenburg | Khalifa port | 2024-01-27 | 2024-03-22 | [11 empty] | 2024-04-04 |  |  | CASE_LIST |  | 1 | site | SHU | 2024-04-04 | site | 0 | 1 | 1 | 2 | 9.84 | 1 | 9.84 | HITACHI(HE) |  | 1 | 1 | 0 | 1 | Flow 1: Port → Site | SHU | HITACHI
547 | PRL-SHU-002-O2 Lot1 | HVDC-ADOPT-HE-0056 | SHU | EQ-001 | 190293 | 1 | Outdoor Covered | Bottom Shield | 426 | 231 | 255 | 25.0935 | 400 | 1144 | Stackable X1 | 85049090 | SEK | 433859 | MSC Irene | Sweden | Gothenburg | Khalifa port | 2024-01-27 | 2024-03-22 | [11 empty] | 2024-04-04 |  |  | CASE_LIST |  | 1 | site | SHU | 2024-04-04 | site | 0 | 1 | 1 | 2 | 9.84 | 1 | 9.84 | HITACHI(HE) |  | 1 | 1 | 0 | 1 | Flow 1: Port → Site | SHU | HITACHI
548 | PRL-SHU-002-O2 Lot1 | HVDC-ADOPT-HE-0056 | SHU | EQ-001 | 190294 | 1 | Outdoor Covered | Bottom Shield | 426 | 231 | 255 | 25.0935 | 400 | 1144 | Stackable X1 | 85049090 | SEK | 433859 | MSC Irene | Sweden | Gothenburg | Khalifa port | 2024-01-27 | 2024-03-22 | [11 empty] | 2024-04-04 |  |  | CASE_LIST |  | 1 | site | SHU | 2024-04-04 | site | 0 | 1 | 1 | 2 | 9.84 | 1 | 9.84 | HITACHI(HE) |  | 1 | 1 | 0 | 1 | Flow 1: Port → Site | SHU | HITACHI
549 | PRL-SHU-002-O2 Lot1 | HVDC-ADOPT-HE-0056 | SHU | EQ-001 | 190296 | 1 | Outdoor Covered | Bottom Shield | 426 | 231 | 255 | 25.0935 | 400 | 1144 | Stackable X1 | 85049090 | SEK | 433859 | MSC Irene | Sweden | Gothenburg | Khalifa port | 2024-01-27 | 2024-03-22 | [11 empty] | 2024-04-04 |  |  | CASE_LIST |  | 1 | site | SHU | 2024-04-04 | site | 0 | 1 | 1 | 2 | 9.84 | 1 | 9.84 | HITACHI(HE) |  | 1 | 1 | 0 | 1 | Flow 1: Port → Site | SHU | HITACHI
550 | PRL-SHU-002-O2 Lot1 | HVDC-ADOPT-HE-0056 | SHU | EQ-001 | 190297 | 1 | Outdoor Covered | Bottom Shield | 426 | 231 | 255 | 25.0935 | 400 | 1144 | Stackable X1 | 85049090 | SEK | 433859 | MSC Irene | Sweden | Gothenburg | Khalifa port | 2024-01-27 | 2024-03-22 | [11 empty] | 2024-04-05 |  |  | CASE_LIST |  | 1 | site | SHU | 2024-04-05 | site | 0 | 1 | 1 | 2 | 9.84 | 1 | 9.84 | HITACHI(HE) |  | 1 | 1 | 0 | 1 | Flow 1: Port → Site | SHU | HITACHI
551 | PRL-SHU-002-O2 Lot1 | HVDC-ADOPT-HE-0056 | SHU | EQ-001 | 190300 | 1 | Outdoor Covered | Bottom Shield | 426 | 231 | 255 | 25.0935 | 400 | 1144 | Stackable X1 | 85049090 | SEK | 433859 | MSC Irene | Sweden | Gothenburg | Khalifa port | 2024-01-27 | 2024-03-22 | [11 empty] | 2024-04-05 |  |  | CASE_LIST |  | 1 | site | SHU | 2024-04-05 | site | 0 | 1 | 1 | 2 | 9.84 | 1 | 9.84 | HITACHI(HE) |  | 1 | 1 | 0 | 1 | Flow 1: Port → Site | SHU | HITACHI
552 | PRL-SHU-002-O2 Lot1 | HVDC-ADOPT-HE-0056 | SHU | EQ-001 | 190301 | 1 | Outdoor Covered | Bottom Shield | 426 | 231 | 255 | 25.0935 | 400 | 1144 | Stackable X1 | 85049090 | SEK | 433859 | MSC Irene | Sweden | Gothenburg | Khalifa port | 2024-01-27 | 2024-03-22 | [11 empty] | 2024-04-05 |  |  | CASE_LIST |  | 1 | site | SHU | 2024-04-05 | site | 0 | 1 | 1 | 2 | 9.84 | 1 | 9.84 | HITACHI(HE) |  | 1 | 1 | 0 | 1 | Flow 1: Port → Site | SHU | HITACHI
553 | PRL-SHU-002-O2 Lot1 | HVDC-ADOPT-HE-0056 | SHU | EQ-001 | 190303 | 1 | Outdoor Covered | Bottom Shield | 426 | 231 | 255 | 25.0935 | 400 | 1144 | Stackable X1 | 85049090 | SEK | 433859 | MSC Irene | Sweden | Gothenburg | Khalifa port | 2024-01-27 | 2024-03-22 | [11 empty] | 2024-04-05 |  |  | CASE_LIST |  | 1 | site | SHU | 2024-04-05 | site | 0 | 1 | 1 | 2 | 9.84 | 1 | 9.84 | HITACHI(HE) |  | 1 | 1 | 0 | 1 | Flow 1: Port → Site | SHU | HITACHI
554 | PRL-SHU-002-O2 Lot1 | HVDC-ADOPT-HE-0056 | SHU | EQ-001 | 190304 | 1 | Outdoor Covered | Bottom Shield | 426 | 231 | 255 | 25.0935 | 400 | 1144 | Stackable X1 | 85049090 | SEK | 433859 | MSC Irene | Sweden | Gothenburg | Khalifa port | 2024-01-27 | 2024-03-22 | [11 empty] | 2024-04-05 |  |  | CASE_LIST |  | 1 | site | SHU | 2024-04-05 | site | 0 | 1 | 1 | 2 | 9.84 | 1 | 9.84 | HITACHI(HE) |  | 1 | 1 | 0 | 1 | Flow 1: Port → Site | SHU | HITACHI
555 | PRL-SHU-002-O2 Lot1 | HVDC-ADOPT-HE-0056 | SHU | EQ-001 | 190512 | 1 | Outdoor Covered | Terminal shield | 302 | 143 | 141 | 6.0892 | 322 | 490 | Stackable X2 | 85049090 | SEK | 433859 | MSC Irene | Sweden | Gothenburg | Khalifa port | 2024-01-27 | 2024-03-22 | [11 empty] | 2024-04-05 |  |  | CASE_LIST |  | 1 | site | SHU | 2024-04-05 | site | 0 | 1 | 1 | 2 | 4.32 | 2 | 4.32 | HITACHI(HE) |  | 1 | 1 | 0 | 1 | Flow 1: Port → Site | SHU | HITACHI
556 | PRL-SHU-002-O2 Lot1 | HVDC-ADOPT-HE-0056 | SHU | EQ-001 | 190515 | 1 | Outdoor Covered | LG channels&laminate rod-Pack 1 | 157 | 59 | 51 | 0.47241 | 86 | 126 | Stackable X3 | 85049090 | SEK | 433859 | MSC Irene | Sweden | Gothenburg | Khalifa port | 2024-01-27 | 2024-03-22 | [11 empty] | 2024-04-08 |  |  | CASE_LIST |  | 1 | site | SHU | 2024-04-08 | site | 0 | 1 | 1 | 2 | 0.93 | 3 | 0.93 | HITACHI(HE) |  | 1 | 1 | 0 | 1 | Flow 1: Port → Site | SHU | HITACHI
557 | PRL-SHU-002-O2 Lot1 | HVDC-ADOPT-HE-0056 | SHU | EQ-001 | 190516 | 1 | Outdoor Covered | Air Pipes | 190 | 74 | 45 | 0.6327 | 48 | 118 | Stackable X3 | 85049090 | SEK | 433859 | MSC Irene | Sweden | Gothenburg | Khalifa port | 2024-01-27 | 2024-03-22 | [11 empty] | 2024-04-08 |  |  | CASE_LIST |  | 1 | site | SHU | 2024-04-08 | site | 0 | 1 | 1 | 2 | 1.41 | 3 | 1.41 | HITACHI(HE) |  | 1 | 1 | 0 | 1 | Flow 1: Port → Site | SHU | HITACHI
558 | PRL-SHU-002-O2 Lot1 | HVDC-ADOPT-HE-0056 | SHU | EQ-001 | 190518 | 1 | Outdoor Covered | Top + bottom conductors Neg | 270 | 105 | 138 | 3.9123 | 588 | 764 | Stackable X3 | 85049090 | SEK | 433859 | MSC Irene | Sweden | Gothenburg | Khalifa port | 2024-01-27 | 2024-03-22 | [11 empty] | 2024-04-05 |  |  | CASE_LIST |  | 1 | site | SHU | 2024-04-05 | site | 0 | 1 | 1 | 2 | 2.83 | 3 | 2.83 | HITACHI(HE) |  | 1 | 1 | 0 | 1 | Flow 1: Port → Site | SHU | HITACHI
559 | PRL-SHU-002-O2 Lot1 | HVDC-ADOPT-HE-0056 | SHU | EQ-001 | 190557 | 1 | Indoor | Inter Valve Bus Bar | 592 | 108 | 113 | 7.2248 | 1044 | 1490 | Stackable X2 | 85049090 | SEK | 433859 | MSC Irene | Sweden | Gothenburg | Khalifa port | 2024-01-27 | 2024-03-22 |  |  | 2024-04-17 | [8 empty] | 2025-06-30 |  |  | CASE_LIST | 1 | 1 | site | SHU | 2025-06-30 | site | 1 | 2 | 0 | 2 | 6.39 | 2 | 6.39 | HITACHI(HE) |  | 1 | 2 | 1 | 2 | Flow 2: Port → WH → Site | SHU | HITACHI
560 | PRL-SHU-002-O2 Lot1 | HVDC-ADOPT-HE-0056 | SHU | EQ-001 | 190558 | 1 | Indoor | Inter Valve Bus Bar | 592 | 108 | 113 | 7.2248 | 1044 | 1490 | Stackable X2 | 85049090 | SEK | 433859 | MSC Irene | Sweden | Gothenburg | Khalifa port | 2024-01-27 | 2024-03-22 |  |  | 2024-04-17 | [8 empty] | 2025-06-30 |  |  | CASE_LIST | 1 | 1 | site | SHU | 2025-06-30 | site | 1 | 2 | 0 | 2 | 6.39 | 2 | 6.39 | HITACHI(HE) |  | 1 | 2 | 1 | 2 | Flow 2: Port → WH → Site | SHU | HITACHI
561 | PRL-SHU-002-O2 Lot1 | HVDC-ADOPT-HE-0056 | SHU | EQ-001 | 190570 | 1 | Outdoor Covered | Nuts Bolts Washers 1/3 | 120 | 80 | 50 | 0.48 | 357 | 377 | Stackable X3 | 85049090 | SEK | 433859 | MSC Irene | Sweden | Gothenburg | Khalifa port | 2024-01-27 | 2024-03-22 | [11 empty] | 2024-04-08 |  |  | CASE_LIST |  | 1 | site | SHU | 2024-04-08 | site | 0 | 1 | 1 | 2 | 0.96 | 3 | 0.96 | HITACHI(HE) |  | 1 | 1 | 0 | 1 | Flow 1: Port → Site | SHU | HITACHI
562 | PRL-SHU-002-O2 Lot1 | HVDC-ADOPT-HE-0056 | SHU | EQ-001 | 190610 | 1 | Outdoor Covered | Top + bottom conductors Positive | 270 | 105 | 136 | 3.8556 | 339 | 475 | Stackable X3 | 85049090 | SEK | 433859 | MSC Irene | Sweden | Gothenburg | Khalifa port | 2024-01-27 | 2024-03-22 | [11 empty] | 2024-04-05 |  |  | CASE_LIST |  | 1 | site | SHU | 2024-04-05 | site | 0 | 1 | 1 | 2 | 2.83 | 3 | 2.83 | HITACHI(HE) |  | 1 | 1 | 0 | 1 | Flow 1: Port → Site | SHU | HITACHI
563 | PRL-SHU-002-O2 Lot1 | HVDC-ADOPT-HE-0056 | SHU | EQ-001 | 190611 | 1 | Outdoor Covered | Top + bottom conductors Positive | 270 | 105 | 136 | 3.8556 | 339 | 475 | Stackable X3 | 85049090 | SEK | 433859 | MSC Irene | Sweden | Gothenburg | Khalifa port | 2024-01-27 | 2024-03-22 | [11 empty] | 2024-04-08 |  |  | CASE_LIST |  | 1 | site | SHU | 2024-04-08 | site | 0 | 1 | 1 | 2 | 2.83 | 3 | 2.83 | HITACHI(HE) |  | 1 | 1 | 0 | 1 | Flow 1: Port → Site | SHU | HITACHI
564 | PRL-SHU-002-O2 Lot1 | HVDC-ADOPT-HE-0056 | SHU | EQ-001 | 190612 | 1 | Outdoor Covered | Insulator Connector | 172 | 92 | 68 | 1.076 | 668 | 760 | Stackable X3 | 85049090 | SEK | 433859 | MSC Irene | Sweden | Gothenburg | Khalifa port | 2024-01-27 | 2024-03-22 | [11 empty] | 2024-04-08 |  |  | CASE_LIST |  | 1 | site | SHU | 2024-04-08 | site | 0 | 1 | 1 | 2 | 1.58 | 3 | 1.58 | HITACHI(HE) |  | 1 | 1 | 0 | 1 | Flow 1: Port → Site | SHU | HITACHI
565 | PRL-SHU-002-O2 Lot1 | HVDC-ADOPT-HE-0056 | SHU | EQ-001 | 190613 | 1 | Outdoor Covered | Insulator Connector | 172 | 92 | 68 | 1.076 | 668 | 760 | Stackable X3 | 85049090 | SEK | 433859 | MSC Irene | Sweden | Gothenburg | Khalifa port | 2024-01-27 | 2024-03-22 | [11 empty] | 2024-04-08 |  |  | CASE_LIST |  | 1 | site | SHU | 2024-04-08 | site | 0 | 1 | 1 | 2 | 1.58 | 3 | 1.58 | HITACHI(HE) |  | 1 | 1 | 0 | 1 | Flow 1: Port → Site | SHU | HITACHI
566 | PRL-SHU-002-O2 Lot1 | HVDC-ADOPT-HE-0056 | SHU | EQ-001 | 190614 | 1 | Outdoor Covered | Insulator Connector | 172 | 92 | 68 | 1.076 | 668 | 760 | Stackable X3 | 85049090 | SEK | 433859 | MSC Irene | Sweden | Gothenburg | Khalifa port | 2024-01-27 | 2024-03-22 | [11 empty] | 2024-04-08 |  |  | CASE_LIST |  | 1 | site | SHU | 2024-04-08 | site | 0 | 1 | 1 | 2 | 1.58 | 3 | 1.58 | HITACHI(HE) |  | 1 | 1 | 0 | 1 | Flow 1: Port → Site | SHU | HITACHI
567 | PRL-SHU-002-O2 Lot1 | HVDC-ADOPT-HE-0056 | SHU | EQ-001 | 190615 | 1 | Outdoor Covered | Insulator Connector | 172 | 92 | 68 | 1.076 | 668 | 760 | Stackable X3 | 85049090 | SEK | 433859 | MSC Irene | Sweden | Gothenburg | Khalifa port | 2024-01-27 | 2024-03-22 | [11 empty] | 2024-04-08 |  |  | CASE_LIST |  | 1 | site | SHU | 2024-04-08 | site | 0 | 1 | 1 | 2 | 1.58 | 3 | 1.58 | HITACHI(HE) |  | 1 | 1 | 0 | 1 | Flow 1: Port → Site | SHU | HITACHI
568 | PRL-SHU-002-O2 Lot1 | HVDC-ADOPT-HE-0056 | SHU | EQ-001 | 190616 | 1 | Outdoor Covered | Insulator Connector | 172 | 92 | 68 | 1.076 | 668 | 760 | Stackable X3 | 85049090 | SEK | 433859 | MSC Irene | Sweden | Gothenburg | Khalifa port | 2024-01-27 | 2024-03-22 | [11 empty] | 2024-04-08 |  |  | CASE_LIST |  | 1 | site | SHU | 2024-04-08 | site | 0 | 1 | 1 | 2 | 1.58 | 3 | 1.58 | HITACHI(HE) |  | 1 | 1 | 0 | 1 | Flow 1: Port → Site | SHU | HITACHI
569 | PRL-SHU-002-O2 Lot1 | HVDC-ADOPT-HE-0056 | SHU | EQ-001 | 190617 | 1 | Outdoor Covered | Insulator Connector | 172 | 92 | 68 | 1.076 | 668 | 760 | Stackable X3 | 85049090 | SEK | 433859 | MSC Irene | Sweden | Gothenburg | Khalifa port | 2024-01-27 | 2024-03-22 | [11 empty] | 2024-04-08 |  |  | CASE_LIST |  | 1 | site | SHU | 2024-04-08 | site | 0 | 1 | 1 | 2 | 1.58 | 3 | 1.58 | HITACHI(HE) |  | 1 | 1 | 0 | 1 | Flow 1: Port → Site | SHU | HITACHI
570 | PRL-SHU-002-O2 Lot1 | HVDC-ADOPT-HE-0056 | SHU | EQ-001 | 190634 | 1 | Outdoor Covered | PVDF pipe type 1 | 240 | 183 | 57 | 2.5034 | 327 | 402 | Stackable X3 | 85049090 | SEK | 433859 | MSC Irene | Sweden | Gothenburg | Khalifa port | 2024-01-27 | 2024-03-22 | [11 empty] | 2024-04-06 |  |  | CASE_LIST |  | 1 | site | SHU | 2024-04-06 | site | 0 | 1 | 1 | 2 | 4.39 | 3 | 4.39 | HITACHI(HE) |  | 1 | 1 | 0 | 1 | Flow 1: Port → Site | SHU | HITACHI
571 | PRL-SHU-002-O2 Lot1 | HVDC-ADOPT-HE-0056 | SHU | EQ-001 | 190635 | 1 | Outdoor Covered | PVDF pipe type 1 | 240 | 183 | 57 | 2.5034 | 327 | 402 | Stackable X3 | 85049090 | SEK | 433859 | MSC Irene | Sweden | Gothenburg | Khalifa port | 2024-01-27 | 2024-03-22 | [11 empty] | 2024-04-06 |  |  | CASE_LIST |  | 1 | site | SHU | 2024-04-06 | site | 0 | 1 | 1 | 2 | 4.39 | 3 | 4.39 | HITACHI(HE) |  | 1 | 1 | 0 | 1 | Flow 1: Port → Site | SHU | HITACHI
572 | PRL-SHU-002-O2 Lot1 | HVDC-ADOPT-HE-0056 | SHU | EQ-001 | 190636 | 1 | Outdoor Covered | PVDF pipe type 2 + quick connection | 118 | 68 | 82 | 0.65797 | 85 | 115 | Stackable X3 | 85049090 | SEK | 433859 | MSC Irene | Sweden | Gothenburg | Khalifa port | 2024-01-27 | 2024-03-22 | [11 empty] | 2024-04-05 |  |  | CASE_LIST |  | 1 | site | SHU | 2024-04-05 | site | 0 | 1 | 1 | 2 | 0.8 | 3 | 0.8 | HITACHI(HE) |  | 1 | 1 | 0 | 1 | Flow 1: Port → Site | SHU | HITACHI
573 | PRL-SHU-002-O2 Lot1 | HVDC-ADOPT-HE-0056 | SHU | EQ-001 | 190637 | 1 | Outdoor Covered | PVDF pipe type 2 + quick connection | 118 | 68 | 82 | 0.65797 | 85 | 115 | Stackable X3 | 85049090 | SEK | 433859 | MSC Irene | Sweden | Gothenburg | Khalifa port | 2024-01-27 | 2024-03-22 | [11 empty] | 2024-04-05 |  |  | CASE_LIST |  | 1 | site | SHU | 2024-04-05 | site | 0 | 1 | 1 | 2 | 0.8 | 3 | 0.8 | HITACHI(HE) |  | 1 | 1 | 0 | 1 | Flow 1: Port → Site | SHU | HITACHI
574 | PRL-SHU-002-O2 Lot1 | HVDC-ADOPT-HE-0056 | SHU | EQ-001 | 190638 | 1 | Outdoor Covered | PVDF pipe type 2 + quick connection | 118 | 68 | 82 | 0.65797 | 85 | 115 | Stackable X3 | 85049090 | SEK | 433859 | MSC Irene | Sweden | Gothenburg | Khalifa port | 2024-01-27 | 2024-03-22 | [11 empty] | 2024-04-05 |  |  | CASE_LIST |  | 1 | site | SHU | 2024-04-05 | site | 0 | 1 | 1 | 2 | 0.8 | 3 | 0.8 | HITACHI(HE) |  | 1 | 1 | 0 | 1 | Flow 1: Port → Site | SHU | HITACHI
575 | PRL-SHU-002-O2 Lot1 | HVDC-ADOPT-HE-0056 | SHU | EQ-001 | 190641 | 1 | Outdoor Covered | Laminate stud assemblies 2 | 240 | 183 | 58 | 2.5474 | 742 | 842 | Stackable x2 | 85049090 | SEK | 433859 | MSC Irene | Sweden | Gothenburg | Khalifa port | 2024-01-27 | 2024-03-22 | [11 empty] | 2024-04-06 |  |  | CASE_LIST |  | 1 | site | SHU | 2024-04-06 | site | 0 | 1 | 1 | 2 | 4.39 | 2 | 4.39 | HITACHI(HE) |  | 1 | 1 | 0 | 1 | Flow 1: Port → Site | SHU | HITACHI
576 | PRL-SHU-002-O2 Lot1 | HVDC-ADOPT-HE-0056 | SHU | EQ-001 | 190642 | 1 | Outdoor Covered | Laminate stud assemblies 2 | 240 | 183 | 58 | 2.5474 | 742 | 842 | Stackable x2 | 85049090 | SEK | 433859 | MSC Irene | Sweden | Gothenburg | Khalifa port | 2024-01-27 | 2024-03-22 | [11 empty] | 2024-04-05 |  |  | CASE_LIST |  | 1 | site | SHU | 2024-04-05 | site | 0 | 1 | 1 | 2 | 4.39 | 2 | 4.39 | HITACHI(HE) |  | 1 | 1 | 0 | 1 | Flow 1: Port → Site | SHU | HITACHI
577 | PRL-SHU-002-O2 Lot1 | HVDC-ADOPT-HE-0056 | SHU | EQ-001 | 190643 | 1 | Outdoor Covered | Laminate stud assemblies 2 | 240 | 183 | 58 | 2.5474 | 742 | 842 | Stackable x2 | 85049090 | SEK | 433859 | MSC Irene | Sweden | Gothenburg | Khalifa port | 2024-01-27 | 2024-03-22 | [11 empty] | 2024-04-05 |  |  | CASE_LIST |  | 1 | site | SHU | 2024-04-05 | site | 0 | 1 | 1 | 2 | 4.39 | 2 | 4.39 | HITACHI(HE) |  | 1 | 1 | 0 | 1 | Flow 1: Port → Site | SHU | HITACHI
578 | PRL-SHU-002-O2 Lot1 | HVDC-ADOPT-HE-0056 | SHU | EQ-001 | 190647 | 1 | Outdoor Covered | Identity and Rating Plate | 56 | 38 | 49 | 0.10427 | 10 | 18 | Stackable x3 | 85049090 | SEK | 433859 | MSC Irene | Sweden | Gothenburg | Khalifa port | 2024-01-27 | 2024-03-22 | [11 empty] | 2024-04-05 |  |  | CASE_LIST |  | 1 | site | SHU | 2024-04-05 | site | 0 | 1 | 1 | 2 | 0.21 | 3 | 0.21 | HITACHI(HE) |  | 1 | 1 | 0 | 1 | Flow 1: Port → Site | SHU | HITACHI
579 | PRL-SHU-002-O2 Lot1 | HVDC-ADOPT-HE-0056 | SHU | EQ-001 | 190648 | 1 | Outdoor Covered | LG channels&laminate rod-Pack 2 | 155 | 55 | 35 | 0.29838 | 112 | 150 | Stackable x2 | 85049090 | SEK | 433859 | MSC Irene | Sweden | Gothenburg | Khalifa port | 2024-01-27 | 2024-03-22 | [11 empty] | 2024-04-08 |  |  | CASE_LIST |  | 1 | site | SHU | 2024-04-08 | site | 0 | 1 | 1 | 2 | 0.85 | 2 | 0.85 | HITACHI(HE) |  | 1 | 1 | 0 | 1 | Flow 1: Port → Site | SHU | HITACHI
580 | PRL-SHU-002-O2 Lot1 | HVDC-ADOPT-HE-0056 | SHU | EQ-001 | 190649 | 1 | Outdoor Covered | Laminate stud assemblies 1 - Pack 2 | 240 | 183 | 58 | 2.5474 | 700 | 900 | Stackable x2 | 85049090 | SEK | 433859 | MSC Irene | Sweden | Gothenburg | Khalifa port | 2024-01-27 | 2024-03-22 | [11 empty] | 2024-04-06 |  |  | CASE_LIST |  | 1 | site | SHU | 2024-04-06 | site | 0 | 1 | 1 | 2 | 4.39 | 2 | 4.39 | HITACHI(HE) |  | 1 | 1 | 0 | 1 | Flow 1: Port → Site | SHU | HITACHI
581 | PRL-SHU-002-O2 Lot1 | HVDC-ADOPT-HE-0056 | SHU | EQ-001 | 190687 | 1 | Outdoor Covered | Side Shield Pairs - Pack 1 | 420 | 205 | 140 | 12.054 | 590 | 1031 | Stackable x2 | 85049090 | SEK | 433859 | MSC Irene | Sweden | Gothenburg | Khalifa port | 2024-01-27 | 2024-03-22 | [11 empty] | 2024-04-05 |  |  | CASE_LIST |  | 1 | site | SHU | 2024-04-05 | site | 0 | 1 | 1 | 2 | 8.61 | 2 | 8.61 | HITACHI(HE) |  | 1 | 1 | 0 | 1 | Flow 1: Port → Site | SHU | HITACHI
582 | PRL-SHU-002-O2 Lot1 | HVDC-ADOPT-HE-0056 | SHU | EQ-001 | 190689 | 1 | Outdoor Covered | Side Shield Pairs - Pack 1 | 420 | 205 | 140 | 12.054 | 590 | 1031 | Stackable x2 | 85049090 | SEK | 433859 | MSC Irene | Sweden | Gothenburg | Khalifa port | 2024-01-27 | 2024-03-22 | [11 empty] | 2024-04-06 |  |  | CASE_LIST |  | 1 | site | SHU | 2024-04-06 | site | 0 | 1 | 1 | 2 | 8.61 | 2 | 8.61 | HITACHI(HE) |  | 1 | 1 | 0 | 1 | Flow 1: Port → Site | SHU | HITACHI
583 | PRL-SHU-002-O2 Lot1 | HVDC-ADOPT-HE-0056 | SHU | EQ-001 | 190714 | 1 | Outdoor Covered | Side Shield Pairs - Pack 1 | 420 | 205 | 140 | 12.054 | 590 | 1031 | Stackable x2 | 85049090 | SEK | 433859 | MSC Irene | Sweden | Gothenburg | Khalifa port | 2024-01-27 | 2024-03-22 | [11 empty] | 2024-04-06 |  |  | CASE_LIST |  | 1 | site | SHU | 2024-04-06 | site | 0 | 1 | 1 | 2 | 8.61 | 2 | 8.61 | HITACHI(HE) |  | 1 | 1 | 0 | 1 | Flow 1: Port → Site | SHU | HITACHI
584 | PRL-SHU-002-O2 Lot1 | HVDC-ADOPT-HE-0056 | SHU | EQ-001 | 190715 | 1 | Outdoor Covered | Side Shield Pairs - Pack 1 | 420 | 205 | 140 | 12.054 | 590 | 1031 | Stackable x2 | 85049090 | SEK | 433859 | MSC Irene | Sweden | Gothenburg | Khalifa port | 2024-01-27 | 2024-03-22 | [11 empty] | 2024-04-06 |  |  | CASE_LIST |  | 1 | site | SHU | 2024-04-06 | site | 0 | 1 | 1 | 2 | 8.61 | 2 | 8.61 | HITACHI(HE) |  | 1 | 1 | 0 | 1 | Flow 1: Port → Site | SHU | HITACHI
585 | PRL-SHU-002-O2 Lot1 | HVDC-ADOPT-HE-0056 | SHU | EQ-001 | 190716 | 1 | Outdoor Covered | Side Shield Pairs - Pack 1 | 420 | 205 | 140 | 12.054 | 590 | 1031 | Stackable x2 | 85049090 | SEK | 433859 | MSC Irene | Sweden | Gothenburg | Khalifa port | 2024-01-27 | 2024-03-22 | [11 empty] | 2024-04-06 |  |  | CASE_LIST |  | 1 | site | SHU | 2024-04-06 | site | 0 | 1 | 1 | 2 | 8.61 | 2 | 8.61 | HITACHI(HE) |  | 1 | 1 | 0 | 1 | Flow 1: Port → Site | SHU | HITACHI
586 | PRL-SHU-002-O2 Lot1 | HVDC-ADOPT-HE-0056 | SHU | EQ-001 | 190717 | 1 | Outdoor Covered | Side Shield Pairs - Pack 1 | 420 | 205 | 140 | 12.054 | 590 | 1031 | Stackable x2 | 85049090 | SEK | 433859 | MSC Irene | Sweden | Gothenburg | Khalifa port | 2024-01-27 | 2024-03-22 | [11 empty] | 2024-04-08 |  |  | CASE_LIST |  | 1 | site | SHU | 2024-04-08 | site | 0 | 1 | 1 | 2 | 8.61 | 2 | 8.61 | HITACHI(HE) |  | 1 | 1 | 0 | 1 | Flow 1: Port → Site | SHU | HITACHI
587 | PRL-SHU-002-O2 Lot1 | HVDC-ADOPT-HE-0056 | SHU | EQ-001 | 190718 | 1 | Outdoor Covered | Side Shield Pairs - Pack 1 | 420 | 205 | 140 | 12.054 | 590 | 1031 | Stackable x2 | 85049090 | SEK | 433859 | MSC Irene | Sweden | Gothenburg | Khalifa port | 2024-01-27 | 2024-03-22 | [11 empty] | 2024-04-06 |  |  | CASE_LIST |  | 1 | site | SHU | 2024-04-06 | site | 0 | 1 | 1 | 2 | 8.61 | 2 | 8.61 | HITACHI(HE) |  | 1 | 1 | 0 | 1 | Flow 1: Port → Site | SHU | HITACHI
588 | PRL-SHU-002-O2 Lot1 | HVDC-ADOPT-HE-0056 | SHU | EQ-001 | 190719 | 1 | Outdoor Covered | Side Shield Pairs - Pack 1 | 420 | 205 | 140 | 12.054 | 590 | 1031 | Stackable x2 | 85049090 | SEK | 433859 | MSC Irene | Sweden | Gothenburg | Khalifa port | 2024-01-27 | 2024-03-22 | [11 empty] | 2024-04-08 |  |  | CASE_LIST |  | 1 | site | SHU | 2024-04-08 | site | 0 | 1 | 1 | 2 | 8.61 | 2 | 8.61 | HITACHI(HE) |  | 1 | 1 | 0 | 1 | Flow 1: Port → Site | SHU | HITACHI
589 | PRL-SHU-002-O2 Lot1 | HVDC-ADOPT-HE-0056 | SHU | EQ-001 | 190720 | 1 | Outdoor Covered | Side Shield Pairs - Pack 1 | 420 | 205 | 140 | 12.054 | 590 | 1031 | Stackable x2 | 85049090 | SEK | 433859 | MSC Irene | Sweden | Gothenburg | Khalifa port | 2024-01-27 | 2024-03-22 | [11 empty] | 2024-04-08 |  |  | CASE_LIST |  | 1 | site | SHU | 2024-04-08 | site | 0 | 1 | 1 | 2 | 8.61 | 2 | 8.61 | HITACHI(HE) |  | 1 | 1 | 0 | 1 | Flow 1: Port → Site | SHU | HITACHI
590 | PRL-SHU-002-O2 Lot1 | HVDC-ADOPT-HE-0056 | SHU | EQ-001 | 190721 | 1 | Outdoor Covered | Side Shield Pairs - Pack 1 | 420 | 205 | 140 | 12.054 | 590 | 1031 | Stackable x2 | 85049090 | SEK | 433859 | MSC Irene | Sweden | Gothenburg | Khalifa port | 2024-01-27 | 2024-03-22 | [11 empty] | 2024-04-08 |  |  | CASE_LIST |  | 1 | site | SHU | 2024-04-08 | site | 0 | 1 | 1 | 2 | 8.61 | 2 | 8.61 | HITACHI(HE) |  | 1 | 1 | 0 | 1 | Flow 1: Port → Site | SHU | HITACHI
591 | PRL-SHU-002-O2 Lot1 | HVDC-ADOPT-HE-0056 | SHU | EQ-001 | 190722 | 1 | Outdoor Covered | Side Shield Pairs - Pack 1 | 420 | 205 | 140 | 12.054 | 590 | 1031 | Stackable x2 | 85049090 | SEK | 433859 | MSC Irene | Sweden | Gothenburg | Khalifa port | 2024-01-27 | 2024-03-22 | [11 empty] | 2024-04-08 |  |  | CASE_LIST |  | 1 | site | SHU | 2024-04-08 | site | 0 | 1 | 1 | 2 | 8.61 | 2 | 8.61 | HITACHI(HE) |  | 1 | 1 | 0 | 1 | Flow 1: Port → Site | SHU | HITACHI
592 | PRL-SHU-002-O2 Lot1 | HVDC-ADOPT-HE-0056 | SHU | EQ-001 | 190723 | 1 | Outdoor Covered | Side Shield Pairs - Pack 1 | 420 | 205 | 140 | 12.054 | 590 | 1031 | Stackable x2 | 85049090 | SEK | 433859 | MSC Irene | Sweden | Gothenburg | Khalifa port | 2024-01-27 | 2024-03-22 | [11 empty] | 2024-04-08 |  |  | CASE_LIST |  | 1 | site | SHU | 2024-04-08 | site | 0 | 1 | 1 | 2 | 8.61 | 2 | 8.61 | HITACHI(HE) |  | 1 | 1 | 0 | 1 | Flow 1: Port → Site | SHU | HITACHI
593 | PRL-SHU-002-O2 Lot1 | HVDC-ADOPT-HE-0056 | SHU | EQ-001 | 190724 | 1 | Outdoor Covered | Side Shield Pairs - Pack 2 | 420 | 205 | 140 | 12.054 | 590 | 1031 | Stackable x2 | 85049090 | SEK | 433859 | MSC Irene | Sweden | Gothenburg | Khalifa port | 2024-01-27 | 2024-03-22 | [11 empty] | 2024-04-08 |  |  | CASE_LIST |  | 1 | site | SHU | 2024-04-08 | site | 0 | 1 | 1 | 2 | 8.61 | 2 | 8.61 | HITACHI(HE) |  | 1 | 1 | 0 | 1 | Flow 1: Port → Site | SHU | HITACHI
594 | PRL-SHU-002-O2 Lot1 | HVDC-ADOPT-HE-0056 | SHU | EQ-001 | 190725 | 1 | Outdoor Covered | Side Shield Pairs - Pack 2 | 420 | 205 | 140 | 12.054 | 590 | 1031 | Stackable x2 | 85049090 | SEK | 433859 | MSC Irene | Sweden | Gothenburg | Khalifa port | 2024-01-27 | 2024-03-22 | [11 empty] | 2024-04-08 |  |  | CASE_LIST |  | 1 | site | SHU | 2024-04-08 | site | 0 | 1 | 1 | 2 | 8.61 | 2 | 8.61 | HITACHI(HE) |  | 1 | 1 | 0 | 1 | Flow 1: Port → Site | SHU | HITACHI
595 | PRL-SHU-002-O2 Lot1 | HVDC-ADOPT-HE-0056 | SHU | EQ-001 | 190732 | 1 | Outdoor Covered | Composite Post Insulator-Bottom | 348 | 101 | 105 | 3.6905 | 500 | 598 | Stackable x2 | 85049090 | SEK | 433859 | MSC Irene | Sweden | Gothenburg | Khalifa port | 2024-01-27 | 2024-03-22 | [11 empty] | 2024-04-04 |  |  | CASE_LIST |  | 1 | site | SHU | 2024-04-04 | site | 0 | 1 | 1 | 2 | 3.51 | 2 | 3.51 | HITACHI(HE) |  | 1 | 1 | 0 | 1 | Flow 1: Port → Site | SHU | HITACHI
596 | PRL-SHU-002-O2 Lot1 | HVDC-ADOPT-HE-0056 | SHU | EQ-001 | 190733 | 1 | Outdoor Covered | Composite Post Insulator-Bottom | 348 | 101 | 105 | 3.6905 | 500 | 598 | Stackable x2 | 85049090 | SEK | 433859 | MSC Irene | Sweden | Gothenburg | Khalifa port | 2024-01-27 | 2024-03-22 | [11 empty] | 2024-04-04 |  |  | CASE_LIST |  | 1 | site | SHU | 2024-04-04 | site | 0 | 1 | 1 | 2 | 3.51 | 2 | 3.51 | HITACHI(HE) |  | 1 | 1 | 0 | 1 | Flow 1: Port → Site | SHU | HITACHI
597 | PRL-SHU-002-O2 Lot1 | HVDC-ADOPT-HE-0056 | SHU | EQ-001 | 190734 | 1 | Outdoor Covered | Composite Post Insulator-Bottom | 348 | 101 | 105 | 3.6905 | 500 | 598 | Stackable x2 | 85049090 | SEK | 433859 | MSC Irene | Sweden | Gothenburg | Khalifa port | 2024-01-27 | 2024-03-22 | [11 empty] | 2024-04-04 |  |  | CASE_LIST |  | 1 | site | SHU | 2024-04-04 | site | 0 | 1 | 1 | 2 | 3.51 | 2 | 3.51 | HITACHI(HE) |  | 1 | 1 | 0 | 1 | Flow 1: Port → Site | SHU | HITACHI
598 | PRL-SHU-002-O2 Lot1 | HVDC-ADOPT-HE-0056 | SHU | EQ-001 | 190735 | 1 | Outdoor Covered | Composite Post Insulator-Bottom | 348 | 101 | 105 | 3.6905 | 500 | 598 | Stackable x2 | 85049090 | SEK | 433859 | MSC Irene | Sweden | Gothenburg | Khalifa port | 2024-01-27 | 2024-03-22 | [11 empty] | 2024-04-04 |  |  | CASE_LIST |  | 1 | site | SHU | 2024-04-04 | site | 0 | 1 | 1 | 2 | 3.51 | 2 | 3.51 | HITACHI(HE) |  | 1 | 1 | 0 | 1 | Flow 1: Port → Site | SHU | HITACHI
599 | PRL-SHU-002-O2 Lot1 | HVDC-ADOPT-HE-0056 | SHU | EQ-001 | 190736 | 1 | Outdoor Covered | Composite Post Insulator-Bottom | 348 | 101 | 105 | 3.6905 | 500 | 598 | Stackable x2 | 85049090 | SEK | 433859 | MSC Irene | Sweden | Gothenburg | Khalifa port | 2024-01-27 | 2024-03-22 | [11 empty] | 2024-04-04 |  |  | CASE_LIST |  | 1 | site | SHU | 2024-04-04 | site | 0 | 1 | 1 | 2 | 3.51 | 2 | 3.51 | HITACHI(HE) |  | 1 | 1 | 0 | 1 | Flow 1: Port → Site | SHU | HITACHI
600 | PRL-SHU-002-O2 Lot1 | HVDC-ADOPT-HE-0056 | SHU | EQ-001 | 190737 | 1 | Outdoor Covered | Composite Post Insulator-Bottom | 348 | 101 | 105 | 3.6905 | 500 | 598 | Stackable x2 | 85049090 | SEK | 433859 | MSC Irene | Sweden | Gothenburg | Khalifa port | 2024-01-27 | 2024-03-22 | [11 empty] | 2024-04-04 |  |  | CASE_LIST |  | 1 | site | SHU | 2024-04-04 | site | 0 | 1 | 1 | 2 | 3.51 | 2 | 3.51 | HITACHI(HE) |  | 1 | 1 | 0 | 1 | Flow 1: Port → Site | SHU | HITACHI
601 | PRL-SHU-002-O2 Lot1 | HVDC-ADOPT-HE-0056 | SHU | EQ-001 | 190738 | 1 | Outdoor Covered | Composite Post Insulator-Bottom | 348 | 101 | 105 | 3.6905 | 500 | 598 | Stackable x2 | 85049090 | SEK | 433859 | MSC Irene | Sweden | Gothenburg | Khalifa port | 2024-01-27 | 2024-03-22 | [11 empty] | 2024-04-04 |  |  | CASE_LIST |  | 1 | site | SHU | 2024-04-04 | site | 0 | 1 | 1 | 2 | 3.51 | 2 | 3.51 | HITACHI(HE) |  | 1 | 1 | 0 | 1 | Flow 1: Port → Site | SHU | HITACHI
602 | PRL-SHU-002-O2 Lot1 | HVDC-ADOPT-HE-0056 | SHU | EQ-001 | 190739 | 1 | Outdoor Covered | Composite Post Insulator-Bottom | 348 | 101 | 105 | 3.6905 | 500 | 598 | Stackable x2 | 85049090 | SEK | 433859 | MSC Irene | Sweden | Gothenburg | Khalifa port | 2024-01-27 | 2024-03-22 | [11 empty] | 2024-04-04 |  |  | CASE_LIST |  | 1 | site | SHU | 2024-04-04 | site | 0 | 1 | 1 | 2 | 3.51 | 2 | 3.51 | HITACHI(HE) |  | 1 | 1 | 0 | 1 | Flow 1: Port → Site | SHU | HITACHI
603 | PRL-SHU-002-O2 Lot1 | HVDC-ADOPT-HE-0056 | SHU | EQ-001 | 190740 | 1 | Outdoor Covered | Composite Post Insulator-Bottom | 348 | 101 | 105 | 3.6905 | 500 | 598 | Stackable x2 | 85049090 | SEK | 433859 | MSC Irene | Sweden | Gothenburg | Khalifa port | 2024-01-27 | 2024-03-22 | [11 empty] | 2024-04-05 |  |  | CASE_LIST |  | 1 | site | SHU | 2024-04-05 | site | 0 | 1 | 1 | 2 | 3.51 | 2 | 3.51 | HITACHI(HE) |  | 1 | 1 | 0 | 1 | Flow 1: Port → Site | SHU | HITACHI
604 | PRL-SHU-002-O2 Lot1 | HVDC-ADOPT-HE-0056 | SHU | EQ-001 | 190741 | 1 | Outdoor Covered | Composite Post Insulator-Bottom | 348 | 101 | 105 | 3.6905 | 500 | 598 | Stackable x2 | 85049090 | SEK | 433859 | MSC Irene | Sweden | Gothenburg | Khalifa port | 2024-01-27 | 2024-03-22 | [11 empty] | 2024-04-05 |  |  | CASE_LIST |  | 1 | site | SHU | 2024-04-05 | site | 0 | 1 | 1 | 2 | 3.51 | 2 | 3.51 | HITACHI(HE) |  | 1 | 1 | 0 | 1 | Flow 1: Port → Site | SHU | HITACHI
605 | PRL-SHU-002-O2 Lot1 | HVDC-ADOPT-HE-0056 | SHU | EQ-001 | 190742 | 1 | Outdoor Covered | Composite Post Insulator-Bottom | 348 | 101 | 105 | 3.6905 | 500 | 598 | Stackable x2 | 85049090 | SEK | 433859 | MSC Irene | Sweden | Gothenburg | Khalifa port | 2024-01-27 | 2024-03-22 | [11 empty] | 2024-04-05 |  |  | CASE_LIST |  | 1 | site | SHU | 2024-04-05 | site | 0 | 1 | 1 | 2 | 3.51 | 2 | 3.51 | HITACHI(HE) |  | 1 | 1 | 0 | 1 | Flow 1: Port → Site | SHU | HITACHI
606 | PRL-SHU-002-O2 Lot1 | HVDC-ADOPT-HE-0056 | SHU | EQ-001 | 190743 | 1 | Outdoor Covered | Composite Post Insulator-Bottom | 348 | 101 | 105 | 3.6905 | 500 | 598 | Stackable x2 | 85049090 | SEK | 433859 | MSC Irene | Sweden | Gothenburg | Khalifa port | 2024-01-27 | 2024-03-22 | [11 empty] | 2024-04-05 |  |  | CASE_LIST |  | 1 | site | SHU | 2024-04-05 | site | 0 | 1 | 1 | 2 | 3.51 | 2 | 3.51 | HITACHI(HE) |  | 1 | 1 | 0 | 1 | Flow 1: Port → Site | SHU | HITACHI
607 | PRL-SHU-002-O2 Lot1 | HVDC-ADOPT-HE-0056 | SHU | EQ-001 | 190744 | 1 | Outdoor Covered | Composite Post Insulator-Bottom | 348 | 101 | 105 | 3.6905 | 500 | 598 | Stackable x2 | 85049090 | SEK | 433859 | MSC Irene | Sweden | Gothenburg | Khalifa port | 2024-01-27 | 2024-03-22 | [11 empty] | 2024-04-05 |  |  | CASE_LIST |  | 1 | site | SHU | 2024-04-05 | site | 0 | 1 | 1 | 2 | 3.51 | 2 | 3.51 | HITACHI(HE) |  | 1 | 1 | 0 | 1 | Flow 1: Port → Site | SHU | HITACHI
608 | PRL-SHU-002-O2 Lot1 | HVDC-ADOPT-HE-0056 | SHU | EQ-001 | 190745 | 1 | Outdoor Covered | Composite Post Insulator-Bottom | 348 | 101 | 105 | 3.6905 | 500 | 598 | Stackable x2 | 85049090 | SEK | 433859 | MSC Irene | Sweden | Gothenburg | Khalifa port | 2024-01-27 | 2024-03-22 | [11 empty] | 2024-04-05 |  |  | CASE_LIST |  | 1 | site | SHU | 2024-04-05 | site | 0 | 1 | 1 | 2 | 3.51 | 2 | 3.51 | HITACHI(HE) |  | 1 | 1 | 0 | 1 | Flow 1: Port → Site | SHU | HITACHI
609 | PRL-SHU-002-O2 Lot1 | HVDC-ADOPT-HE-0056 | SHU | EQ-001 | 190746 | 1 | Outdoor Covered | Composite Post Insulator-Bottom | 348 | 101 | 105 | 3.6905 | 500 | 598 | Stackable x2 | 85049090 | SEK | 433859 | MSC Irene | Sweden | Gothenburg | Khalifa port | 2024-01-27 | 2024-03-22 | [11 empty] | 2024-04-05 |  |  | CASE_LIST |  | 1 | site | SHU | 2024-04-05 | site | 0 | 1 | 1 | 2 | 3.51 | 2 | 3.51 | HITACHI(HE) |  | 1 | 1 | 0 | 1 | Flow 1: Port → Site | SHU | HITACHI
610 | PRL-SHU-002-O2 Lot1 | HVDC-ADOPT-HE-0056 | SHU | EQ-001 | 190747 | 1 | Outdoor Covered | Composite Post Insulator-Bottom | 348 | 101 | 105 | 3.6905 | 500 | 598 | Stackable x2 | 85049090 | SEK | 433859 | MSC Irene | Sweden | Gothenburg | Khalifa port | 2024-01-27 | 2024-03-22 | [11 empty] | 2024-04-05 |  |  | CASE_LIST |  | 1 | site | SHU | 2024-04-05 | site | 0 | 1 | 1 | 2 | 3.51 | 2 | 3.51 | HITACHI(HE) |  | 1 | 1 | 0 | 1 | Flow 1: Port → Site | SHU | HITACHI
611 | PRL-SHU-002-O2 Lot1 | HVDC-ADOPT-HE-0056 | SHU | EQ-001 | 190748 | 1 | Outdoor Covered | Composite Post Insulator-Bottom | 348 | 101 | 105 | 3.6905 | 500 | 598 | Stackable x2 | 85049090 | SEK | 433859 | MSC Irene | Sweden | Gothenburg | Khalifa port | 2024-01-27 | 2024-03-22 | [11 empty] | 2024-04-05 |  |  | CASE_LIST |  | 1 | site | SHU | 2024-04-05 | site | 0 | 1 | 1 | 2 | 3.51 | 2 | 3.51 | HITACHI(HE) |  | 1 | 1 | 0 | 1 | Flow 1: Port → Site | SHU | HITACHI
612 | PRL-SHU-002-O2 Lot1 | HVDC-ADOPT-HE-0056 | SHU | EQ-001 | 190749 | 1 | Outdoor Covered | Composite Post Insulator-Bottom | 348 | 101 | 105 | 3.6905 | 500 | 598 | Stackable x2 | 85049090 | SEK | 433859 | MSC Irene | Sweden | Gothenburg | Khalifa port | 2024-01-27 | 2024-03-22 | [11 empty] | 2024-04-05 |  |  | CASE_LIST |  | 1 | site | SHU | 2024-04-05 | site | 0 | 1 | 1 | 2 | 3.51 | 2 | 3.51 | HITACHI(HE) |  | 1 | 1 | 0 | 1 | Flow 1: Port → Site | SHU | HITACHI
613 | PRL-SHU-002-O2 Lot1 | HVDC-ADOPT-HE-0056 | SHU | EQ-001 | 190765 | 1 | Outdoor Covered | Pneumatic Routing Outside Valve | 255 | 120 | 102 | 3.1212 | 300 | 500 | Stackable X4 | 85049090 | SEK | 433859 | MSC Irene | Sweden | Gothenburg | Khalifa port | 2024-01-27 | 2024-03-22 | [11 empty] | 2024-04-08 |  |  | CASE_LIST |  | 1 | site | SHU | 2024-04-08 | site | 0 | 1 | 1 | 2 | 3.06 | 4 | 3.06 | HITACHI(HE) |  | 1 | 1 | 0 | 1 | Flow 1: Port → Site | SHU | HITACHI
614 | PRL-SHU-002-O2 Lot1 | HVDC-ADOPT-HE-0056 | SHU | EQ-001 | 190766 | 1 | Outdoor Covered | Pneumatic Routing Outside Valve | 255 | 120 | 102 | 3.1212 | 300 | 500 | Stackable X4 | 85049090 | SEK | 433859 | MSC Irene | Sweden | Gothenburg | Khalifa port | 2024-01-27 | 2024-03-22 | [11 empty] | 2024-04-08 |  |  | CASE_LIST |  | 1 | site | SHU | 2024-04-08 | site | 0 | 1 | 1 | 2 | 3.06 | 4 | 3.06 | HITACHI(HE) |  | 1 | 1 | 0 | 1 | Flow 1: Port → Site | SHU | HITACHI
615 | PRL-SHU-002-O2 Lot1 | HVDC-ADOPT-HE-0056 | SHU | EQ-001 | 190769 | 1 | Outdoor Covered | Square profil | 300 | 45 | 62 | 0.837 | 210 | 295 | Stackable X4 | 85049090 | SEK | 433859 | MSC Irene | Sweden | Gothenburg | Khalifa port | 2024-01-27 | 2024-03-22 | [11 empty] | 2024-04-06 |  |  | CASE_LIST |  | 1 | site | SHU | 2024-04-06 | site | 0 | 1 | 1 | 2 | 1.35 | 4 | 1.35 | HITACHI(HE) |  | 1 | 1 | 0 | 1 | Flow 1: Port → Site | SHU | HITACHI
616 | PRL-SHU-002-O2 Lot1 | HVDC-ADOPT-HE-0056 | SHU | EQ-001 | 190770 | 1 | Outdoor Covered | Small Items Site Assembly | 300 | 45 | 62 | 0.837 | 210 | 295 | Stackable X4 | 85049090 | SEK | 433859 | MSC Irene | Sweden | Gothenburg | Khalifa port | 2024-01-27 | 2024-03-22 | [11 empty] | 2024-04-06 |  |  | CASE_LIST |  | 1 | site | SHU | 2024-04-06 | site | 0 | 1 | 1 | 2 | 1.35 | 4 | 1.35 | HITACHI(HE) |  | 1 | 1 | 0 | 1 | Flow 1: Port → Site | SHU | HITACHI
617 | PRL-SHU-002-O2 Lot1 | HVDC-ADOPT-HE-0056 | SHU | EQ-001 | 190771 | 1 | Outdoor Covered | Small Items Site Assembly | 300 | 45 | 62 | 0.837 | 210 | 295 | Stackable X4 | 85049090 | SEK | 433859 | MSC Irene | Sweden | Gothenburg | Khalifa port | 2024-01-27 | 2024-03-22 | [11 empty] | 2024-04-06 |  |  | CASE_LIST |  | 1 | site | SHU | 2024-04-06 | site | 0 | 1 | 1 | 2 | 1.35 | 4 | 1.35 | HITACHI(HE) |  | 1 | 1 | 0 | 1 | Flow 1: Port → Site | SHU | HITACHI
618 | PRL-SHU-002-O2 Lot1 | HVDC-ADOPT-HE-0056 | SHU | EQ-001 | 190773 | 1 | Outdoor Covered | Small Items Site Assembly | 125 | 100 | 103 | 1.2875 | 855 | 935 | Stackable X4 | 85049090 | SEK | 433859 | MSC Irene | Sweden | Gothenburg | Khalifa port | 2024-01-27 | 2024-03-22 | [11 empty] | 2024-04-08 |  |  | CASE_LIST |  | 1 | site | SHU | 2024-04-08 | site | 0 | 1 | 1 | 2 | 1.25 | 4 | 1.25 | HITACHI(HE) |  | 1 | 1 | 0 | 1 | Flow 1: Port → Site | SHU | HITACHI
619 | PRL-SHU-002-O2 Lot1 | HVDC-ADOPT-HE-0056 | SHU | EQ-001 | 190779 | 1 | Outdoor Covered | Nuts Bolts Washers new revision | 100 | 60 | 74 | 0.444 | 92 | 105 | Stackable X3 | 85049090 | SEK | 433859 | MSC Irene | Sweden | Gothenburg | Khalifa port | 2024-01-27 | 2024-03-22 | [11 empty] | 2024-04-06 |  |  | CASE_LIST |  | 1 | site | SHU | 2024-04-06 | site | 0 | 1 | 1 | 2 | 0.6 | 3 | 0.6 | HITACHI(HE) |  | 1 | 1 | 0 | 1 | Flow 1: Port → Site | SHU | HITACHI
620 | PRL-SHU-002-O2 Lot1 | HVDC-ADOPT-HE-0056 | SHU | EQ-001 | 190780 | 1 | Outdoor Covered | Nuts Bolts Washers 2/3 | 120 | 80 | 50 | 0.48 | 500 | 520 | Stackable X3 | 85049090 | SEK | 433859 | MSC Irene | Sweden | Gothenburg | Khalifa port | 2024-01-27 | 2024-03-22 | [11 empty] | 2024-04-08 |  |  | CASE_LIST |  | 1 | site | SHU | 2024-04-08 | site | 0 | 1 | 1 | 2 | 0.96 | 3 | 0.96 | HITACHI(HE) |  | 1 | 1 | 0 | 1 | Flow 1: Port → Site | SHU | HITACHI
621 | PRL-SHU-002-O2 Lot1 | HVDC-ADOPT-HE-0056 | SHU | EQ-001 | 190781 | 1 | Outdoor Covered | Nuts Bolts Washers 3/3 | 120 | 80 | 50 | 0.48 | 426 | 446 | Stackable X3 | 85049090 | SEK | 433859 | MSC Irene | Sweden | Gothenburg | Khalifa port | 2024-01-27 | 2024-03-22 | [11 empty] | 2024-04-17 |  |  | CASE_LIST |  | 1 | site | SHU | 2024-04-17 | site | 0 | 1 | 1 | 2 | 0.96 | 3 | 0.96 | HITACHI(HE) |  | 1 | 1 | 0 | 1 | Flow 1: Port → Site | SHU | HITACHI
796 | PRL-SHU-002-O LOT2 | HVDC-ADOPT-HE-0055 | SHU | EQ-001 | 190574 | 1 | Outdoor Covered | Top Part Installation - Positive | 447 | 270 | 108 | 13.0345 | 600 | 1040 | Stackable X3 | 85049000 | SEK | 433859 | ELLY Maersk | Sweden | Gothenburg | Khalifa port | 2024-02-15 | 2024-03-27 | [11 empty] | 2024-04-20 |  |  | CASE_LIST |  | 1 | site | SHU | 2024-04-20 | site | 0 | 1 | 1 | 2 | 12.07 | 3 | 12.07 | HITACHI(HE) |  | 1 | 1 | 0 | 1 | Flow 1: Port → Site | SHU | HITACHI
797 | PRL-SHU-002-O LOT2 | HVDC-ADOPT-HE-0055 | SHU | EQ-001 | 190575 | 1 | Outdoor Covered | Top Part Installation - Positive | 447 | 270 | 108 | 13.0345 | 600 | 1040 | Stackable X3 | 85049000 | SEK | 433859 | ELLY Maersk | Sweden | Gothenburg | Khalifa port | 2024-02-15 | 2024-03-27 | [11 empty] | 2024-04-20 |  |  | CASE_LIST |  | 1 | site | SHU | 2024-04-20 | site | 0 | 1 | 1 | 2 | 12.07 | 3 | 12.07 | HITACHI(HE) |  | 1 | 1 | 0 | 1 | Flow 1: Port → Site | SHU | HITACHI
798 | PRL-SHU-002-O LOT2 | HVDC-ADOPT-HE-0055 | SHU | EQ-001 | 190576 | 1 | Outdoor Covered | Top Part Installation - Positive | 447 | 270 | 108 | 13.0345 | 600 | 1040 | Stackable X3 | 85049000 | SEK | 433859 | ELLY Maersk | Sweden | Gothenburg | Khalifa port | 2024-02-15 | 2024-03-27 | [11 empty] | 2024-04-20 |  |  | CASE_LIST |  | 1 | site | SHU | 2024-04-20 | site | 0 | 1 | 1 | 2 | 12.07 | 3 | 12.07 | HITACHI(HE) |  | 1 | 1 | 0 | 1 | Flow 1: Port → Site | SHU | HITACHI
799 | PRL-SHU-002-O LOT2 | HVDC-ADOPT-HE-0055 | SHU | EQ-001 | 190577 | 1 | Outdoor Covered | Top Part Installation - Positive | 447 | 270 | 108 | 13.0345 | 600 | 1040 | Stackable X3 | 85049000 | SEK | 433859 | ELLY Maersk | Sweden | Gothenburg | Khalifa port | 2024-02-15 | 2024-03-27 | [11 empty] | 2024-04-23 |  |  | CASE_LIST |  | 1 | site | SHU | 2024-04-23 | site | 0 | 1 | 1 | 2 | 12.07 | 3 | 12.07 | HITACHI(HE) |  | 1 | 1 | 0 | 1 | Flow 1: Port → Site | SHU | HITACHI
800 | PRL-SHU-002-O LOT2 | HVDC-ADOPT-HE-0055 | SHU | EQ-001 | 190578 | 1 | Outdoor Covered | Top Part Installation - Positive | 447 | 270 | 108 | 13.0345 | 600 | 1040 | Stackable X3 | 85049000 | SEK | 433859 | ELLY Maersk | Sweden | Gothenburg | Khalifa port | 2024-02-15 | 2024-03-27 | [11 empty] | 2024-04-23 |  |  | CASE_LIST |  | 1 | site | SHU | 2024-04-23 | site | 0 | 1 | 1 | 2 | 12.07 | 3 | 12.07 | HITACHI(HE) |  | 1 | 1 | 0 | 1 | Flow 1: Port → Site | SHU | HITACHI
801 | PRL-SHU-002-O LOT2 | HVDC-ADOPT-HE-0055 | SHU | EQ-001 | 190579 | 1 | Outdoor Covered | Top Part Installation - Positive | 447 | 270 | 108 | 13.0345 | 600 | 1040 | Stackable X3 | 85049000 | SEK | 433859 | ELLY Maersk | Sweden | Gothenburg | Khalifa port | 2024-02-15 | 2024-03-27 | [11 empty] | 2024-04-23 |  |  | CASE_LIST |  | 1 | site | SHU | 2024-04-23 | site | 0 | 1 | 1 | 2 | 12.07 | 3 | 12.07 | HITACHI(HE) |  | 1 | 1 | 0 | 1 | Flow 1: Port → Site | SHU | HITACHI
802 | PRL-SHU-002-O LOT2 | HVDC-ADOPT-HE-0055 | SHU | EQ-001 | 190580 | 1 | Outdoor Covered | Top Part Installation - Positive | 447 | 270 | 108 | 13.0345 | 600 | 1040 | Stackable X3 | 85049000 | SEK | 433859 | ELLY Maersk | Sweden | Gothenburg | Khalifa port | 2024-02-15 | 2024-03-27 | [11 empty] | 2024-04-23 |  |  | CASE_LIST |  | 1 | site | SHU | 2024-04-23 | site | 0 | 1 | 1 | 2 | 12.07 | 3 | 12.07 | HITACHI(HE) |  | 1 | 1 | 0 | 1 | Flow 1: Port → Site | SHU | HITACHI
803 | PRL-SHU-002-O LOT2 | HVDC-ADOPT-HE-0055 | SHU | EQ-001 | 190581 | 1 | Outdoor Covered | Top Part Installation - Positive | 447 | 270 | 108 | 13.0345 | 600 | 1040 | Stackable X3 | 85049000 | SEK | 433859 | ELLY Maersk | Sweden | Gothenburg | Khalifa port | 2024-02-15 | 2024-03-27 | [11 empty] | 2024-04-23 |  |  | CASE_LIST |  | 1 | site | SHU | 2024-04-23 | site | 0 | 1 | 1 | 2 | 12.07 | 3 | 12.07 | HITACHI(HE) |  | 1 | 1 | 0 | 1 | Flow 1: Port → Site | SHU | HITACHI
804 | PRL-SHU-002-O LOT2 | HVDC-ADOPT-HE-0055 | SHU | EQ-001 | 190582 | 1 | Outdoor Covered | Top Part Installation - Positive | 447 | 270 | 108 | 13.0345 | 600 | 1040 | Stackable X3 | 85049000 | SEK | 433859 | ELLY Maersk | Sweden | Gothenburg | Khalifa port | 2024-02-15 | 2024-03-27 | [11 empty] | 2024-04-23 |  |  | CASE_LIST |  | 1 | site | SHU | 2024-04-23 | site | 0 | 1 | 1 | 2 | 12.07 | 3 | 12.07 | HITACHI(HE) |  | 1 | 1 | 0 | 1 | Flow 1: Port → Site | SHU | HITACHI
805 | PRL-SHU-002-O LOT2 | HVDC-ADOPT-HE-0055 | SHU | EQ-001 | 190583 | 1 | Outdoor Covered | Top Part Installation - Positive | 447 | 270 | 108 | 13.0345 | 600 | 1040 | Stackable X3 | 85049000 | SEK | 433859 | ELLY Maersk | Sweden | Gothenburg | Khalifa port | 2024-02-15 | 2024-03-27 | [11 empty] | 2024-04-20 |  |  | CASE_LIST |  | 1 | site | SHU | 2024-04-20 | site | 0 | 1 | 1 | 2 | 12.07 | 3 | 12.07 | HITACHI(HE) |  | 1 | 1 | 0 | 1 | Flow 1: Port → Site | SHU | HITACHI
806 | PRL-SHU-002-O LOT2 | HVDC-ADOPT-HE-0055 | SHU | EQ-001 | 190584 | 1 | Outdoor Covered | Top Part Installation - Positive | 447 | 270 | 108 | 13.0345 | 600 | 1040 | Stackable X3 | 85049000 | SEK | 433859 | ELLY Maersk | Sweden | Gothenburg | Khalifa port | 2024-02-15 | 2024-03-27 | [11 empty] | 2024-04-20 |  |  | CASE_LIST |  | 1 | site | SHU | 2024-04-20 | site | 0 | 1 | 1 | 2 | 12.07 | 3 | 12.07 | HITACHI(HE) |  | 1 | 1 | 0 | 1 | Flow 1: Port → Site | SHU | HITACHI
807 | PRL-SHU-002-O LOT2 | HVDC-ADOPT-HE-0055 | SHU | EQ-001 | 190585 | 1 | Outdoor Covered | Top Part Installation - Positive | 447 | 270 | 108 | 13.0345 | 600 | 1040 | Stackable X3 | 85049000 | SEK | 433859 | ELLY Maersk | Sweden | Gothenburg | Khalifa port | 2024-02-15 | 2024-03-27 | [11 empty] | 2024-04-20 |  |  | CASE_LIST |  | 1 | site | SHU | 2024-04-20 | site | 0 | 1 | 1 | 2 | 12.07 | 3 | 12.07 | HITACHI(HE) |  | 1 | 1 | 0 | 1 | Flow 1: Port → Site | SHU | HITACHI
808 | PRL-SHU-002-O LOT2 | HVDC-ADOPT-HE-0055 | SHU | EQ-001 | 190586 | 1 | Outdoor Covered | Top Part Installation - Positive | 447 | 270 | 108 | 13.0345 | 600 | 1040 | Stackable X3 | 85049000 | SEK | 433859 | ELLY Maersk | Sweden | Gothenburg | Khalifa port | 2024-02-15 | 2024-03-27 | [11 empty] | 2024-04-20 |  |  | CASE_LIST |  | 1 | site | SHU | 2024-04-20 | site | 0 | 1 | 1 | 2 | 12.07 | 3 | 12.07 | HITACHI(HE) |  | 1 | 1 | 0 | 1 | Flow 1: Port → Site | SHU | HITACHI
809 | PRL-SHU-002-O LOT2 | HVDC-ADOPT-HE-0055 | SHU | EQ-001 | 190587 | 1 | Outdoor Covered | Top Part Installation - Positive | 447 | 270 | 108 | 13.0345 | 600 | 1040 | Stackable X3 | 85049000 | SEK | 433859 | ELLY Maersk | Sweden | Gothenburg | Khalifa port | 2024-02-15 | 2024-03-27 | [11 empty] | 2024-04-20 |  |  | CASE_LIST |  | 1 | site | SHU | 2024-04-20 | site | 0 | 1 | 1 | 2 | 12.07 | 3 | 12.07 | HITACHI(HE) |  | 1 | 1 | 0 | 1 | Flow 1: Port → Site | SHU | HITACHI
810 | PRL-SHU-002-O LOT2 | HVDC-ADOPT-HE-0055 | SHU | EQ-001 | 190588 | 1 | Outdoor Covered | Top Part Installation - Positive | 447 | 270 | 108 | 13.0345 | 600 | 1040 | Stackable X3 | 85049000 | SEK | 433859 | ELLY Maersk | Sweden | Gothenburg | Khalifa port | 2024-02-15 | 2024-03-27 | [11 empty] | 2024-04-20 |  |  | CASE_LIST |  | 1 | site | SHU | 2024-04-20 | site | 0 | 1 | 1 | 2 | 12.07 | 3 | 12.07 | HITACHI(HE) |  | 1 | 1 | 0 | 1 | Flow 1: Port → Site | SHU | HITACHI
811 | PRL-SHU-002-O LOT2 | HVDC-ADOPT-HE-0055 | SHU | EQ-001 | 190589 | 1 | Outdoor Covered | Top Part Installation - Positive | 447 | 270 | 108 | 13.0345 | 600 | 1040 | Stackable X3 | 85049000 | SEK | 433859 | ELLY Maersk | Sweden | Gothenburg | Khalifa port | 2024-02-15 | 2024-03-27 | [11 empty] | 2024-04-20 |  |  | CASE_LIST |  | 1 | site | SHU | 2024-04-20 | site | 0 | 1 | 1 | 2 | 12.07 | 3 | 12.07 | HITACHI(HE) |  | 1 | 1 | 0 | 1 | Flow 1: Port → Site | SHU | HITACHI
812 | PRL-SHU-002-O LOT2 | HVDC-ADOPT-HE-0055 | SHU | EQ-001 | 190590 | 1 | Outdoor Covered | Top Part Installation - Positive | 447 | 270 | 108 | 13.0345 | 600 | 1040 | Stackable X3 | 85049000 | SEK | 433859 | ELLY Maersk | Sweden | Gothenburg | Khalifa port | 2024-02-15 | 2024-03-27 | [11 empty] | 2024-04-20 |  |  | CASE_LIST |  | 1 | site | SHU | 2024-04-20 | site | 0 | 1 | 1 | 2 | 12.07 | 3 | 12.07 | HITACHI(HE) |  | 1 | 1 | 0 | 1 | Flow 1: Port → Site | SHU | HITACHI
813 | PRL-SHU-002-O LOT2 | HVDC-ADOPT-HE-0055 | SHU | EQ-001 | 190591 | 1 | Outdoor Covered | Top Part Installation - Positive | 447 | 270 | 108 | 13.0345 | 600 | 1040 | Stackable X3 | 85049000 | SEK | 433859 | ELLY Maersk | Sweden | Gothenburg | Khalifa port | 2024-02-15 | 2024-03-27 | [11 empty] | 2024-04-20 |  |  | CASE_LIST |  | 1 | site | SHU | 2024-04-20 | site | 0 | 1 | 1 | 2 | 12.07 | 3 | 12.07 | HITACHI(HE) |  | 1 | 1 | 0 | 1 | Flow 1: Port → Site | SHU | HITACHI
814 | PRL-SHU-002-O LOT2 | HVDC-ADOPT-HE-0055 | SHU | EQ-001 | 190592 | 1 | Outdoor Covered | Top Part Installation - Negative | 447 | 270 | 108 | 13.0345 | 600 | 1040 | Stackable X3 | 85049000 | SEK | 433859 | ELLY Maersk | Sweden | Gothenburg | Khalifa port | 2024-02-15 | 2024-03-27 | [11 empty] | 2024-04-20 |  |  | CASE_LIST |  | 1 | site | SHU | 2024-04-20 | site | 0 | 1 | 1 | 2 | 12.07 | 3 | 12.07 | HITACHI(HE) |  | 1 | 1 | 0 | 1 | Flow 1: Port → Site | SHU | HITACHI
815 | PRL-SHU-002-O LOT2 | HVDC-ADOPT-HE-0055 | SHU | EQ-001 | 190593 | 1 | Outdoor Covered | Top Part Installation - Negative | 447 | 270 | 108 | 13.0345 | 600 | 1040 | Stackable X3 | 85049000 | SEK | 433859 | ELLY Maersk | Sweden | Gothenburg | Khalifa port | 2024-02-15 | 2024-03-27 | [11 empty] | 2024-04-20 |  |  | CASE_LIST |  | 1 | site | SHU | 2024-04-20 | site | 0 | 1 | 1 | 2 | 12.07 | 3 | 12.07 | HITACHI(HE) |  | 1 | 1 | 0 | 1 | Flow 1: Port → Site | SHU | HITACHI
816 | PRL-SHU-002-O LOT2 | HVDC-ADOPT-HE-0055 | SHU | EQ-001 | 190594 | 1 | Outdoor Covered | Top Part Installation - Negative | 447 | 270 | 108 | 13.0345 | 600 | 1040 | Stackable X3 | 85049000 | SEK | 433859 | ELLY Maersk | Sweden | Gothenburg | Khalifa port | 2024-02-15 | 2024-03-27 | [11 empty] | 2024-04-20 |  |  | CASE_LIST |  | 1 | site | SHU | 2024-04-20 | site | 0 | 1 | 1 | 2 | 12.07 | 3 | 12.07 | HITACHI(HE) |  | 1 | 1 | 0 | 1 | Flow 1: Port → Site | SHU | HITACHI
817 | PRL-SHU-002-O LOT2 | HVDC-ADOPT-HE-0055 | SHU | EQ-001 | 190595 | 1 | Outdoor Covered | Top Part Installation - Negative | 447 | 270 | 108 | 13.0345 | 600 | 1040 | Stackable X3 | 85049000 | SEK | 433859 | ELLY Maersk | Sweden | Gothenburg | Khalifa port | 2024-02-15 | 2024-03-27 | [11 empty] | 2024-04-20 |  |  | CASE_LIST |  | 1 | site | SHU | 2024-04-20 | site | 0 | 1 | 1 | 2 | 12.07 | 3 | 12.07 | HITACHI(HE) |  | 1 | 1 | 0 | 1 | Flow 1: Port → Site | SHU | HITACHI
818 | PRL-SHU-002-O LOT2 | HVDC-ADOPT-HE-0055 | SHU | EQ-001 | 190596 | 1 | Outdoor Covered | Top Part Installation - Negative | 447 | 270 | 108 | 13.0345 | 600 | 1040 | Stackable X3 | 85049000 | SEK | 433859 | ELLY Maersk | Sweden | Gothenburg | Khalifa port | 2024-02-15 | 2024-03-27 | [11 empty] | 2024-04-20 |  |  | CASE_LIST |  | 1 | site | SHU | 2024-04-20 | site | 0 | 1 | 1 | 2 | 12.07 | 3 | 12.07 | HITACHI(HE) |  | 1 | 1 | 0 | 1 | Flow 1: Port → Site | SHU | HITACHI
819 | PRL-SHU-002-O LOT2 | HVDC-ADOPT-HE-0055 | SHU | EQ-001 | 190597 | 1 | Outdoor Covered | Top Part Installation - Negative | 447 | 270 | 108 | 13.0345 | 600 | 1040 | Stackable X3 | 85049000 | SEK | 433859 | ELLY Maersk | Sweden | Gothenburg | Khalifa port | 2024-02-15 | 2024-03-27 | [11 empty] | 2024-04-20 |  |  | CASE_LIST |  | 1 | site | SHU | 2024-04-20 | site | 0 | 1 | 1 | 2 | 12.07 | 3 | 12.07 | HITACHI(HE) |  | 1 | 1 | 0 | 1 | Flow 1: Port → Site | SHU | HITACHI
820 | PRL-SHU-002-O LOT2 | HVDC-ADOPT-HE-0055 | SHU | EQ-001 | 190598 | 1 | Outdoor Covered | Top Part Installation - Negative | 447 | 270 | 108 | 13.0345 | 600 | 1040 | Stackable X3 | 85049000 | SEK | 433859 | ELLY Maersk | Sweden | Gothenburg | Khalifa port | 2024-02-15 | 2024-03-27 | [11 empty] | 2024-04-20 |  |  | CASE_LIST |  | 1 | site | SHU | 2024-04-20 | site | 0 | 1 | 1 | 2 | 12.07 | 3 | 12.07 | HITACHI(HE) |  | 1 | 1 | 0 | 1 | Flow 1: Port → Site | SHU | HITACHI
821 | PRL-SHU-002-O LOT2 | HVDC-ADOPT-HE-0055 | SHU | EQ-001 | 190599 | 1 | Outdoor Covered | Top Part Installation - Negative | 447 | 270 | 108 | 13.0345 | 600 | 1040 | Stackable X3 | 85049000 | SEK | 433859 | ELLY Maersk | Sweden | Gothenburg | Khalifa port | 2024-02-15 | 2024-03-27 | [11 empty] | 2024-04-20 |  |  | CASE_LIST |  | 1 | site | SHU | 2024-04-20 | site | 0 | 1 | 1 | 2 | 12.07 | 3 | 12.07 | HITACHI(HE) |  | 1 | 1 | 0 | 1 | Flow 1: Port → Site | SHU | HITACHI
822 | PRL-SHU-002-O LOT2 | HVDC-ADOPT-HE-0055 | SHU | EQ-001 | 190600 | 1 | Outdoor Covered | Top Part Installation - Negative | 447 | 270 | 108 | 13.0345 | 600 | 1040 | Stackable X3 | 85049000 | SEK | 433859 | ELLY Maersk | Sweden | Gothenburg | Khalifa port | 2024-02-15 | 2024-03-27 | [11 empty] | 2024-04-20 |  |  | CASE_LIST |  | 1 | site | SHU | 2024-04-20 | site | 0 | 1 | 1 | 2 | 12.07 | 3 | 12.07 | HITACHI(HE) |  | 1 | 1 | 0 | 1 | Flow 1: Port → Site | SHU | HITACHI
823 | PRL-SHU-002-O LOT2 | HVDC-ADOPT-HE-0055 | SHU | EQ-001 | 190601 | 1 | Outdoor Covered | Top Part Installation - Negative | 447 | 270 | 108 | 13.0345 | 600 | 1040 | Stackable X3 | 85049000 | SEK | 433859 | ELLY Maersk | Sweden | Gothenburg | Khalifa port | 2024-02-15 | 2024-03-27 | [11 empty] | 2024-04-20 |  |  | CASE_LIST |  | 1 | site | SHU | 2024-04-20 | site | 0 | 1 | 1 | 2 | 12.07 | 3 | 12.07 | HITACHI(HE) |  | 1 | 1 | 0 | 1 | Flow 1: Port → Site | SHU | HITACHI
824 | PRL-SHU-002-O LOT2 | HVDC-ADOPT-HE-0055 | SHU | EQ-001 | 190602 | 1 | Outdoor Covered | Top Part Installation - Negative | 447 | 270 | 108 | 13.0345 | 600 | 1040 | Stackable X3 | 85049000 | SEK | 433859 | ELLY Maersk | Sweden | Gothenburg | Khalifa port | 2024-02-15 | 2024-03-27 | [11 empty] | 2024-04-20 |  |  | CASE_LIST |  | 1 | site | SHU | 2024-04-20 | site | 0 | 1 | 1 | 2 | 12.07 | 3 | 12.07 | HITACHI(HE) |  | 1 | 1 | 0 | 1 | Flow 1: Port → Site | SHU | HITACHI
825 | PRL-SHU-002-O LOT2 | HVDC-ADOPT-HE-0055 | SHU | EQ-001 | 190603 | 1 | Outdoor Covered | Top Part Installation - Negative | 447 | 270 | 108 | 13.0345 | 600 | 1040 | Stackable X3 | 85049000 | SEK | 433859 | ELLY Maersk | Sweden | Gothenburg | Khalifa port | 2024-02-15 | 2024-03-27 | [11 empty] | 2024-04-20 |  |  | CASE_LIST |  | 1 | site | SHU | 2024-04-20 | site | 0 | 1 | 1 | 2 | 12.07 | 3 | 12.07 | HITACHI(HE) |  | 1 | 1 | 0 | 1 | Flow 1: Port → Site | SHU | HITACHI
826 | PRL-SHU-002-O LOT2 | HVDC-ADOPT-HE-0055 | SHU | EQ-001 | 190604 | 1 | Outdoor Covered | Top Part Installation - Negative | 447 | 270 | 108 | 13.0345 | 600 | 1040 | Stackable X3 | 85049000 | SEK | 433859 | ELLY Maersk | Sweden | Gothenburg | Khalifa port | 2024-02-15 | 2024-03-27 | [11 empty] | 2024-04-20 |  |  | CASE_LIST |  | 1 | site | SHU | 2024-04-20 | site | 0 | 1 | 1 | 2 | 12.07 | 3 | 12.07 | HITACHI(HE) |  | 1 | 1 | 0 | 1 | Flow 1: Port → Site | SHU | HITACHI
827 | PRL-SHU-002-O LOT2 | HVDC-ADOPT-HE-0055 | SHU | EQ-001 | 190605 | 1 | Outdoor Covered | Top Part Installation - Negative | 447 | 270 | 108 | 13.0345 | 600 | 1040 | Stackable X3 | 85049000 | SEK | 433859 | ELLY Maersk | Sweden | Gothenburg | Khalifa port | 2024-02-15 | 2024-03-27 | [11 empty] | 2024-04-20 |  |  | CASE_LIST |  | 1 | site | SHU | 2024-04-20 | site | 0 | 1 | 1 | 2 | 12.07 | 3 | 12.07 | HITACHI(HE) |  | 1 | 1 | 0 | 1 | Flow 1: Port → Site | SHU | HITACHI
828 | PRL-SHU-002-O LOT2 | HVDC-ADOPT-HE-0055 | SHU | EQ-001 | 190606 | 1 | Outdoor Covered | Top Part Installation - Negative | 447 | 270 | 108 | 13.0345 | 600 | 1040 | Stackable X3 | 85049000 | SEK | 433859 | ELLY Maersk | Sweden | Gothenburg | Khalifa port | 2024-02-15 | 2024-03-27 | [11 empty] | 2024-04-20 |  |  | CASE_LIST |  | 1 | site | SHU | 2024-04-20 | site | 0 | 1 | 1 | 2 | 12.07 | 3 | 12.07 | HITACHI(HE) |  | 1 | 1 | 0 | 1 | Flow 1: Port → Site | SHU | HITACHI
829 | PRL-SHU-002-O LOT2 | HVDC-ADOPT-HE-0055 | SHU | EQ-001 | 190607 | 1 | Outdoor Covered | Top Part Installation - Negative | 447 | 270 | 108 | 13.0345 | 600 | 1040 | Stackable X3 | 85049000 | SEK | 433859 | ELLY Maersk | Sweden | Gothenburg | Khalifa port | 2024-02-15 | 2024-03-27 | [11 empty] | 2024-04-20 |  |  | CASE_LIST |  | 1 | site | SHU | 2024-04-20 | site | 0 | 1 | 1 | 2 | 12.07 | 3 | 12.07 | HITACHI(HE) |  | 1 | 1 | 0 | 1 | Flow 1: Port → Site | SHU | HITACHI
830 | PRL-SHU-002-O LOT2 | HVDC-ADOPT-HE-0055 | SHU | EQ-001 | 190608 | 1 | Outdoor Covered | Top Part Installation - Negative | 447 | 270 | 108 | 13.0345 | 600 | 1040 | Stackable X3 | 85049000 | SEK | 433859 | ELLY Maersk | Sweden | Gothenburg | Khalifa port | 2024-02-15 | 2024-03-27 | [11 empty] | 2024-04-20 |  |  | CASE_LIST |  | 1 | site | SHU | 2024-04-20 | site | 0 | 1 | 1 | 2 | 12.07 | 3 | 12.07 | HITACHI(HE) |  | 1 | 1 | 0 | 1 | Flow 1: Port → Site | SHU | HITACHI
831 | PRL-SHU-002-O LOT2 | HVDC-ADOPT-HE-0055 | SHU | EQ-001 | 190609 | 1 | Outdoor Covered | Top Part Installation - Negative | 447 | 270 | 108 | 13.0345 | 600 | 1040 | Stackable X3 | 85049000 | SEK | 433859 | ELLY Maersk | Sweden | Gothenburg | Khalifa port | 2024-02-15 | 2024-03-27 | [11 empty] | 2024-04-20 |  |  | CASE_LIST |  | 1 | site | SHU | 2024-04-20 | site | 0 | 1 | 1 | 2 | 12.07 | 3 | 12.07 | HITACHI(HE) |  | 1 | 1 | 0 | 1 | Flow 1: Port → Site | SHU | HITACHI
496 | PRL-SHU-002-O1 Lot1 | HVDC-ADOPT-HE-0054 | SHU | EQ-001 | 190521 | 1 | Indoor | Serpentine | 424 | 90 | 121 | 4.6174 | 30 | 315 | Stackable X3 | 85049090 | SEK | 433859 | MSC Irene | Sweden | Gothenburg | Khalifa port | 2024-01-27 | 2024-03-22 |  | 2024-03-29 | 2024-05-27 | [8 empty] | 2025-03-10 |  |  | CASE_LIST | 1 | 1 | site | SHU | 2025-03-10 | site | 2 | 3 | -1 | 2 | 3.82 | 3 | 3.82 | HITACHI(HE) |  | 1 | 3 | 2 | 5 | Flow 5: Mixed / Waiting / Incomplete leg | SHU | HITACHI
497 | PRL-SHU-002-O1 Lot1 | HVDC-ADOPT-HE-0054 | SHU | EQ-001 | 190522 | 1 | Indoor | Serpentine | 424 | 90 | 121 | 4.6174 | 30 | 315 | Stackable X3 | 85049090 | SEK | 433859 | MSC Irene | Sweden | Gothenburg | Khalifa port | 2024-01-27 | 2024-03-22 |  | 2024-03-29 | 2024-05-28 | [8 empty] | 2025-03-10 |  |  | CASE_LIST | 1 | 1 | site | SHU | 2025-03-10 | site | 2 | 3 | -1 | 2 | 3.82 | 3 | 3.82 | HITACHI(HE) |  | 1 | 3 | 2 | 5 | Flow 5: Mixed / Waiting / Incomplete leg | SHU | HITACHI
498 | PRL-SHU-002-O1 Lot1 | HVDC-ADOPT-HE-0054 | SHU | EQ-001 | 190523 | 1 | Indoor | Serpentine | 424 | 90 | 121 | 4.6174 | 30 | 315 | Stackable X3 | 85049090 | SEK | 433859 | MSC Irene | Sweden | Gothenburg | Khalifa port | 2024-01-27 | 2024-03-22 |  | 2024-03-29 | 2024-05-27 | [8 empty] | 2025-03-10 |  |  | CASE_LIST | 1 | 1 | site | SHU | 2025-03-10 | site | 2 | 3 | -1 | 2 | 3.82 | 3 | 3.82 | HITACHI(HE) |  | 1 | 3 | 2 | 5 | Flow 5: Mixed / Waiting / Incomplete leg | SHU | HITACHI
499 | PRL-SHU-002-O1 Lot1 | HVDC-ADOPT-HE-0054 | SHU | EQ-001 | 190524 | 1 | Indoor | Serpentine | 424 | 90 | 121 | 4.6174 | 30 | 315 | Stackable X3 | 85049090 | SEK | 433859 | MSC Irene | Sweden | Gothenburg | Khalifa port | 2024-01-27 | 2024-03-22 |  | 2024-03-29 | 2024-05-28 | [8 empty] | 2025-03-10 |  |  | CASE_LIST | 1 | 1 | site | SHU | 2025-03-10 | site | 2 | 3 | -1 | 2 | 3.82 | 3 | 3.82 | HITACHI(HE) |  | 1 | 3 | 2 | 5 | Flow 5: Mixed / Waiting / Incomplete leg | SHU | HITACHI
500 | PRL-SHU-002-O1 Lot1 | HVDC-ADOPT-HE-0054 | SHU | EQ-001 | 190525 | 1 | Indoor | Serpentine | 424 | 90 | 121 | 4.6174 | 30 | 315 | Stackable X3 | 85049090 | SEK | 433859 | MSC Irene | Sweden | Gothenburg | Khalifa port | 2024-01-27 | 2024-03-22 |  | 2024-03-29 | 2024-05-28 | [8 empty] | 2025-03-10 |  |  | CASE_LIST | 1 | 1 | site | SHU | 2025-03-10 | site | 2 | 3 | -1 | 2 | 3.82 | 3 | 3.82 | HITACHI(HE) |  | 1 | 3 | 2 | 5 | Flow 5: Mixed / Waiting / Incomplete leg | SHU | HITACHI
501 | PRL-SHU-002-O1 Lot1 | HVDC-ADOPT-HE-0054 | SHU | EQ-001 | 190526 | 1 | Indoor | Serpentine | 424 | 90 | 121 | 4.6174 | 30 | 315 | Stackable X3 | 85049090 | SEK | 433859 | MSC Irene | Sweden | Gothenburg | Khalifa port | 2024-01-27 | 2024-03-22 |  | 2024-03-29 | 2024-05-27 | [8 empty] | 2025-03-10 |  |  | CASE_LIST | 1 | 1 | site | SHU | 2025-03-10 | site | 2 | 3 | -1 | 2 | 3.82 | 3 | 3.82 | HITACHI(HE) |  | 1 | 3 | 2 | 5 | Flow 5: Mixed / Waiting / Incomplete leg | SHU | HITACHI
502 | PRL-SHU-002-O1 Lot1 | HVDC-ADOPT-HE-0054 | SHU | EQ-001 | 190527 | 1 | Indoor | Serpentine | 424 | 90 | 121 | 4.6174 | 30 | 315 | Stackable X3 | 85049090 | SEK | 433859 | MSC Irene | Sweden | Gothenburg | Khalifa port | 2024-01-27 | 2024-03-22 |  | 2024-03-29 | 2024-05-27 | [8 empty] | 2025-03-10 |  |  | CASE_LIST | 1 | 1 | site | SHU | 2025-03-10 | site | 2 | 3 | -1 | 2 | 3.82 | 3 | 3.82 | HITACHI(HE) |  | 1 | 3 | 2 | 5 | Flow 5: Mixed / Waiting / Incomplete leg | SHU | HITACHI
503 | PRL-SHU-002-O1 Lot1 | HVDC-ADOPT-HE-0054 | SHU | EQ-001 | 190528 | 1 | Indoor | Serpentine | 424 | 90 | 121 | 4.6174 | 30 | 315 | Stackable X3 | 85049090 | SEK | 433859 | MSC Irene | Sweden | Gothenburg | Khalifa port | 2024-01-27 | 2024-03-22 |  | 2024-03-29 | 2024-05-28 | [8 empty] | 2025-03-10 |  |  | CASE_LIST | 1 | 1 | site | SHU | 2025-03-10 | site | 2 | 3 | -1 | 2 | 3.82 | 3 | 3.82 | HITACHI(HE) |  | 1 | 3 | 2 | 5 | Flow 5: Mixed / Waiting / Incomplete leg | SHU | HITACHI
504 | PRL-SHU-002-O1 Lot1 | HVDC-ADOPT-HE-0054 | SHU | EQ-001 | 190529 | 1 | Indoor | Serpentine | 424 | 90 | 121 | 4.6174 | 30 | 315 | Stackable X3 | 85049090 | SEK | 433859 | MSC Irene | Sweden | Gothenburg | Khalifa port | 2024-01-27 | 2024-03-22 |  | 2024-03-29 | 2024-05-28 | [8 empty] | 2025-03-10 |  |  | CASE_LIST | 1 | 1 | site | SHU | 2025-03-10 | site | 2 | 3 | -1 | 2 | 3.82 | 3 | 3.82 | HITACHI(HE) |  | 1 | 3 | 2 | 5 | Flow 5: Mixed / Waiting / Incomplete leg | SHU | HITACHI
505 | PRL-SHU-002-O1 Lot1 | HVDC-ADOPT-HE-0054 | SHU | EQ-001 | 190530 | 1 | Indoor | Serpentine | 424 | 90 | 121 | 4.6174 | 30 | 315 | Stackable X3 | 85049090 | SEK | 433859 | MSC Irene | Sweden | Gothenburg | Khalifa port | 2024-01-27 | 2024-03-22 |  | 2024-03-29 | 2024-05-28 | [8 empty] | 2025-03-10 |  |  | CASE_LIST | 1 | 1 | site | SHU | 2025-03-10 | site | 2 | 3 | -1 | 2 | 3.82 | 3 | 3.82 | HITACHI(HE) |  | 1 | 3 | 2 | 5 | Flow 5: Mixed / Waiting / Incomplete leg | SHU | HITACHI
506 | PRL-SHU-002-O1 Lot1 | HVDC-ADOPT-HE-0054 | SHU | EQ-001 | 190531 | 1 | Indoor | Serpentine | 424 | 90 | 121 | 4.6174 | 30 | 315 | Stackable X3 | 85049090 | SEK | 433859 | MSC Irene | Sweden | Gothenburg | Khalifa port | 2024-01-27 | 2024-03-22 |  | 2024-03-29 | 2024-05-28 | [8 empty] | 2025-03-10 |  |  | CASE_LIST | 1 | 1 | site | SHU | 2025-03-10 | site | 2 | 3 | -1 | 2 | 3.82 | 3 | 3.82 | HITACHI(HE) |  | 1 | 3 | 2 | 5 | Flow 5: Mixed / Waiting / Incomplete leg | SHU | HITACHI
507 | PRL-SHU-002-O1 Lot1 | HVDC-ADOPT-HE-0054 | SHU | EQ-001 | 190532 | 1 | Indoor | Serpentine | 424 | 90 | 121 | 4.6174 | 50 | 315 | Stackable X3 | 85049090 | SEK | 433859 | MSC Irene | Sweden | Gothenburg | Khalifa port | 2024-01-27 | 2024-03-22 |  | 2024-03-29 | 2024-05-28 | [8 empty] | 2025-03-10 |  |  | CASE_LIST | 1 | 1 | site | SHU | 2025-03-10 | site | 2 | 3 | -1 | 2 | 3.82 | 3 | 3.82 | HITACHI(HE) |  | 1 | 3 | 2 | 5 | Flow 5: Mixed / Waiting / Incomplete leg | SHU | HITACHI
508 | PRL-SHU-002-O1 Lot1 | HVDC-ADOPT-HE-0054 | SHU | EQ-001 | 190533 | 1 | Indoor | Serpentine | 424 | 90 | 121 | 4.6174 | 50 | 315 | Stackable X3 | 85049090 | SEK | 433859 | MSC Irene | Sweden | Gothenburg | Khalifa port | 2024-01-27 | 2024-03-22 |  | 2024-03-29 | 2024-05-28 | [8 empty] | 2025-03-10 |  |  | CASE_LIST | 1 | 1 | site | SHU | 2025-03-10 | site | 2 | 3 | -1 | 2 | 3.82 | 3 | 3.82 | HITACHI(HE) |  | 1 | 3 | 2 | 5 | Flow 5: Mixed / Waiting / Incomplete leg | SHU | HITACHI
509 | PRL-SHU-002-O1 Lot1 | HVDC-ADOPT-HE-0054 | SHU | EQ-001 | 190534 | 1 | Indoor | Serpentine | 424 | 90 | 121 | 4.6174 | 50 | 315 | Stackable X3 | 85049090 | SEK | 433859 | MSC Irene | Sweden | Gothenburg | Khalifa port | 2024-01-27 | 2024-03-22 |  | 2024-03-29 | 2024-05-28 | [8 empty] | 2025-03-10 |  |  | CASE_LIST | 1 | 1 | site | SHU | 2025-03-10 | site | 2 | 3 | -1 | 2 | 3.82 | 3 | 3.82 | HITACHI(HE) |  | 1 | 3 | 2 | 5 | Flow 5: Mixed / Waiting / Incomplete leg | SHU | HITACHI
510 | PRL-SHU-002-O1 Lot1 | HVDC-ADOPT-HE-0054 | SHU | EQ-001 | 190535 | 1 | Indoor | Serpentine | 424 | 90 | 121 | 4.6174 | 50 | 315 | Stackable X3 | 85049090 | SEK | 433859 | MSC Irene | Sweden | Gothenburg | Khalifa port | 2024-01-27 | 2024-03-22 |  | 2024-03-29 | 2024-05-28 | [8 empty] | 2025-03-10 |  |  | CASE_LIST | 1 | 1 | site | SHU | 2025-03-10 | site | 2 | 3 | -1 | 2 | 3.82 | 3 | 3.82 | HITACHI(HE) |  | 1 | 3 | 2 | 5 | Flow 5: Mixed / Waiting / Incomplete leg | SHU | HITACHI
511 | PRL-SHU-002-O1 Lot1 | HVDC-ADOPT-HE-0054 | SHU | EQ-001 | 190536 | 1 | Indoor | Serpentine | 424 | 90 | 121 | 4.6174 | 50 | 315 | Stackable X3 | 85049090 | SEK | 433859 | MSC Irene | Sweden | Gothenburg | Khalifa port | 2024-01-27 | 2024-03-22 |  | 2024-03-29 | 2024-05-27 | [8 empty] | 2025-03-10 |  |  | CASE_LIST | 1 | 1 | site | SHU | 2025-03-10 | site | 2 | 3 | -1 | 2 | 3.82 | 3 | 3.82 | HITACHI(HE) |  | 1 | 3 | 2 | 5 | Flow 5: Mixed / Waiting / Incomplete leg | SHU | HITACHI
512 | PRL-SHU-002-O1 Lot1 | HVDC-ADOPT-HE-0054 | SHU | EQ-001 | 190537 | 1 | Indoor | Serpentine | 424 | 90 | 121 | 4.6174 | 50 | 315 | Stackable X3 | 85049090 | SEK | 433859 | MSC Irene | Sweden | Gothenburg | Khalifa port | 2024-01-27 | 2024-03-22 |  | 2024-03-29 | 2024-05-28 | [8 empty] | 2025-03-10 |  |  | CASE_LIST | 1 | 1 | site | SHU | 2025-03-10 | site | 2 | 3 | -1 | 2 | 3.82 | 3 | 3.82 | HITACHI(HE) |  | 1 | 3 | 2 | 5 | Flow 5: Mixed / Waiting / Incomplete leg | SHU | HITACHI
513 | PRL-SHU-002-O1 Lot1 | HVDC-ADOPT-HE-0054 | SHU | EQ-001 | 190538 | 1 | Indoor | Serpentine | 424 | 90 | 121 | 4.6174 | 50 | 315 | Stackable X3 | 85049090 | SEK | 433859 | MSC Irene | Sweden | Gothenburg | Khalifa port | 2024-01-27 | 2024-03-22 |  | 2024-03-29 | 2024-05-28 | [8 empty] | 2025-03-10 |  |  | CASE_LIST | 1 | 1 | site | SHU | 2025-03-10 | site | 2 | 3 | -1 | 2 | 3.82 | 3 | 3.82 | HITACHI(HE) |  | 1 | 3 | 2 | 5 | Flow 5: Mixed / Waiting / Incomplete leg | SHU | HITACHI
514 | PRL-SHU-002-O1 Lot1 | HVDC-ADOPT-HE-0054 | SHU | EQ-001 | 190541 | 1 | Indoor | Serpentine | 424 | 90 | 121 | 4.6174 | 50 | 315 | Stackable X3 | 85049090 | SEK | 433859 | MSC Irene | Sweden | Gothenburg | Khalifa port | 2024-01-27 | 2024-03-22 |  | 2024-03-29 | 2024-05-28 | [8 empty] | 2025-06-26 |  |  | CASE_LIST | 1 | 1 | site | SHU | 2025-06-26 | site | 2 | 3 | -1 | 2 | 3.82 | 3 | 3.82 | HITACHI(HE) |  | 1 | 3 | 2 | 5 | Flow 5: Mixed / Waiting / Incomplete leg | SHU | HITACHI
515 | PRL-SHU-002-O1 Lot1 | HVDC-ADOPT-HE-0054 | SHU | EQ-001 | 190542 | 1 | Indoor | Serpentine | 424 | 90 | 121 | 4.6174 | 50 | 315 | Stackable X3 | 85049090 | SEK | 433859 | MSC Irene | Sweden | Gothenburg | Khalifa port | 2024-01-27 | 2024-03-22 |  | 2024-03-29 | 2024-05-28 | [8 empty] | 2025-06-26 |  |  | CASE_LIST | 1 | 1 | site | SHU | 2025-06-26 | site | 2 | 3 | -1 | 2 | 3.82 | 3 | 3.82 | HITACHI(HE) |  | 1 | 3 | 2 | 5 | Flow 5: Mixed / Waiting / Incomplete leg | SHU | HITACHI
516 | PRL-SHU-002-O1 Lot1 | HVDC-ADOPT-HE-0054 | SHU | EQ-001 | 190543 | 1 | Indoor | Serpentine | 424 | 90 | 121 | 4.6174 | 50 | 315 | Stackable X3 | 85049090 | SEK | 433859 | MSC Irene | Sweden | Gothenburg | Khalifa port | 2024-01-27 | 2024-03-22 |  | 2024-03-29 | 2024-05-28 | [8 empty] | 2025-06-26 |  |  | CASE_LIST | 1 | 1 | site | SHU | 2025-06-26 | site | 2 | 3 | -1 | 2 | 3.82 | 3 | 3.82 | HITACHI(HE) |  | 1 | 3 | 2 | 5 | Flow 5: Mixed / Waiting / Incomplete leg | SHU | HITACHI
517 | PRL-SHU-002-O1 Lot1 | HVDC-ADOPT-HE-0054 | SHU | EQ-001 | 190544 | 1 | Indoor | Serpentine | 424 | 90 | 121 | 4.6174 | 50 | 315 | Stackable X3 | 85049090 | SEK | 433859 | MSC Irene | Sweden | Gothenburg | Khalifa port | 2024-01-27 | 2024-03-22 |  | 2024-03-29 | 2024-05-27 | [8 empty] | 2025-06-26 |  |  | CASE_LIST | 1 | 1 | site | SHU | 2025-06-26 | site | 2 | 3 | -1 | 2 | 3.82 | 3 | 3.82 | HITACHI(HE) |  | 1 | 3 | 2 | 5 | Flow 5: Mixed / Waiting / Incomplete leg | SHU | HITACHI
518 | PRL-SHU-002-O1 Lot1 | HVDC-ADOPT-HE-0054 | SHU | EQ-001 | 190548 | 1 | Indoor | Serpentine | 424 | 90 | 121 | 4.6174 | 50 | 315 | Stackable X3 | 85049090 | SEK | 433859 | MSC Irene | Sweden | Gothenburg | Khalifa port | 2024-01-27 | 2024-03-22 |  | 2024-03-29 | 2024-05-28 | [8 empty] | 2025-06-26 |  |  | CASE_LIST | 1 | 1 | site | SHU | 2025-06-26 | site | 2 | 3 | -1 | 2 | 3.82 | 3 | 3.82 | HITACHI(HE) |  | 1 | 3 | 2 | 5 | Flow 5: Mixed / Waiting / Incomplete leg | SHU | HITACHI
519 | PRL-SHU-002-O1 Lot1 | HVDC-ADOPT-HE-0054 | SHU | EQ-001 | 190549 | 1 | Indoor | Serpentine | 424 | 90 | 121 | 4.6174 | 50 | 315 | Stackable X3 | 85049090 | SEK | 433859 | MSC Irene | Sweden | Gothenburg | Khalifa port | 2024-01-27 | 2024-03-22 |  | 2024-03-29 | 2024-05-28 | [8 empty] | 2025-06-26 |  |  | CASE_LIST | 1 | 1 | site | SHU | 2025-06-26 | site | 2 | 3 | -1 | 2 | 3.82 | 3 | 3.82 | HITACHI(HE) |  | 1 | 3 | 2 | 5 | Flow 5: Mixed / Waiting / Incomplete leg | SHU | HITACHI
520 | PRL-SHU-002-O1 Lot1 | HVDC-ADOPT-HE-0054 | SHU | EQ-001 | 190567 | 1 | Indoor | Light Guides | 120 | 80 | 74 | 0.7104 | 32 | 47 | Stackable X2 | 85049090 | SEK | 433859 | MSC Irene | Sweden | Gothenburg | Khalifa port | 2024-01-27 | 2024-03-22 |  | 2024-03-29 | [9 empty] | 2024-11-21 |  |  | CASE_LIST | 1 | 1 | site | SHU | 2024-11-21 | site | 1 | 2 | 0 | 2 | 0.96 | 2 | 0.96 | HITACHI(HE) |  | 1 | 2 | 1 | 2 | Flow 2: Port → WH → Site | SHU | HITACHI
521 | PRL-SHU-002-O1 Lot1 | HVDC-ADOPT-HE-0054 | SHU | EQ-001 | 190568 | 1 | Indoor | Light Guides | 120 | 80 | 74 | 0.7104 | 32 | 47 | Stackable X2 | 85049090 | SEK | 433859 | MSC Irene | Sweden | Gothenburg | Khalifa port | 2024-01-27 | 2024-03-22 |  | 2024-03-29 | [9 empty] | 2024-11-21 |  |  | CASE_LIST | 1 | 1 | site | SHU | 2024-11-21 | site | 1 | 2 | 0 | 2 | 0.96 | 2 | 0.96 | HITACHI(HE) |  | 1 | 2 | 1 | 2 | Flow 2: Port → WH → Site | SHU | HITACHI
522 | PRL-SHU-002-O1 Lot1 | HVDC-ADOPT-HE-0054 | SHU | EQ-001 | 190569 | 1 | Indoor | Light Guides | 120 | 80 | 74 | 0.7104 | 32 | 47 | Stackable X2 | 85049090 | SEK | 433859 | MSC Irene | Sweden | Gothenburg | Khalifa port | 2024-01-27 | 2024-03-22 |  | 2024-03-29 | [9 empty] | 2024-11-21 |  |  | CASE_LIST | 1 | 1 | site | SHU | 2024-11-21 | site | 1 | 2 | 0 | 2 | 0.96 | 2 | 0.96 | HITACHI(HE) |  | 1 | 2 | 1 | 2 | Flow 2: Port → WH → Site | SHU | HITACHI
523 | PRL-SHU-002-O1 Lot1 | HVDC-ADOPT-HE-0054 | SHU | EQ-001 | 190759 | 1 | Indoor | Cooling Media at Maintenance - Air Compr | 132 | 77 | 168 | 1.7076 | 300 | 360 | Stackable X4 | 85049090 | SEK | 433859 | MSC Irene | Sweden | Gothenburg | Khalifa port | 2024-01-27 | 2024-03-22 |  | 2024-03-29 | [9 empty] | 2024-11-21 |  |  | CASE_LIST | 1 | 1 | site | SHU | 2024-11-21 | site | 1 | 2 | 0 | 2 | 1.02 | 4 | 1.02 | HITACHI(HE) |  | 1 | 2 | 1 | 2 | Flow 2: Port → WH → Site | SHU | HITACHI
524 | PRL-SHU-002-O1 Lot1 | HVDC-ADOPT-HE-0054 | SHU | EQ-001 | 190760 | 1 | Indoor | Cooling Media at Maintenance - Air Compr | 132 | 77 | 168 | 1.7076 | 300 | 360 | Stackable X4 | 85049090 | SEK | 433859 | MSC Irene | Sweden | Gothenburg | Khalifa port | 2024-01-27 | 2024-03-22 |  | 2024-03-29 | [9 empty] | 2024-11-21 |  |  | CASE_LIST | 1 | 1 | site | SHU | 2024-11-21 | site | 1 | 2 | 0 | 2 | 1.02 | 4 | 1.02 | HITACHI(HE) |  | 1 | 2 | 1 | 2 | Flow 2: Port → WH → Site | SHU | HITACHI
525 | PRL-SHU-002-O1 Lot1 | HVDC-ADOPT-HE-0054 | SHU | EQ-001 | 190761 | 1 | Indoor | Installation Spares | 165 | 50 | 50 | 0.4125 | 55 | 135 | Stackable X4 | 85049090 | SEK | 433859 | MSC Irene | Sweden | Gothenburg | Khalifa port | 2024-01-27 | 2024-03-22 |  | 2024-03-29 | [9 empty] | 2024-11-21 |  |  | CASE_LIST | 1 | 1 | site | SHU | 2024-11-21 | site | 1 | 2 | 0 | 2 | 0.82 | 4 | 0.82 | HITACHI(HE) |  | 1 | 2 | 1 | 2 | Flow 2: Port → WH → Site | SHU | HITACHI
526 | PRL-SHU-002-O1 Lot1 | HVDC-ADOPT-HE-0054 | SHU | EQ-001 | 190767 | 1 | Indoor | Cell Replacement - Hanging Valve | 252 | 102 | 94 | 2.4162 | 611 | 815 | Stackable X1 | 85049090 | SEK | 433859 | MSC Irene | Sweden | Gothenburg | Khalifa port | 2024-01-27 | 2024-03-22 |  | 2024-03-29 | 2024-03-29 | [8 empty] | 2025-06-26 |  |  | CASE_LIST | 1 | 1 | site | SHU | 2025-06-26 | site | 2 | 3 | -1 | 2 | 2.57 | 1 | 2.57 | HITACHI(HE) |  | 1 | 3 | 2 | 5 | Flow 5: Mixed / Waiting / Incomplete leg | SHU | HITACHI
527 | PRL-SHU-002-O1 Lot1 | HVDC-ADOPT-HE-0054 | SHU | EQ-001 | 190768 | 1 | Indoor | Cell Replacement - Hanging Valve | 252 | 102 | 94 | 2.4162 | 611 | 900 | Stackable X1 | 85049090 | SEK | 433859 | MSC Irene | Sweden | Gothenburg | Khalifa port | 2024-01-27 | 2024-03-22 |  | 2024-03-29 | 2024-03-29 | [8 empty] | 2025-06-26 |  |  | CASE_LIST | 1 | 1 | site | SHU | 2025-06-26 | site | 2 | 3 | -1 | 2 | 2.57 | 1 | 2.57 | HITACHI(HE) |  | 1 | 3 | 2 | 5 | Flow 5: Mixed / Waiting / Incomplete leg | SHU | HITACHI
472 | PRL-SHU-002-O Lot 3 | HVDC-ADOPT-HE-0053 | SHU | EQ-001 | 279750 | 1 | Indoor | Layers 12 Cells | 365 | 233 | 172 | 14.6277 | 4500 | 5000 | Stackable X1 | 85049090 | SEK | 2079700 | MSC Irene | Sweden | Gothenburg | Khalifa port | 2024-01-27 | 2024-03-22 |  | 2024-03-30 | 2024-06-07 | [8 empty] | 2025-03-14 |  |  | CASE_LIST | 1 | 1 | site | SHU | 2025-03-14 | site | 2 | 3 | -1 | 2 | 8.5 | 1 | 8.5 | HITACHI(HE) |  | 1 | 3 | 2 | 5 | Flow 5: Mixed / Waiting / Incomplete leg | SHU | HITACHI
473 | PRL-SHU-002-O Lot 3 | HVDC-ADOPT-HE-0053 | SHU | EQ-001 | 279755 | 1 | Indoor | Layers 12 Cells | 365 | 233 | 172 | 14.6277 | 4500 | 5000 | Stackable X1 | 85049090 | SEK | 2079700 | MSC Irene | Sweden | Gothenburg | Khalifa port | 2024-01-27 | 2024-03-22 |  | 2024-03-30 | 2024-06-07 | [8 empty] | 2025-03-14 |  |  | CASE_LIST | 1 | 1 | site | SHU | 2025-03-14 | site | 2 | 3 | -1 | 2 | 8.5 | 1 | 8.5 | HITACHI(HE) |  | 1 | 3 | 2 | 5 | Flow 5: Mixed / Waiting / Incomplete leg | SHU | HITACHI
474 | PRL-SHU-002-O Lot 3 | HVDC-ADOPT-HE-0053 | SHU | EQ-001 | 279759 | 1 | Indoor | Layers 12 Cells | 365 | 233 | 172 | 14.6277 | 4500 | 5000 | Stackable X1 | 85049090 | SEK | 2079700 | MSC Irene | Sweden | Gothenburg | Khalifa port | 2024-01-27 | 2024-03-22 |  | 2024-04-01 | 2024-06-06 | [8 empty] | 2025-03-19 |  |  | CASE_LIST | 1 | 1 | site | SHU | 2025-03-19 | site | 2 | 3 | -1 | 2 | 8.5 | 1 | 8.5 | HITACHI(HE) |  | 1 | 3 | 2 | 5 | Flow 5: Mixed / Waiting / Incomplete leg | SHU | HITACHI
475 | PRL-SHU-002-O Lot 3 | HVDC-ADOPT-HE-0053 | SHU | EQ-001 | 279760 | 1 | Indoor | Layers 12 Cells | 365 | 233 | 172 | 14.6277 | 4500 | 5000 | Stackable X1 | 85049090 | SEK | 2079700 | MSC Irene | Sweden | Gothenburg | Khalifa port | 2024-01-27 | 2024-03-22 |  | 2024-03-30 | 2024-06-07 | [8 empty] | 2025-03-19 |  |  | CASE_LIST | 1 | 1 | site | SHU | 2025-03-19 | site | 2 | 3 | -1 | 2 | 8.5 | 1 | 8.5 | HITACHI(HE) |  | 1 | 3 | 2 | 5 | Flow 5: Mixed / Waiting / Incomplete leg | SHU | HITACHI
476 | PRL-SHU-002-O Lot 3 | HVDC-ADOPT-HE-0053 | SHU | EQ-001 | 279761 | 1 | Indoor | Layers 12 Cells | 365 | 233 | 172 | 14.6277 | 4500 | 5000 | Stackable X1 | 85049090 | SEK | 2079700 | MSC Irene | Sweden | Gothenburg | Khalifa port | 2024-01-27 | 2024-03-22 |  | 2024-03-30 | 2024-06-07 | [8 empty] | 2025-03-14 |  |  | CASE_LIST | 1 | 1 | site | SHU | 2025-03-14 | site | 2 | 3 | -1 | 2 | 8.5 | 1 | 8.5 | HITACHI(HE) |  | 1 | 3 | 2 | 5 | Flow 5: Mixed / Waiting / Incomplete leg | SHU | HITACHI
477 | PRL-SHU-002-O Lot 3 | HVDC-ADOPT-HE-0053 | SHU | EQ-001 | 279762 | 1 | Indoor | Layers 12 Cells | 365 | 233 | 172 | 14.6277 | 4500 | 5000 | Stackable X1 | 85049090 | SEK | 2079700 | MSC Irene | Sweden | Gothenburg | Khalifa port | 2024-01-27 | 2024-03-22 |  | 2024-03-30 | 2024-06-07 | [8 empty] | 2025-03-18 |  |  | CASE_LIST | 1 | 1 | site | SHU | 2025-03-18 | site | 2 | 3 | -1 | 2 | 8.5 | 1 | 8.5 | HITACHI(HE) |  | 1 | 3 | 2 | 5 | Flow 5: Mixed / Waiting / Incomplete leg | SHU | HITACHI
478 | PRL-SHU-002-O Lot 3 | HVDC-ADOPT-HE-0053 | SHU | EQ-001 | 279763 | 1 | Indoor | Layers 12 Cells | 365 | 233 | 172 | 14.6277 | 4500 | 5000 | Stackable X1 | 85049090 | SEK | 2079700 | MSC Irene | Sweden | Gothenburg | Khalifa port | 2024-01-27 | 2024-03-22 |  | 2024-03-30 | 2024-06-06 | [8 empty] | 2025-03-16 |  |  | CASE_LIST | 1 | 1 | site | SHU | 2025-03-16 | site | 2 | 3 | -1 | 2 | 8.5 | 1 | 8.5 | HITACHI(HE) |  | 1 | 3 | 2 | 5 | Flow 5: Mixed / Waiting / Incomplete leg | SHU | HITACHI
479 | PRL-SHU-002-O Lot 3 | HVDC-ADOPT-HE-0053 | SHU | EQ-001 | 279764 | 1 | Indoor | Layers 12 Cells | 365 | 233 | 172 | 14.6277 | 4500 | 5000 | Stackable X1 | 85049090 | SEK | 2079700 | MSC Irene | Sweden | Gothenburg | Khalifa port | 2024-01-27 | 2024-03-22 |  | 2024-03-30 | 2024-06-05 | [8 empty] | 2025-03-19 |  |  | CASE_LIST | 1 | 1 | site | SHU | 2025-03-19 | site | 2 | 3 | -1 | 2 | 8.5 | 1 | 8.5 | HITACHI(HE) |  | 1 | 3 | 2 | 5 | Flow 5: Mixed / Waiting / Incomplete leg | SHU | HITACHI
480 | PRL-SHU-002-O Lot 3 | HVDC-ADOPT-HE-0053 | SHU | EQ-001 | 279765 | 1 | Indoor | Layers 12 Cells | 365 | 233 | 172 | 14.6277 | 4500 | 5000 | Stackable X1 | 85049090 | SEK | 2079700 | MSC Irene | Sweden | Gothenburg | Khalifa port | 2024-01-27 | 2024-03-22 |  | 2024-03-29 | 2024-06-06 | [8 empty] | 2025-03-14 |  |  | CASE_LIST | 1 | 1 | site | SHU | 2025-03-14 | site | 2 | 3 | -1 | 2 | 8.5 | 1 | 8.5 | HITACHI(HE) |  | 1 | 3 | 2 | 5 | Flow 5: Mixed / Waiting / Incomplete leg | SHU | HITACHI
481 | PRL-SHU-002-O Lot 3 | HVDC-ADOPT-HE-0053 | SHU | EQ-001 | 279766 | 1 | Indoor | Layers 12 Cells | 365 | 233 | 172 | 14.6277 | 4500 | 5000 | Stackable X1 | 85049090 | SEK | 2079700 | MSC Irene | Sweden | Gothenburg | Khalifa port | 2024-01-27 | 2024-03-22 |  | 2024-03-29 | 2024-06-07 | [8 empty] | 2025-03-18 |  |  | CASE_LIST | 1 | 1 | site | SHU | 2025-03-18 | site | 2 | 3 | -1 | 2 | 8.5 | 1 | 8.5 | HITACHI(HE) |  | 1 | 3 | 2 | 5 | Flow 5: Mixed / Waiting / Incomplete leg | SHU | HITACHI
482 | PRL-SHU-002-O Lot 3 | HVDC-ADOPT-HE-0053 | SHU | EQ-001 | 279767 | 1 | Indoor | Layers 12 Cells | 365 | 233 | 172 | 14.6277 | 4500 | 5000 | Stackable X1 | 85049090 | SEK | 2079700 | MSC Irene | Sweden | Gothenburg | Khalifa port | 2024-01-27 | 2024-03-22 |  | 2024-03-30 | 2024-12-05 | [8 empty] | 2025-03-15 |  |  | CASE_LIST | 1 | 1 | site | SHU | 2025-03-15 | site | 2 | 3 | -1 | 2 | 8.5 | 1 | 8.5 | HITACHI(HE) |  | 1 | 3 | 2 | 5 | Flow 5: Mixed / Waiting / Incomplete leg | SHU | HITACHI
483 | PRL-SHU-002-O Lot 3 | HVDC-ADOPT-HE-0053 | SHU | EQ-001 | 279768 | 1 | Indoor | Layers 12 Cells | 365 | 233 | 172 | 14.6277 | 4500 | 5000 | Stackable X1 | 85049090 | SEK | 2079700 | MSC Irene | Sweden | Gothenburg | Khalifa port | 2024-01-27 | 2024-03-22 |  | 2024-03-30 | 2024-06-07 | [8 empty] | 2025-03-16 |  |  | CASE_LIST | 1 | 1 | site | SHU | 2025-03-16 | site | 2 | 3 | -1 | 2 | 8.5 | 1 | 8.5 | HITACHI(HE) |  | 1 | 3 | 2 | 5 | Flow 5: Mixed / Waiting / Incomplete leg | SHU | HITACHI
484 | PRL-SHU-002-O Lot 3 | HVDC-ADOPT-HE-0053 | SHU | EQ-001 | 279772 | 1 | Indoor | Layers 12 Cells | 365 | 233 | 172 | 14.6277 | 4500 | 5000 | Stackable X1 | 85049090 | SEK | 2079700 | MSC Irene | Sweden | Gothenburg | Khalifa port | 2024-01-27 | 2024-03-22 |  | 2024-03-30 | 2024-06-06 | [8 empty] | 2025-03-16 |  |  | CASE_LIST | 1 | 1 | site | SHU | 2025-03-16 | site | 2 | 3 | -1 | 2 | 8.5 | 1 | 8.5 | HITACHI(HE) |  | 1 | 3 | 2 | 5 | Flow 5: Mixed / Waiting / Incomplete leg | SHU | HITACHI
485 | PRL-SHU-002-O Lot 3 | HVDC-ADOPT-HE-0053 | SHU | EQ-001 | 279774 | 1 | Indoor | Layers 12 Cells | 365 | 233 | 172 | 14.6277 | 4500 | 5000 | Stackable X1 | 85049090 | SEK | 2079700 | MSC Irene | Sweden | Gothenburg | Khalifa port | 2024-01-27 | 2024-03-22 |  | 2024-04-01 | 2024-06-06 | [8 empty] | 2025-03-19 |  |  | CASE_LIST | 1 | 1 | site | SHU | 2025-03-19 | site | 2 | 3 | -1 | 2 | 8.5 | 1 | 8.5 | HITACHI(HE) |  | 1 | 3 | 2 | 5 | Flow 5: Mixed / Waiting / Incomplete leg | SHU | HITACHI
486 | PRL-SHU-002-O Lot 3 | HVDC-ADOPT-HE-0053 | SHU | EQ-001 | 279776 | 1 | Indoor | Layers 12 Cells | 365 | 233 | 172 | 14.6277 | 4500 | 5000 | Stackable X1 | 85049090 | SEK | 2079700 | MSC Irene | Sweden | Gothenburg | Khalifa port | 2024-01-27 | 2024-03-22 |  | 2024-03-30 | 2024-06-06 | [8 empty] | 2025-03-18 |  |  | CASE_LIST | 1 | 1 | site | SHU | 2025-03-18 | site | 2 | 3 | -1 | 2 | 8.5 | 1 | 8.5 | HITACHI(HE) |  | 1 | 3 | 2 | 5 | Flow 5: Mixed / Waiting / Incomplete leg | SHU | HITACHI
487 | PRL-SHU-002-O Lot 3 | HVDC-ADOPT-HE-0053 | SHU | EQ-001 | 279799 | 1 | Indoor | Layers 12 Cells | 365 | 233 | 172 | 14.6277 | 4500 | 5000 | Stackable X1 | 85049090 | SEK | 2079700 | MSC Irene | Sweden | Gothenburg | Khalifa port | 2024-01-27 | 2024-03-22 |  | 2024-04-01 | 2024-06-06 | [8 empty] | 2025-03-10 |  |  | CASE_LIST | 1 | 1 | site | SHU | 2025-03-10 | site | 2 | 3 | -1 | 2 | 8.5 | 1 | 8.5 | HITACHI(HE) |  | 1 | 3 | 2 | 5 | Flow 5: Mixed / Waiting / Incomplete leg | SHU | HITACHI
488 | PRL-SHU-002-O Lot 3 | HVDC-ADOPT-HE-0053 | SHU | EQ-001 | 279801 | 1 | Indoor | Layers 12 Cells | 365 | 233 | 172 | 14.6277 | 4500 | 5000 | Stackable X1 | 85049090 | SEK | 2079700 | MSC Irene | Sweden | Gothenburg | Khalifa port | 2024-01-27 | 2024-03-22 |  | 2024-03-30 | 2024-06-07 | [8 empty] | 2025-03-10 |  |  | CASE_LIST | 1 | 1 | site | SHU | 2025-03-10 | site | 2 | 3 | -1 | 2 | 8.5 | 1 | 8.5 | HITACHI(HE) |  | 1 | 3 | 2 | 5 | Flow 5: Mixed / Waiting / Incomplete leg | SHU | HITACHI
489 | PRL-SHU-002-O Lot 3 | HVDC-ADOPT-HE-0053 | SHU | EQ-001 | 279802 | 1 | Indoor | Layers 12 Cells | 365 | 233 | 172 | 14.6277 | 4500 | 5000 | Stackable X1 | 85049090 | SEK | 2079700 | MSC Irene | Sweden | Gothenburg | Khalifa port | 2024-01-27 | 2024-03-22 |  | 2024-03-30 | 2024-06-06 | [8 empty] | 2025-03-10 |  |  | CASE_LIST | 1 | 1 | site | SHU | 2025-03-10 | site | 2 | 3 | -1 | 2 | 8.5 | 1 | 8.5 | HITACHI(HE) |  | 1 | 3 | 2 | 5 | Flow 5: Mixed / Waiting / Incomplete leg | SHU | HITACHI
490 | PRL-SHU-002-O Lot 3 | HVDC-ADOPT-HE-0053 | SHU | EQ-001 | 279803 | 1 | Indoor | Layers 12 Cells | 365 | 233 | 172 | 14.6277 | 4500 | 5000 | Stackable X1 | 85049090 | SEK | 2079700 | MSC Irene | Sweden | Gothenburg | Khalifa port | 2024-01-27 | 2024-03-22 |  | 2024-03-29 | 2024-11-30 | [8 empty] | 2025-03-10 |  |  | CASE_LIST | 1 | 1 | site | SHU | 2025-03-10 | site | 2 | 3 | -1 | 2 | 8.5 | 1 | 8.5 | HITACHI(HE) |  | 1 | 3 | 2 | 5 | Flow 5: Mixed / Waiting / Incomplete leg | SHU | HITACHI
491 | PRL-SHU-002-O Lot 3 | HVDC-ADOPT-HE-0053 | SHU | EQ-001 | 279804 | 1 | Indoor | Layers 12 Cells | 365 | 233 | 172 | 14.6277 | 4500 | 5000 | Stackable X1 | 85049090 | SEK | 2079700 | MSC Irene | Sweden | Gothenburg | Khalifa port | 2024-01-27 | 2024-03-22 |  | 2024-03-30 | 2024-12-09 | [8 empty] | 2025-03-10 |  |  | CASE_LIST | 1 | 1 | site | SHU | 2025-03-10 | site | 2 | 3 | -1 | 2 | 8.5 | 1 | 8.5 | HITACHI(HE) |  | 1 | 3 | 2 | 5 | Flow 5: Mixed / Waiting / Incomplete leg | SHU | HITACHI
492 | PRL-SHU-002-O Lot 3 | HVDC-ADOPT-HE-0053 | SHU | EQ-001 | 279806 | 1 | Indoor | Layers 12 Cells | 365 | 233 | 172 | 14.6277 | 4500 | 5000 | Stackable X1 | 85049090 | SEK | 2079700 | MSC Irene | Sweden | Gothenburg | Khalifa port | 2024-01-27 | 2024-03-22 |  | 2024-03-30 | 2024-12-09 | [8 empty] | 2025-03-10 |  |  | CASE_LIST | 1 | 1 | site | SHU | 2025-03-10 | site | 2 | 3 | -1 | 2 | 8.5 | 1 | 8.5 | HITACHI(HE) |  | 1 | 3 | 2 | 5 | Flow 5: Mixed / Waiting / Incomplete leg | SHU | HITACHI
493 | PRL-SHU-002-O Lot 3 | HVDC-ADOPT-HE-0053 | SHU | EQ-001 | 279807 | 1 | Indoor | Layers 12 Cells | 365 | 233 | 172 | 14.6277 | 4500 | 5000 | Stackable X1 | 85049090 | SEK | 2079700 | MSC Irene | Sweden | Gothenburg | Khalifa port | 2024-01-27 | 2024-03-22 |  | 2024-03-29 | 2024-11-29 | [8 empty] | 2025-03-10 |  |  | CASE_LIST | 1 | 1 | site | SHU | 2025-03-10 | site | 2 | 3 | -1 | 2 | 8.5 | 1 | 8.5 | HITACHI(HE) |  | 1 | 3 | 2 | 5 | Flow 5: Mixed / Waiting / Incomplete leg | SHU | HITACHI
494 | PRL-SHU-002-O Lot 3 | HVDC-ADOPT-HE-0053 | SHU | EQ-001 | 279808 | 1 | Indoor | Layers 12 Cells | 365 | 233 | 172 | 14.6277 | 4500 | 5000 | Stackable X1 | 85049090 | SEK | 2079700 | MSC Irene | Sweden | Gothenburg | Khalifa port | 2024-01-27 | 2024-03-22 |  | 2024-03-29 | 2024-11-30 | [8 empty] | 2025-03-10 |  |  | CASE_LIST | 1 | 1 | site | SHU | 2025-03-10 | site | 2 | 3 | -1 | 2 | 8.5 | 1 | 8.5 | HITACHI(HE) |  | 1 | 3 | 2 | 5 | Flow 5: Mixed / Waiting / Incomplete leg | SHU | HITACHI
495 | PRL-SHU-002-O Lot 3 | HVDC-ADOPT-HE-0053 | SHU | EQ-001 | 279809 | 1 | Indoor | Layers 12 Cells | 365 | 233 | 172 | 14.6277 | 4500 | 5000 | Stackable X1 | 85049090 | SEK | 2079700 | MSC Irene | Sweden | Gothenburg | Khalifa port | 2024-01-27 | 2024-03-22 |  | 2024-03-29 | 2024-12-05 | [8 empty] | 2025-03-10 |  |  | CASE_LIST | 1 | 1 | site | SHU | 2025-03-10 | site | 2 | 3 | -1 | 2 | 8.5 | 1 | 8.5 | HITACHI(HE) |  | 1 | 3 | 2 | 5 | Flow 5: Mixed / Waiting / Incomplete leg | SHU | HITACHI
991 | PRL-ZAK-001-O Lot4 Spare | HVDC-ADOPT-HE-0052 | AGI | EQ-003 | 365100 | 1 | Outdoor covered | SPARE Support Insulator | 348 | 51 | 60 | 1.0649 | 176 | 256 | Stackable x2 | 85045010 | EUR | 9144.24 | EUGEN Maersk | Belgium | Antwerp | Khalifa port | 2024-02-09 | 2024-03-13 |  |  |  |  | 2024-03-22 | [9 empty] | CASE_LIST | 1 |  | warehouse | DSV Outdoor | 2024-03-22 | warehouse | 1 | 1 | -1 | 0 | 1.77 | 2 | 1.77 | HITACHI(HE) |  | 0 | 1 | 1 | 2 | Flow 2: Port → WH → Site | DSV Outdoor | HITACHI
987 | PRL-ZAK-003-O Lot3 | HVDC-ADOPT-HE-0051 | AGI | EQ-003 | 364464 | 1 | Outdoor covered | Corona Ring | 380 | 230 | 200 | 17.48 | 750 | 1770 | Not Stackable | 85045010 | EUR | 8535.84 | EUGEN Maersk | Belgium | Antwerp | Khalifa port | 2024-02-09 | 2024-03-13 |  |  |  |  | 2024-03-22 | [9 empty] | CASE_LIST | 1 |  | warehouse | DSV Outdoor | 2024-03-22 | warehouse | 1 | 1 | -1 | 0 | 8.74 | 0 | 8.74 | HITACHI(HE) |  | 0 | 1 | 1 | 2 | Flow 2: Port → WH → Site | DSV Outdoor | HITACHI
988 | PRL-ZAK-003-O Lot3 | HVDC-ADOPT-HE-0051 | AGI | EQ-003 | 364465 | 1 | Outdoor covered | Corona Ring | 380 | 230 | 200 | 17.48 | 750 | 1770 | Not Stackable | 85045010 | EUR | 8535.84 | EUGEN Maersk | Belgium | Antwerp | Khalifa port | 2024-02-09 | 2024-03-13 |  |  |  |  | 2024-03-22 | [9 empty] | CASE_LIST | 1 |  | warehouse | DSV Outdoor | 2024-03-22 | warehouse | 1 | 1 | -1 | 0 | 8.74 | 0 | 8.74 | HITACHI(HE) |  | 0 | 1 | 1 | 2 | Flow 2: Port → WH → Site | DSV Outdoor | HITACHI
989 | PRL-ZAK-003-O Lot3 | HVDC-ADOPT-HE-0051 | AGI | EQ-003 | 364466 | 1 | Outdoor covered | Corona Ring | 380 | 230 | 200 | 17.48 | 750 | 1770 | Not Stackable | 85045010 | EUR | 8535.84 | EUGEN Maersk | Belgium | Antwerp | Khalifa port | 2024-02-09 | 2024-03-13 |  |  |  |  | 2024-03-22 | [9 empty] | CASE_LIST | 1 |  | warehouse | DSV Outdoor | 2024-03-22 | warehouse | 1 | 1 | -1 | 0 | 8.74 | 0 | 8.74 | HITACHI(HE) |  | 0 | 1 | 1 | 2 | Flow 2: Port → WH → Site | DSV Outdoor | HITACHI
975 | PRL-ZAK-003-O Lot2 | HVDC-ADOPT-HE-0050 | AGI | EQ-003 | 365088 | 1 | Outdoor covered | Support Insulator | 350 | 102 | 105 | 3.7485 | 704 | 834 | Stackable 1x | 85045010 | EUR | 9144.24 | EUGEN Maersk | Belgium | Antwerp | Khalifa port | 2024-02-09 | 2024-03-13 |  |  |  |  | 2024-03-22 | [9 empty] | CASE_LIST | 1 |  | warehouse | DSV Outdoor | 2024-03-22 | warehouse | 1 | 1 | -1 | 0 | 3.57 | 1 | 3.57 | HITACHI(HE) |  | 0 | 1 | 1 | 2 | Flow 2: Port → WH → Site | DSV Outdoor | HITACHI
976 | PRL-ZAK-003-O Lot2 | HVDC-ADOPT-HE-0050 | AGI | EQ-003 | 365089 | 1 | Outdoor covered | Support Insulator | 350 | 102 | 105 | 3.7485 | 704 | 834 | Stackable 1x | 85045010 | EUR | 9144.24 | EUGEN Maersk | Belgium | Antwerp | Khalifa port | 2024-02-09 | 2024-03-13 |  |  |  |  | 2024-03-22 | [9 empty] | CASE_LIST | 1 |  | warehouse | DSV Outdoor | 2024-03-22 | warehouse | 1 | 1 | -1 | 0 | 3.57 | 1 | 3.57 | HITACHI(HE) |  | 0 | 1 | 1 | 2 | Flow 2: Port → WH → Site | DSV Outdoor | HITACHI
977 | PRL-ZAK-003-O Lot2 | HVDC-ADOPT-HE-0050 | AGI | EQ-003 | 365090 | 1 | Outdoor covered | Support Insulator | 350 | 102 | 105 | 3.7485 | 704 | 834 | Stackable 1x | 85045010 | EUR | 9144.24 | EUGEN Maersk | Belgium | Antwerp | Khalifa port | 2024-02-09 | 2024-03-13 |  |  |  |  | 2024-03-22 | [9 empty] | CASE_LIST | 1 |  | warehouse | DSV Outdoor | 2024-03-22 | warehouse | 1 | 1 | -1 | 0 | 3.57 | 1 | 3.57 | HITACHI(HE) |  | 0 | 1 | 1 | 2 | Flow 2: Port → WH → Site | DSV Outdoor | HITACHI
978 | PRL-ZAK-003-O Lot2 | HVDC-ADOPT-HE-0050 | AGI | EQ-003 | 365091 | 1 | Outdoor covered | Support Insulator | 350 | 102 | 105 | 3.7485 | 704 | 834 | Stackable 1x | 85045010 | EUR | 9144.24 | EUGEN Maersk | Belgium | Antwerp | Khalifa port | 2024-02-09 | 2024-03-13 |  |  |  |  | 2024-03-22 | [9 empty] | CASE_LIST | 1 |  | warehouse | DSV Outdoor | 2024-03-22 | warehouse | 1 | 1 | -1 | 0 | 3.57 | 1 | 3.57 | HITACHI(HE) |  | 0 | 1 | 1 | 2 | Flow 2: Port → WH → Site | DSV Outdoor | HITACHI
979 | PRL-ZAK-003-O Lot2 | HVDC-ADOPT-HE-0050 | AGI | EQ-003 | 365092 | 1 | Outdoor covered | Support Insulator | 350 | 102 | 105 | 3.7485 | 704 | 834 | Stackable 1x | 85045010 | EUR | 9144.24 | EUGEN Maersk | Belgium | Antwerp | Khalifa port | 2024-02-09 | 2024-03-13 |  |  |  |  | 2024-03-22 | [9 empty] | CASE_LIST | 1 |  | warehouse | DSV Outdoor | 2024-03-22 | warehouse | 1 | 1 | -1 | 0 | 3.57 | 1 | 3.57 | HITACHI(HE) |  | 0 | 1 | 1 | 2 | Flow 2: Port → WH → Site | DSV Outdoor | HITACHI
980 | PRL-ZAK-003-O Lot2 | HVDC-ADOPT-HE-0050 | AGI | EQ-003 | 365093 | 1 | Outdoor covered | Support Insulator | 350 | 102 | 105 | 3.7485 | 704 | 834 | Stackable 1x | 85045010 | EUR | 9144.24 | EUGEN Maersk | Belgium | Antwerp | Khalifa port | 2024-02-09 | 2024-03-13 |  |  |  |  | 2024-03-22 | [9 empty] | CASE_LIST | 1 |  | warehouse | DSV Outdoor | 2024-03-22 | warehouse | 1 | 1 | -1 | 0 | 3.57 | 1 | 3.57 | HITACHI(HE) |  | 0 | 1 | 1 | 2 | Flow 2: Port → WH → Site | DSV Outdoor | HITACHI
981 | PRL-ZAK-003-O Lot2 | HVDC-ADOPT-HE-0050 | AGI | EQ-003 | 365094 | 1 | Outdoor covered | Support Insulator | 350 | 102 | 105 | 3.7485 | 704 | 834 | Stackable 1x | 85045010 | EUR | 9144.24 | EUGEN Maersk | Belgium | Antwerp | Khalifa port | 2024-02-09 | 2024-03-13 |  |  |  |  | 2024-03-22 | [9 empty] | CASE_LIST | 1 |  | warehouse | DSV Outdoor | 2024-03-22 | warehouse | 1 | 1 | -1 | 0 | 3.57 | 1 | 3.57 | HITACHI(HE) |  | 0 | 1 | 1 | 2 | Flow 2: Port → WH → Site | DSV Outdoor | HITACHI
982 | PRL-ZAK-003-O Lot2 | HVDC-ADOPT-HE-0050 | AGI | EQ-003 | 365095 | 1 | Outdoor covered | Support Insulator | 350 | 102 | 105 | 3.7485 | 704 | 834 | Stackable 1x | 85045010 | EUR | 9144.24 | EUGEN Maersk | Belgium | Antwerp | Khalifa port | 2024-02-09 | 2024-03-13 |  |  |  |  | 2024-03-22 | [9 empty] | CASE_LIST | 1 |  | warehouse | DSV Outdoor | 2024-03-22 | warehouse | 1 | 1 | -1 | 0 | 3.57 | 1 | 3.57 | HITACHI(HE) |  | 0 | 1 | 1 | 2 | Flow 2: Port → WH → Site | DSV Outdoor | HITACHI
983 | PRL-ZAK-003-O Lot2 | HVDC-ADOPT-HE-0050 | AGI | EQ-003 | 365096 | 1 | Outdoor covered | Support Insulator | 350 | 102 | 105 | 3.7485 | 704 | 834 | Stackable 1x | 85045010 | EUR | 9144.24 | EUGEN Maersk | Belgium | Antwerp | Khalifa port | 2024-02-09 | 2024-03-13 |  |  |  |  | 2024-03-22 | [9 empty] | CASE_LIST | 1 |  | warehouse | DSV Outdoor | 2024-03-22 | warehouse | 1 | 1 | -1 | 0 | 3.57 | 1 | 3.57 | HITACHI(HE) |  | 0 | 1 | 1 | 2 | Flow 2: Port → WH → Site | DSV Outdoor | HITACHI
984 | PRL-ZAK-003-O Lot2 | HVDC-ADOPT-HE-0050 | AGI | EQ-003 | 365097 | 1 | Outdoor covered | Support Insulator | 350 | 102 | 105 | 3.7485 | 704 | 834 | Stackable 1x | 85045010 | EUR | 9144.24 | EUGEN Maersk | Belgium | Antwerp | Khalifa port | 2024-02-09 | 2024-03-13 |  |  |  |  | 2024-03-22 | [9 empty] | CASE_LIST | 1 |  | warehouse | DSV Outdoor | 2024-03-22 | warehouse | 1 | 1 | -1 | 0 | 3.57 | 1 | 3.57 | HITACHI(HE) |  | 0 | 1 | 1 | 2 | Flow 2: Port → WH → Site | DSV Outdoor | HITACHI
985 | PRL-ZAK-003-O Lot2 | HVDC-ADOPT-HE-0050 | AGI | EQ-003 | 365098 | 1 | Outdoor covered | Support Insulator | 350 | 102 | 105 | 3.7485 | 704 | 834 | Stackable 1x | 85045010 | EUR | 9144.24 | EUGEN Maersk | Belgium | Antwerp | Khalifa port | 2024-02-09 | 2024-03-13 |  |  |  |  | 2024-03-22 | [9 empty] | CASE_LIST | 1 |  | warehouse | DSV Outdoor | 2024-03-22 | warehouse | 1 | 1 | -1 | 0 | 3.57 | 1 | 3.57 | HITACHI(HE) |  | 0 | 1 | 1 | 2 | Flow 2: Port → WH → Site | DSV Outdoor | HITACHI
986 | PRL-ZAK-003-O Lot2 | HVDC-ADOPT-HE-0050 | AGI | EQ-003 | 365099 | 1 | Outdoor covered | Support Insulator | 350 | 102 | 105 | 3.7485 | 704 | 834 | Stackable 1x | 85045010 | EUR | 9144.24 | EUGEN Maersk | Belgium | Antwerp | Khalifa port | 2024-02-09 | 2024-03-13 |  |  |  |  | 2024-03-22 | [9 empty] | CASE_LIST | 1 |  | warehouse | DSV Outdoor | 2024-03-22 | warehouse | 1 | 1 | -1 | 0 | 3.57 | 1 | 3.57 | HITACHI(HE) |  | 0 | 1 | 1 | 2 | Flow 2: Port → WH → Site | DSV Outdoor | HITACHI
990 | PRL-ZAK-001-O Lot3 Spare | HVDC-ADOPT-HE-0049 | AGI | EQ-005 | 364475 | 1 | Outdoor covered | SPARE Support Insulator | 348 | 51 | 60 | 1.0649 | 173 | 253 | Not Stackable | 85045010 | EUR | 129230.7 | EUGEN Maersk | Belgium | Antwerp | Khalifa port | 2024-02-09 | 2024-03-13 |  |  |  |  | 2024-03-22 | [9 empty] | CASE_LIST | 1 |  | warehouse | DSV Outdoor | 2024-03-22 | warehouse | 1 | 1 | -1 | 0 | 1.77 | 0 | 1.77 | HITACHI(HE) |  | 0 | 1 | 1 | 2 | Flow 2: Port → WH → Site | DSV Outdoor | HITACHI
971 | PRL-ZAK-001-O Lot2 | HVDC-ADOPT-HE-0048 | AGI | EQ-005 | 364472 | 1 | Outdoor covered | Support Insulator | 348 | 101 | 105 | 3.6905 | 692 | 822 | Stackable 1x | 85045010 | EUR | 64615.25 | EUGEN Maersk | Belgium | Antwerp | Khalifa port | 2024-02-09 | 2024-03-13 |  |  |  |  | 2024-03-22 | [9 empty] | CASE_LIST | 1 |  | warehouse | DSV Outdoor | 2024-03-22 | warehouse | 1 | 1 | -1 | 0 | 3.51 | 1 | 3.51 | HITACHI(HE) |  | 0 | 1 | 1 | 2 | Flow 2: Port → WH → Site | DSV Outdoor | HITACHI
972 | PRL-ZAK-001-O Lot2 | HVDC-ADOPT-HE-0048 | AGI | EQ-005 | 364473 | 1 | Outdoor covered | Support Insulator | 348 | 101 | 105 | 3.6905 | 692 | 822 | Stackable 1x | 85045010 | EUR | 64615.25 | EUGEN Maersk | Belgium | Antwerp | Khalifa port | 2024-02-09 | 2024-03-13 |  |  |  |  | 2024-03-22 | [9 empty] | CASE_LIST | 1 |  | warehouse | DSV Outdoor | 2024-03-22 | warehouse | 1 | 1 | -1 | 0 | 3.51 | 1 | 3.51 | HITACHI(HE) |  | 0 | 1 | 1 | 2 | Flow 2: Port → WH → Site | DSV Outdoor | HITACHI
973 | PRL-ZAK-001-O Lot2 | HVDC-ADOPT-HE-0048 | AGI | EQ-005 | 364474 | 1 | Outdoor covered | Support Insulator | 348 | 101 | 105 | 3.6905 | 692 | 822 | Stackable 1x | 85045010 | EUR | 64615.25 | EUGEN Maersk | Belgium | Antwerp | Khalifa port | 2024-02-09 | 2024-03-13 |  |  |  |  | 2024-03-22 | [9 empty] | CASE_LIST | 1 |  | warehouse | DSV Outdoor | 2024-03-22 | warehouse | 1 | 1 | -1 | 0 | 3.51 | 1 | 3.51 | HITACHI(HE) |  | 0 | 1 | 1 | 2 | Flow 2: Port → WH → Site | DSV Outdoor | HITACHI
974 | PRL-ZAK-001-O Lot2 | HVDC-ADOPT-HE-0048 | AGI | EQ-005 | 364476 | 1 | Outdoor covered | Corona Ring | 280 | 190 | 170 | 9.044 | 200 | 850 | Not stackable | 85045010 | EUR | 64615.25 | EUGEN Maersk | Belgium | Antwerp | Khalifa port | 2024-02-09 | 2024-03-13 |  |  |  |  | 2024-03-22 | [9 empty] | CASE_LIST | 1 |  | warehouse | DSV Outdoor | 2024-03-22 | warehouse | 1 | 1 | -1 | 0 | 5.32 | 0 | 5.32 | HITACHI(HE) |  | 0 | 1 | 1 | 2 | Flow 2: Port → WH → Site | DSV Outdoor | HITACHI
970 | PRL-MIR-001-O Lot4 Spare | HVDC-ADOPT-HE-0047 | MIR | EQ-003 | 279730 | 1 | Outdoor covered | SPARE Support Insulator | 348 | 51 | 60 | 1.0649 | 176 | 256 | Stackable 2x | 85045010 | EUR | 9144.24 | EUGEN Maersk | Belgium | Antwerp | Khalifa port | 2024-02-09 | 2024-03-13 | [10 empty] | 2024-04-02 |  |  |  | CASE_LIST |  | 1 | site | MIR | 2024-04-02 | site | 0 | 1 | 1 | 2 | 1.77 | 2 | 1.77 | HITACHI(HE) |  | 1 | 1 | 0 | 1 | Flow 1: Port → Site | MIR | HITACHI
966 | PRL-MIR-003-O Lot3 | HVDC-ADOPT-HE-0046 | MIR | EQ-003 | 279343 | 1 | Outdoor covered | Corona Rings | 350 | 210 | 200 | 14.7 | 700 | 1620 | Not stackable | 85045010 | EUR | 8535.83 | EUGEN Maersk | Belgium | Antwerp | Khalifa port | 2024-02-09 | 2024-03-13 | [10 empty] | 2024-04-02 |  |  |  | CASE_LIST |  | 1 | site | MIR | 2024-04-02 | site | 0 | 1 | 1 | 2 | 7.35 | 0 | 7.35 | HITACHI(HE) |  | 1 | 1 | 0 | 1 | Flow 1: Port → Site | MIR | HITACHI
967 | PRL-MIR-003-O Lot3 | HVDC-ADOPT-HE-0046 | MIR | EQ-003 | 279344 | 1 | Outdoor covered | Corona Rings | 350 | 210 | 200 | 14.7 | 700 | 1620 | Not stackable | 85045010 | EUR | 8535.84 | EUGEN Maersk | Belgium | Antwerp | Khalifa port | 2024-02-09 | 2024-03-13 | [10 empty] | 2024-04-02 |  |  |  | CASE_LIST |  | 1 | site | MIR | 2024-04-02 | site | 0 | 1 | 1 | 2 | 7.35 | 0 | 7.35 | HITACHI(HE) |  | 1 | 1 | 0 | 1 | Flow 1: Port → Site | MIR | HITACHI
968 | PRL-MIR-003-O Lot3 | HVDC-ADOPT-HE-0046 | MIR | EQ-003 | 279345 | 1 | Outdoor covered | Corona Rings | 350 | 210 | 200 | 14.7 | 700 | 1620 | Not stackable | 85045010 | EUR | 8535.84 | EUGEN Maersk | Belgium | Antwerp | Khalifa port | 2024-02-09 | 2024-03-13 | [10 empty] | 2024-04-02 |  |  |  | CASE_LIST |  | 1 | site | MIR | 2024-04-02 | site | 0 | 1 | 1 | 2 | 7.35 | 0 | 7.35 | HITACHI(HE) |  | 1 | 1 | 0 | 1 | Flow 1: Port → Site | MIR | HITACHI
954 | PRL-MIR-003-O Lot2 | HVDC-ADOPT-HE-0045 | MIR | EQ-003 | 279718 | 1 | Outdoor covered | Support Insulator | 350 | 102 | 105 | 3.7485 | 704 | 834 | Stackable 1x | 85045010 | EUR | 9144.24 | EUGEN Maersk | Belgium | Antwerp | Khalifa port | 2024-02-09 | 2024-03-13 | [10 empty] | 2024-04-02 |  |  |  | CASE_LIST |  | 1 | site | MIR | 2024-04-02 | site | 0 | 1 | 1 | 2 | 3.57 | 1 | 3.57 | HITACHI(HE) |  | 1 | 1 | 0 | 1 | Flow 1: Port → Site | MIR | HITACHI
955 | PRL-MIR-003-O Lot2 | HVDC-ADOPT-HE-0045 | MIR | EQ-003 | 279719 | 1 | Outdoor covered | Support Insulator | 350 | 102 | 105 | 3.7485 | 704 | 834 | Stackable 1x | 85045010 | EUR | 9144.24 | EUGEN Maersk | Belgium | Antwerp | Khalifa port | 2024-02-09 | 2024-03-13 | [10 empty] | 2024-04-02 |  |  |  | CASE_LIST |  | 1 | site | MIR | 2024-04-02 | site | 0 | 1 | 1 | 2 | 3.57 | 1 | 3.57 | HITACHI(HE) |  | 1 | 1 | 0 | 1 | Flow 1: Port → Site | MIR | HITACHI
956 | PRL-MIR-003-O Lot2 | HVDC-ADOPT-HE-0045 | MIR | EQ-003 | 279720 | 1 | Outdoor covered | Support Insulator | 350 | 102 | 105 | 3.7485 | 704 | 834 | Stackable 1x | 85045010 | EUR | 9144.24 | EUGEN Maersk | Belgium | Antwerp | Khalifa port | 2024-02-09 | 2024-03-13 | [10 empty] | 2024-04-02 |  |  |  | CASE_LIST |  | 1 | site | MIR | 2024-04-02 | site | 0 | 1 | 1 | 2 | 3.57 | 1 | 3.57 | HITACHI(HE) |  | 1 | 1 | 0 | 1 | Flow 1: Port → Site | MIR | HITACHI
957 | PRL-MIR-003-O Lot2 | HVDC-ADOPT-HE-0045 | MIR | EQ-003 | 279721 | 1 | Outdoor covered | Support Insulator | 350 | 102 | 105 | 3.7485 | 704 | 834 | Stackable 1x | 85045010 | EUR | 9144.24 | EUGEN Maersk | Belgium | Antwerp | Khalifa port | 2024-02-09 | 2024-03-13 | [10 empty] | 2024-04-02 |  |  |  | CASE_LIST |  | 1 | site | MIR | 2024-04-02 | site | 0 | 1 | 1 | 2 | 3.57 | 1 | 3.57 | HITACHI(HE) |  | 1 | 1 | 0 | 1 | Flow 1: Port → Site | MIR | HITACHI
958 | PRL-MIR-003-O Lot2 | HVDC-ADOPT-HE-0045 | MIR | EQ-003 | 279722 | 1 | Outdoor covered | Support Insulator | 350 | 102 | 105 | 3.7485 | 704 | 834 | Stackable 1x | 85045010 | EUR | 9144.24 | EUGEN Maersk | Belgium | Antwerp | Khalifa port | 2024-02-09 | 2024-03-13 | [10 empty] | 2024-04-02 |  |  |  | CASE_LIST |  | 1 | site | MIR | 2024-04-02 | site | 0 | 1 | 1 | 2 | 3.57 | 1 | 3.57 | HITACHI(HE) |  | 1 | 1 | 0 | 1 | Flow 1: Port → Site | MIR | HITACHI
959 | PRL-MIR-003-O Lot2 | HVDC-ADOPT-HE-0045 | MIR | EQ-003 | 279723 | 1 | Outdoor covered | Support Insulator | 350 | 102 | 105 | 3.7485 | 704 | 834 | Stackable 1x | 85045010 | EUR | 9144.24 | EUGEN Maersk | Belgium | Antwerp | Khalifa port | 2024-02-09 | 2024-03-13 | [10 empty] | 2024-04-02 |  |  |  | CASE_LIST |  | 1 | site | MIR | 2024-04-02 | site | 0 | 1 | 1 | 2 | 3.57 | 1 | 3.57 | HITACHI(HE) |  | 1 | 1 | 0 | 1 | Flow 1: Port → Site | MIR | HITACHI
960 | PRL-MIR-003-O Lot2 | HVDC-ADOPT-HE-0045 | MIR | EQ-003 | 279724 | 1 | Outdoor covered | Support Insulator | 350 | 102 | 105 | 3.7485 | 704 | 834 | Stackable 1x | 85045010 | EUR | 9144.24 | EUGEN Maersk | Belgium | Antwerp | Khalifa port | 2024-02-09 | 2024-03-13 | [10 empty] | 2024-04-02 |  |  |  | CASE_LIST |  | 1 | site | MIR | 2024-04-02 | site | 0 | 1 | 1 | 2 | 3.57 | 1 | 3.57 | HITACHI(HE) |  | 1 | 1 | 0 | 1 | Flow 1: Port → Site | MIR | HITACHI
961 | PRL-MIR-003-O Lot2 | HVDC-ADOPT-HE-0045 | MIR | EQ-003 | 279725 | 1 | Outdoor covered | Support Insulator | 350 | 102 | 105 | 3.7485 | 704 | 834 | Stackable 1x | 85045010 | EUR | 9144.24 | EUGEN Maersk | Belgium | Antwerp | Khalifa port | 2024-02-09 | 2024-03-13 | [10 empty] | 2024-04-02 |  |  |  | CASE_LIST |  | 1 | site | MIR | 2024-04-02 | site | 0 | 1 | 1 | 2 | 3.57 | 1 | 3.57 | HITACHI(HE) |  | 1 | 1 | 0 | 1 | Flow 1: Port → Site | MIR | HITACHI
962 | PRL-MIR-003-O Lot2 | HVDC-ADOPT-HE-0045 | MIR | EQ-003 | 279726 | 1 | Outdoor covered | Support Insulator | 350 | 102 | 105 | 3.7485 | 704 | 834 | Stackable 1x | 85045010 | EUR | 9144.24 | EUGEN Maersk | Belgium | Antwerp | Khalifa port | 2024-02-09 | 2024-03-13 | [10 empty] | 2024-04-02 |  |  |  | CASE_LIST |  | 1 | site | MIR | 2024-04-02 | site | 0 | 1 | 1 | 2 | 3.57 | 1 | 3.57 | HITACHI(HE) |  | 1 | 1 | 0 | 1 | Flow 1: Port → Site | MIR | HITACHI
963 | PRL-MIR-003-O Lot2 | HVDC-ADOPT-HE-0045 | MIR | EQ-003 | 279727 | 1 | Outdoor covered | Support Insulator | 350 | 102 | 105 | 3.7485 | 704 | 834 | Stackable 1x | 85045010 | EUR | 9144.24 | EUGEN Maersk | Belgium | Antwerp | Khalifa port | 2024-02-09 | 2024-03-13 | [10 empty] | 2024-04-02 |  |  |  | CASE_LIST |  | 1 | site | MIR | 2024-04-02 | site | 0 | 1 | 1 | 2 | 3.57 | 1 | 3.57 | HITACHI(HE) |  | 1 | 1 | 0 | 1 | Flow 1: Port → Site | MIR | HITACHI
964 | PRL-MIR-003-O Lot2 | HVDC-ADOPT-HE-0045 | MIR | EQ-003 | 279728 | 1 | Outdoor covered | Support Insulator | 350 | 102 | 105 | 3.7485 | 704 | 834 | Stackable 1x | 85045010 | EUR | 9144.24 | EUGEN Maersk | Belgium | Antwerp | Khalifa port | 2024-02-09 | 2024-03-13 | [10 empty] | 2024-04-02 |  |  |  | CASE_LIST |  | 1 | site | MIR | 2024-04-02 | site | 0 | 1 | 1 | 2 | 3.57 | 1 | 3.57 | HITACHI(HE) |  | 1 | 1 | 0 | 1 | Flow 1: Port → Site | MIR | HITACHI
965 | PRL-MIR-003-O Lot2 | HVDC-ADOPT-HE-0045 | MIR | EQ-003 | 279729 | 1 | Outdoor covered | Support Insulator | 350 | 102 | 105 | 3.7485 | 704 | 834 | Stackable 1x | 85045010 | EUR | 9144.24 | EUGEN Maersk | Belgium | Antwerp | Khalifa port | 2024-02-09 | 2024-03-13 | [10 empty] | 2024-04-02 |  |  |  | CASE_LIST |  | 1 | site | MIR | 2024-04-02 | site | 0 | 1 | 1 | 2 | 3.57 | 1 | 3.57 | HITACHI(HE) |  | 1 | 1 | 0 | 1 | Flow 1: Port → Site | MIR | HITACHI
969 | PRL-MIR-001-O Lot3 Spare | HVDC-ADOPT-HE-0044 | MIR | EQ-005 | 279354 | 1 | Outdoor covered | SPARE Support Insulator | 348 | 51 | 60 | 1.0649 | 173 | 253 | Stackable 1x | 85045010 | EUR | 129230.7 | EUGEN Maersk | Belgium | Antwerp | Khalifa port | 2024-02-09 | 2024-03-13 | [10 empty] | 2024-04-02 |  |  |  | CASE_LIST |  | 1 | site | MIR | 2024-04-02 | site | 0 | 1 | 1 | 2 | 1.77 | 1 | 1.77 | HITACHI(HE) |  | 1 | 1 | 0 | 1 | Flow 1: Port → Site | MIR | HITACHI
950 | PRL-MIR-001-O Lot2 | HVDC-ADOPT-HE-0043 | MIR | EQ-005 | 279351 | 1 | Outdoor covered | Support Insulator | 348 | 101 | 105 | 3.6905 | 692 | 822 | Stackable 1x | 85045010 | EUR | 64615.25 | EUGEN Maersk | Belgium | Antwerp | Khalifa port | 2024-02-09 | 2024-03-13 | [10 empty] | 2024-04-02 |  |  |  | CASE_LIST |  | 1 | site | MIR | 2024-04-02 | site | 0 | 1 | 1 | 2 | 3.51 | 1 | 3.51 | HITACHI(HE) |  | 1 | 1 | 0 | 1 | Flow 1: Port → Site | MIR | HITACHI
951 | PRL-MIR-001-O Lot2 | HVDC-ADOPT-HE-0043 | MIR | EQ-005 | 279352 | 1 | Outdoor covered | Support Insulator | 348 | 101 | 105 | 3.6905 | 692 | 822 | Stackable 1x | 85045010 | EUR | 64615.25 | EUGEN Maersk | Belgium | Antwerp | Khalifa port | 2024-02-09 | 2024-03-13 | [10 empty] | 2024-04-02 |  |  |  | CASE_LIST |  | 1 | site | MIR | 2024-04-02 | site | 0 | 1 | 1 | 2 | 3.51 | 1 | 3.51 | HITACHI(HE) |  | 1 | 1 | 0 | 1 | Flow 1: Port → Site | MIR | HITACHI
952 | PRL-MIR-001-O Lot2 | HVDC-ADOPT-HE-0043 | MIR | EQ-005 | 279353 | 1 | Outdoor covered | Support Insulator | 348 | 101 | 105 | 3.6905 | 692 | 822 | Stackable 1x | 85045010 | EUR | 64615.25 | EUGEN Maersk | Belgium | Antwerp | Khalifa port | 2024-02-09 | 2024-03-13 | [10 empty] | 2024-04-02 |  |  |  | CASE_LIST |  | 1 | site | MIR | 2024-04-02 | site | 0 | 1 | 1 | 2 | 3.51 | 1 | 3.51 | HITACHI(HE) |  | 1 | 1 | 0 | 1 | Flow 1: Port → Site | MIR | HITACHI
953 | PRL-MIR-001-O Lot2 | HVDC-ADOPT-HE-0043 | MIR | EQ-005 | 279355 | 1 | Outdoor covered | Corona Ring | 280 | 190 | 170 | 9.044 | 200 | 850 | Not Stackable | 85045010 | EUR | 64615.25 | EUGEN Maersk | Belgium | Antwerp | Khalifa port | 2024-02-09 | 2024-03-13 | [10 empty] | 2024-04-02 |  |  |  | CASE_LIST |  | 1 | site | MIR | 2024-04-02 | site | 0 | 1 | 1 | 2 | 5.32 | 0 | 5.32 | HITACHI(HE) |  | 1 | 1 | 0 | 1 | Flow 1: Port → Site | MIR | HITACHI
949 | PRL-SHU-001-O Lot4 Spare | HVDC-ADOPT-HE-0042 | SHU | EQ-003 | 190794 | 1 | Outdoor covered | SPARE Support Insulator | 348 | 51 | 60 | 1.0649 | 176 | 256 | Not stackable | 85045010 | EUR | 9144.24 | EUGEN Maersk | Belgium | Antwerp | Khalifa port | 2024-02-09 | 2024-03-13 | [11 empty] | 2024-03-23 |  |  | CASE_LIST |  | 1 | site | SHU | 2024-03-23 | site | 0 | 1 | 1 | 2 | 1.77 | 0 | 1.77 | HITACHI(HE) |  | 1 | 1 | 0 | 1 | Flow 1: Port → Site | SHU | HITACHI
945 | PRL-SHU-003-O Lot3 | HVDC-ADOPT-HE-0041 | SHU | EQ-003 | 190501 | 1 | Outdoor covered | Corona Rings | 310 | 200 | 200 | 12.4 | 620 | 1410 | Not stackable | 85045010 | EUR | 8535.84 | EUGEN Maersk | Belgium | Antwerp | Khalifa port | 2024-02-09 | 2024-03-13 | [11 empty] | 2024-03-24 |  |  | CASE_LIST |  | 1 | site | SHU | 2024-03-24 | site | 0 | 1 | 1 | 2 | 6.2 | 0 | 6.2 | HITACHI(HE) |  | 1 | 1 | 0 | 1 | Flow 1: Port → Site | SHU | HITACHI
946 | PRL-SHU-003-O Lot3 | HVDC-ADOPT-HE-0041 | SHU | EQ-003 | 190502 | 1 | Outdoor covered | Corona Rings | 310 | 200 | 200 | 12.4 | 620 | 1410 | Not stackable | 85045010 | EUR | 8535.84 | EUGEN Maersk | Belgium | Antwerp | Khalifa port | 2024-02-09 | 2024-03-13 | [11 empty] | 2024-03-24 |  |  | CASE_LIST |  | 1 | site | SHU | 2024-03-24 | site | 0 | 1 | 1 | 2 | 6.2 | 0 | 6.2 | HITACHI(HE) |  | 1 | 1 | 0 | 1 | Flow 1: Port → Site | SHU | HITACHI
947 | PRL-SHU-003-O Lot3 | HVDC-ADOPT-HE-0041 | SHU | EQ-003 | 190503 | 1 | Outdoor covered | Corona Rings | 310 | 200 | 200 | 12.4 | 620 | 1410 | Not stackable | 85045010 | EUR | 8535.84 | EUGEN Maersk | Belgium | Antwerp | Khalifa port | 2024-02-09 | 2024-03-13 | [11 empty] | 2024-03-24 |  |  | CASE_LIST |  | 1 | site | SHU | 2024-03-24 | site | 0 | 1 | 1 | 2 | 6.2 | 0 | 6.2 | HITACHI(HE) |  | 1 | 1 | 0 | 1 | Flow 1: Port → Site | SHU | HITACHI
933 | PRL-SHU-003-O Lot2 | HVDC-ADOPT-HE-0040 | SHU | EQ-003 | 190782 | 1 | Outdoor covered | Support Insulator | 350 | 102 | 105 | 3.7485 | 704 | 834 | Stackable 1x | 85045010 | EUR | 9144.24 | EUGEN Maersk | Belgium | Antwerp | Khalifa port | 2024-02-09 | 2024-03-13 | [11 empty] | 2024-03-24 |  |  | CASE_LIST |  | 1 | site | SHU | 2024-03-24 | site | 0 | 1 | 1 | 2 | 3.57 | 1 | 3.57 | HITACHI(HE) |  | 1 | 1 | 0 | 1 | Flow 1: Port → Site | SHU | HITACHI
934 | PRL-SHU-003-O Lot2 | HVDC-ADOPT-HE-0040 | SHU | EQ-003 | 190783 | 1 | Outdoor covered | Support Insulator | 350 | 102 | 105 | 3.7485 | 704 | 834 | Stackable 1x | 85045010 | EUR | 9144.24 | EUGEN Maersk | Belgium | Antwerp | Khalifa port | 2024-02-09 | 2024-03-13 | [11 empty] | 2024-03-24 |  |  | CASE_LIST |  | 1 | site | SHU | 2024-03-24 | site | 0 | 1 | 1 | 2 | 3.57 | 1 | 3.57 | HITACHI(HE) |  | 1 | 1 | 0 | 1 | Flow 1: Port → Site | SHU | HITACHI
935 | PRL-SHU-003-O Lot2 | HVDC-ADOPT-HE-0040 | SHU | EQ-003 | 190784 | 1 | Outdoor covered | Support Insulator | 350 | 102 | 105 | 3.7485 | 704 | 834 | Stackable 1x | 85045010 | EUR | 9144.24 | EUGEN Maersk | Belgium | Antwerp | Khalifa port | 2024-02-09 | 2024-03-13 | [11 empty] | 2024-03-26 |  |  | CASE_LIST |  | 1 | site | SHU | 2024-03-26 | site | 0 | 1 | 1 | 2 | 3.57 | 1 | 3.57 | HITACHI(HE) |  | 1 | 1 | 0 | 1 | Flow 1: Port → Site | SHU | HITACHI
936 | PRL-SHU-003-O Lot2 | HVDC-ADOPT-HE-0040 | SHU | EQ-003 | 190785 | 1 | Outdoor covered | Support Insulator | 350 | 102 | 105 | 3.7485 | 704 | 834 | Stackable 1x | 85045010 | EUR | 9144.24 | EUGEN Maersk | Belgium | Antwerp | Khalifa port | 2024-02-09 | 2024-03-13 | [11 empty] | 2024-03-24 |  |  | CASE_LIST |  | 1 | site | SHU | 2024-03-24 | site | 0 | 1 | 1 | 2 | 3.57 | 1 | 3.57 | HITACHI(HE) |  | 1 | 1 | 0 | 1 | Flow 1: Port → Site | SHU | HITACHI
937 | PRL-SHU-003-O Lot2 | HVDC-ADOPT-HE-0040 | SHU | EQ-003 | 190786 | 1 | Outdoor covered | Support Insulator | 350 | 102 | 105 | 3.7485 | 704 | 834 | Stackable 1x | 85045010 | EUR | 9144.24 | EUGEN Maersk | Belgium | Antwerp | Khalifa port | 2024-02-09 | 2024-03-13 | [11 empty] | 2024-03-26 |  |  | CASE_LIST |  | 1 | site | SHU | 2024-03-26 | site | 0 | 1 | 1 | 2 | 3.57 | 1 | 3.57 | HITACHI(HE) |  | 1 | 1 | 0 | 1 | Flow 1: Port → Site | SHU | HITACHI
938 | PRL-SHU-003-O Lot2 | HVDC-ADOPT-HE-0040 | SHU | EQ-003 | 190787 | 1 | Outdoor covered | Support Insulator | 350 | 102 | 105 | 3.7485 | 704 | 834 | Stackable 1x | 85045010 | EUR | 9144.24 | EUGEN Maersk | Belgium | Antwerp | Khalifa port | 2024-02-09 | 2024-03-13 | [11 empty] | 2024-03-24 |  |  | CASE_LIST |  | 1 | site | SHU | 2024-03-24 | site | 0 | 1 | 1 | 2 | 3.57 | 1 | 3.57 | HITACHI(HE) |  | 1 | 1 | 0 | 1 | Flow 1: Port → Site | SHU | HITACHI
939 | PRL-SHU-003-O Lot2 | HVDC-ADOPT-HE-0040 | SHU | EQ-003 | 190788 | 1 | Outdoor covered | Support Insulator | 350 | 102 | 105 | 3.7485 | 704 | 834 | Stackable 1x | 85045010 | EUR | 9144.24 | EUGEN Maersk | Belgium | Antwerp | Khalifa port | 2024-02-09 | 2024-03-13 | [11 empty] | 2024-03-24 |  |  | CASE_LIST |  | 1 | site | SHU | 2024-03-24 | site | 0 | 1 | 1 | 2 | 3.57 | 1 | 3.57 | HITACHI(HE) |  | 1 | 1 | 0 | 1 | Flow 1: Port → Site | SHU | HITACHI
940 | PRL-SHU-003-O Lot2 | HVDC-ADOPT-HE-0040 | SHU | EQ-003 | 190789 | 1 | Outdoor covered | Support Insulator | 350 | 102 | 105 | 3.7485 | 704 | 834 | Stackable 1x | 85045010 | EUR | 9144.24 | EUGEN Maersk | Belgium | Antwerp | Khalifa port | 2024-02-09 | 2024-03-13 | [11 empty] | 2024-03-26 |  |  | CASE_LIST |  | 1 | site | SHU | 2024-03-26 | site | 0 | 1 | 1 | 2 | 3.57 | 1 | 3.57 | HITACHI(HE) |  | 1 | 1 | 0 | 1 | Flow 1: Port → Site | SHU | HITACHI
941 | PRL-SHU-003-O Lot2 | HVDC-ADOPT-HE-0040 | SHU | EQ-003 | 190790 | 1 | Outdoor covered | Support Insulator | 350 | 102 | 105 | 3.7485 | 704 | 834 | Stackable 1x | 85045010 | EUR | 9144.24 | EUGEN Maersk | Belgium | Antwerp | Khalifa port | 2024-02-09 | 2024-03-13 | [11 empty] | 2024-03-26 |  |  | CASE_LIST |  | 1 | site | SHU | 2024-03-26 | site | 0 | 1 | 1 | 2 | 3.57 | 1 | 3.57 | HITACHI(HE) |  | 1 | 1 | 0 | 1 | Flow 1: Port → Site | SHU | HITACHI
942 | PRL-SHU-003-O Lot2 | HVDC-ADOPT-HE-0040 | SHU | EQ-003 | 190791 | 1 | Outdoor covered | Support Insulator | 350 | 102 | 105 | 3.7485 | 704 | 834 | Stackable 1x | 85045010 | EUR | 9144.24 | EUGEN Maersk | Belgium | Antwerp | Khalifa port | 2024-02-09 | 2024-03-13 | [11 empty] | 2024-03-24 |  |  | CASE_LIST |  | 1 | site | SHU | 2024-03-24 | site | 0 | 1 | 1 | 2 | 3.57 | 1 | 3.57 | HITACHI(HE) |  | 1 | 1 | 0 | 1 | Flow 1: Port → Site | SHU | HITACHI